## Index
The IMAC study models for neutral temperatures and acceptability limits for air-conditioned, naturally ventilated, and mixed mode buildings, as derived through an empirical field study specific to the Indian context, offer an energy efficient pathway for its commercial building sector without compromising occupant comfort.
Click on below tabs for desired operations
| Brief description for IMAc model including study approach and outcomes |  | Standard based on an adaptive thermal comfort model can play a major role in reducing energy use whilst maintaining the comfort, productivity and well-being of occupants. This approach recognizes that people’s thermal comfort needs depend on their past and present context and that these needs vary with the outdoor environmental conditions of their location. People’s thermal perceptions – preferences as well as tolerances – are likely to extend over a wider range of temperatures. It allows buildings to operate within broader temperature bands. Theories deals with adaptive thermal comfort model which differentiate the thermal response of occupants in air conditioned and naturally ventilated buildings. Operative temperature is more suitable index to measure thermal comfort in the building having low indoor air velocities, since the index also accounts for impact of building surface temperatures (radiant temperatures) on human comfort. The Indian Adaptive Thermal Comfort Model (IMAC) study models for neutral temperatures and acceptability limits for air-conditioned, naturally ventilated, and mixed mode buildings, as derived through an empirical field study specific to the Indian context, offer an energy efficient pathway for its commercial building sector without compromising occupant comfort. The tool can be useful to determine temperature set points for different types of commercial buildings such as- Naturally ventilated buildings, Mix mode buildings and Air-conditioned buildings. The tool has reference comfort conditions range derived as per adaptive model for Indian cities. These are indicative simplified values using weather files. The tool has inbuilt temperature data for 59 cities of India for which 90% acceptability can be extracted selecting the desired city name. The tool also provides the flexibility to tool users for annual hourly temperature input of any other specific location (as and where required) and hence 90% acceptability results for that city.
Selected cities for which no rawdata is requiredto view 90% acceptibility results
Details of IMAC 90% acceptibility temperature range calculation methodology
List of cities for which IMAC temperature results can be extracted without any raw data requirements
Insert customized hourly data for 8760 hours
View daily minimum, maximum and mean temperature
View IMAC temperature calculations (Daily)
View IMAC temperature calculations (Daily)
View existing cities temperature data
For further information Centre for Advanced Research in Building Science and Energy CEPT University, K.L.Campus, Navarangpura, Ahmedabad 380 009, INDIA Phone: +91 79 2630 2470, Ext: 383, Email: ashajoshi@cept.ac.in, Website: www.cept.ac.in/carbse
NOTE: Compatible with MS Office 2010 and above.
Select city and view IMAC results
View Daily Min, Max & Mean
IMAC temp. calculation (Daily)
IMAC temp. calculation (Monthly)
Inset customized data
Existing temp data for selected cities
IMAC brief description
List of cities
IMAC calculation methodology

## IMAC_Brief-description
Introduction
Buildings represent around 40% of world's primary energy consumption. They are, therefore, directly responsible for increase in greenhouse gases and can play a key role in climate change adaptation. To achieve an energy efficient building regime, governments, businesses and individuals must transform the way buildings are designed, built and operated. Energy consumption in new and existing buildings can be reduced through design interventions, low-energy systems and behavioural changes. In India, electricity demand already exceeds supply. The largest and most significant end use of electricity in commercial buildings is air-conditioning. The rapid growth in new floor space combined with an increase in thermal comfort expectations and aspirations, will lead to a surge in demand for air conditioning. If permitted unchecked, the growth in building air-conditioning will add immense pressure on electricity infrastructure and exacerbate the already extreme peak-demand problem in the country.
In order to prevent an increase in energy use associated with space cooling, the deployment of low energy adaptive strategies in building operation is critical. This could also help increase our resilience to the effects of climate change. When the occupants are allowed to adapt to a building's environment by means of adjusting their clothing, cooling or heating set points, operation of windows, or any other measures, they are able to tolerate a wider range of environmental conditions, which, in turn, helps save energy. At present, the predominant trend in India is to design air-conditioned office buildings that operate at 22.5 ± 1°C all year round to meet the stringent specifications outlined by ISO 2005 and ASHRAE Standard 55-2010. These buildings are designed as sealed and fully controlled environments, and do not take advantage of favourable outdoor conditions whenever available. This conventional approach to design and development of air conditioned buildings may elevate Indian comfort expectations to levels that require unsustainable energy inputs. An Adaptive Thermal Comfort standard can play a major role in reducing energy use whilst maintaining the comfort, productivity and well-being of occupants. It recognizes that people's thermal comfort needs depend on their past and present context and that these needs vary with the outdoor environmental conditions of their location. People living year-round in air-conditioned spaces are likely to develop high expectations for homogeneity and cool temperatures, and may become quite critical if thermal conditions deviate from the centre of the comfort zone they have come to expect. In contrast, people who live or work in naturally ventilated buildings, where they are able to control their immediate interior spaces, get accustomed to variable indoor thermal conditions that reflect local patterns of daily and seasonal climate changes. Their thermal perceptions – preferences as well as tolerances – are likely to extend over a wider range of temperatures than are reflected in the currently practiced standards.
The ASHRAE Standard 55-2010 includes an adaptive thermal comfort model to differentiate the thermal response of occupants in air conditioned and naturally ventilated buildings. However, until now there has been a lack of a contextual model for adaptive thermal comfort for India, even though a large proportion of existing as well as new buildings are either fully naturally ventilated or use natural ventilation for most part of the year, supplemented by air-conditioning. In order to address the lack of thermal comfort guidelines that recognise the climatic and workplace context of Indian offices, the India Model for Adaptive (Thermal) Comfort Study was initiated in January 2012. A standard based on an India specific model would provide design and operation guidance for air-conditioned as well as naturally ventilated buildings. It would allow buildings to operate within broader temperature bands. The specification of a broader comfort band suited to the Indian context has the potential to reduce the use of energy intensive space cooling for Indian buildings.
Study Approach
The 'IMAC 2014' model is developed from the data collected over four survey campaigns in office buildings conducted over a period of one year. These surveys were administered in five Indian cities selected as representative locations for the five climate zones prevalent in India – warm & humid, hot & dry, composite, moderate and cold. In order to document a wide range of indoor environmental conditions, surveys were administered in naturally ventilated, mixed-mode and air conditioned buildings in these five cities during summer, winter and monsoon seasons. The instantaneous thermal comfort surveys (TCS), which were repeated every season, gathered responses related to thermal sensation, preference and acceptability, air movement satisfaction and preference, clothing and activity. These were accompanied by simultaneous measurement of the indoor environmental parameters – air temperature, globe temperature, relative humidity and air1 velocity. Building Use Studies (BUS) methodology was also used as a post-occupancy evaluation tool to gather long- term responses. It included questions framed to draw responses related to the workspace environment on a seasonal basis from past experiences of the
respondents. The BUS questionnaire covered aspects such as thermal comfort, ventilation, lighting, noise, indoor air quality and personal control. A total of 6330 TCS and 2002 BUS responses were gathered from 16 buildings under the IMAC 2014 project. IMAC 2014 derives a significant part of its methodology and 4 analysis design from the ASHRAE RP-884 document. It also refers to the CEN Standard EN15251 for alternative analysis steps. A key extension is the manner in which the IMAC study focuses on mixed mode (MM) buildings which are becoming increasingly prevalent in India. Rigorous quality assurance protocols were developed to check the data at various stages of manual (on-site) data entry and off-site digitization. Erroneous data points were either standardized (according to the protocols established for each variable) or removed based on the degree of error. In the first stage of analysis, the observed and predicted sensation was correlated with two indoor environmental indices - indoor operative temperature (top) and new effective temperature (et*). This relationship, defined by a simple linear regression model, helped derive the neutrality or neutral temperature. Neutrality is defined as the indoor temperature (in this case, it is expressed in terms of top or et*) at which majority of occupants are likely to feel 'neutral' towards their indoor thermal environment. In the second stage of analysis, thermal adaptation with change in outdoor conditions was assessed by correlating neutrality with the outdoor temperature. Limits were derived for 80% and 90% acceptability. During the course of the analysis, multiple models were prepared based on different methodologies for calculating neutralities, various indoor and outdoor indices used and the alternative approaches to derive the acceptability limits.
Study Outcome
A significant finding of the IMAC study is that occupants in Indian offices are more adaptive and tolerant of warmer temperatures. The difference between predicted sensations, derived from Fanger's static PMV model, and observed sensation, derived from occupant responses, showed significant variations ranging from 0.5 unit sensation vote at 23°C indoor top, to 1 unit at 29°C for AC dataset, where the predicted sensation was always warmer than the observed. This indicated that the PMV model over-predicted the sensation on the warmer side of the 7-point sensation scale, and that the occupants in Indian offices were more adaptive, even in the AC buildings. Even where both predicted and observed sensation was on the warmer end of the scale at higher indoor temperatures, the predicted sensation was always higher than the observed sensation for all building types. The study results clearly show that the occupants felt cooler than predicted by the PMV model, indicating higher adaptability. Analysis using Griffith's method used in developing adaptive comfort equations for EN15251, which uses average sensitivity of the dataset to calculate neutrality, showed that in AC buildings, there was a unit change in sensation vote for every 4°C change in indoor temperature, while in NV buildings a unit
change in sensation occurred at a 7°C variation. This indicates that, on an average, occupants in AC buildings were twice as sensitive as occupants in NV buildings. The IMAC study proposes two variations of the adaptive model as being most appropriate for Indian context. In the first model, neutralities have been derived from the ASHRAE RP-884 method. In the second, Griffith's method has been deployed but it has been contextualized for the Indian dataset. In both models, the neutral indoor top is related to the 30-day outdoor running mean air temperature. Each model presents this relationship as four equations for the three building types – NV, MM and AC. IMAC models are also compared with the ASHRAE Standard 55-2010 and EN15251 adaptive models. From the IMAC 2014 models, it is clear that in AC buildings, the temperature at which occupants feel 'neutral' does not vary much (24-25°C neutral top) with outdoor temperature (16-38°C), which is consistent with the findings from other international studies. However, occupants in AC buildings show a wider acceptance of the indoor temperatures. The model predicts that 90% of the occupants will find the indoor environment acceptable within ±2°C of the neutral temperature, in other words, between 22-27°C indoor top. The results clearly question trends to operate buildings at 22.5 ± 1°C all year round. The models indicate that occupants in NV buildings thermally adapt to the outdoor temperature of their location. The neutral temperature for NV building varies from 20.5-28.5°C for the observed outdoor range with 90% acceptability in the range of ±2.4°C of the neutral temperature. Mixed mode buildings, where AC is operated only during extreme outdoor conditions, are becoming prevalent in India. Results from the IMAC study show that the occupants in MM buildings are more adaptive when compared to those in AC buildings and less adaptive compared to occupants in NV buildings. The IMAC study models for neutral temperatures and acceptability limits for air-conditioned, naturally ventilated, and mixed mode buildings, as derived through an empirical field study specific to the Indian context, offer an energy efficient pathway for its commercial building sector without compromising occupant
comfort.
Back to index

## City select_Results
[8 empty] | Select city | Bhubaneshwar
Representative Year | Month | Day | Hour | DBT
1995 | 1 | 1 | 1 | 18.1 | Monthly 90% acceptibility range for |  |  |  | Bhubaneshwar
1995 | 1 | 1 | 2 | 17.8
1995 | 1 | 1 | 3 | 17.5 | Months | Acceptibility Range | Naturally ventilated | Mix Mode buildings | Air.cond. Based on air temp. | Air.cond. Based on std. effective. Temp
1995 | 1 | 1 | 4 | 17.1 | January | 90% | 27.0747 | 27.4821 | 26.4638 | 25.8376
1995 | 1 | 1 | 5 | 16.6 |  |  | 22.3147 | 20.5621 | 23.4638 | 23.8376
1995 | 1 | 1 | 6 | 16.1 | February | 90% | 28.5093 | 28.2259 | 26.671 | 25.8748
1995 | 1 | 1 | 7 | 16.4 |  |  | 23.7493 | 20.5621 | 23.671 | 23.8748
1995 | 1 | 1 | 8 | 17.4 | March | 90% | 30.2787 | 29.1434 | 26.9266 | 25.9207
1995 | 1 | 1 | 9 | 19.1 |  |  | 25.5187 | 22.2234 | 23.9266 | 23.9207
1995 | 1 | 1 | 10 | 21.7 | April | 90% | 31.5594 | 29.8075 | 27.1116 | 25.9539
1995 | 1 | 1 | 11 | 24.5 |  |  | 26.7994 | 22.8875 | 24.1116 | 23.9539
1995 | 1 | 1 | 12 | 27.1 | May | 90% | 31.8173 | 29.9412 | 27.1488 | 25.9606
1995 | 1 | 1 | 13 | 28.5 |  |  | 27.0572 | 23.0212 | 24.1488 | 23.9606
1995 | 1 | 1 | 14 | 29.1 | June | 90% | 32.6466 | 30.3712 | 27.2686 | 25.9821
1995 | 1 | 1 | 15 | 28.9 |  |  | 27.8866 | 23.4512 | 24.2686 | 23.9821
1995 | 1 | 1 | 16 | 28.4 | July | 90% | 31.4253 | 29.7379 | 27.0922 | 25.9504
1995 | 1 | 1 | 17 | 27.3 |  |  | 26.6653 | 22.8179 | 24.0922 | 23.9504
1995 | 1 | 1 | 18 | 26 | August | 90% | 30.6243 | 29.3226 | 26.9765 | 25.9296
1995 | 1 | 1 | 19 | 24.3 |  |  | 25.8643 | 22.4026 | 23.9765 | 23.9296
1995 | 1 | 1 | 20 | 22.7 | September | 90% | 30.5788 | 29.299 | 26.9699 | 25.9285
1995 | 1 | 1 | 21 | 20.9 |  |  | 25.8189 | 22.379 | 23.9699 | 23.9285
1995 | 1 | 1 | 22 | 19.7 | October | 90% | 30.1986 | 29.1019 | 26.915 | 25.9186
1995 | 1 | 1 | 23 | 19 |  |  | 25.4386 | 22.1819 | 23.915 | 23.9186
1995 | 1 | 1 | 24 | 18.3 | November | 90% | 28.9305 | 28.4443 | 26.7319 | 25.8857
1995 | 1 | 2 | 1 | 17.9 |  |  | 24.1705 | 21.5243 | 23.7319 | 23.8857
1995 | 1 | 2 | 2 | 17.6 | December | 90% | 27.463 | 27.6834 | 26.5199 | 25.8477
1995 | 1 | 2 | 3 | 17.3 |  |  | 22.7031 | 20.7634 | 23.5199 | 23.8477
1995 | 1 | 2 | 4 | 17
1995 | 1 | 2 | 5 | 16.6
1995 | 1 | 2 | 6 | 16.2
1995 | 1 | 2 | 7 | 16.6
1995 | 1 | 2 | 8 | 17.6
1995 | 1 | 2 | 9 | 19
1995 | 1 | 2 | 10 | 20.9
1995 | 1 | 2 | 11 | 22.9
1995 | 1 | 2 | 12 | 24.9
1995 | 1 | 2 | 13 | 26.4
1995 | 1 | 2 | 14 | 27.4
1995 | 1 | 2 | 15 | 27.7
1995 | 1 | 2 | 16 | 27.2
1995 | 1 | 2 | 17 | 26.2
1995 | 1 | 2 | 18 | 25
1995 | 1 | 2 | 19 | 23.7
1995 | 1 | 2 | 20 | 22.6
1995 | 1 | 2 | 21 | 21.5
1995 | 1 | 2 | 22 | 20.3
1995 | 1 | 2 | 23 | 19.1
1995 | 1 | 2 | 24 | 18
1995 | 1 | 3 | 1 | 17.2
1995 | 1 | 3 | 2 | 16.9
1995 | 1 | 3 | 3 | 16.6
1995 | 1 | 3 | 4 | 16.3
1995 | 1 | 3 | 5 | 16
1995 | 1 | 3 | 6 | 15.7
1995 | 1 | 3 | 7 | 16.4
1995 | 1 | 3 | 8 | 17.3
1995 | 1 | 3 | 9 | 18.6
1995 | 1 | 3 | 10 | 20
1995 | 1 | 3 | 11 | 21.6
1995 | 1 | 3 | 12 | 23.3
1995 | 1 | 3 | 13 | 24.9
1995 | 1 | 3 | 14 | 26.1
1995 | 1 | 3 | 15 | 26.9
1995 | 1 | 3 | 16 | 26.7
1995 | 1 | 3 | 17 | 25.9
1995 | 1 | 3 | 18 | 24.6
1995 | 1 | 3 | 19 | 23.5
1995 | 1 | 3 | 20 | 22.2
1995 | 1 | 3 | 21 | 21
1995 | 1 | 3 | 22 | 19.8
1995 | 1 | 3 | 23 | 18.5
1995 | 1 | 3 | 24 | 17.2
1995 | 1 | 4 | 1 | 16.5
1995 | 1 | 4 | 2 | 16.2
1995 | 1 | 4 | 3 | 15.9
1995 | 1 | 4 | 4 | 15.7
1995 | 1 | 4 | 5 | 15.4
1995 | 1 | 4 | 6 | 15.1
1995 | 1 | 4 | 7 | 15.7
1995 | 1 | 4 | 8 | 16.8
1995 | 1 | 4 | 9 | 18.5
1995 | 1 | 4 | 10 | 20.7
1995 | 1 | 4 | 11 | 23.1
1995 | 1 | 4 | 12 | 25.2
1995 | 1 | 4 | 13 | 26.5
1995 | 1 | 4 | 14 | 27.1
1995 | 1 | 4 | 15 | 27.2
1995 | 1 | 4 | 16 | 26.9
1995 | 1 | 4 | 17 | 26.1
1995 | 1 | 4 | 18 | 24.9
1995 | 1 | 4 | 19 | 23.3
1995 | 1 | 4 | 20 | 21.9
1995 | 1 | 4 | 21 | 20.2
1995 | 1 | 4 | 22 | 19.1
1995 | 1 | 4 | 23 | 18.4
1995 | 1 | 4 | 24 | 17.7
1995 | 1 | 5 | 1 | 17.2
1995 | 1 | 5 | 2 | 16.9
1995 | 1 | 5 | 3 | 16.6
1995 | 1 | 5 | 4 | 16.2
1995 | 1 | 5 | 5 | 15.7
1995 | 1 | 5 | 6 | 15.2
1995 | 1 | 5 | 7 | 15.3
1995 | 1 | 5 | 8 | 16
1995 | 1 | 5 | 9 | 17.2
1995 | 1 | 5 | 10 | 19.1
1995 | 1 | 5 | 11 | 21.4
1995 | 1 | 5 | 12 | 23.6
1995 | 1 | 5 | 13 | 25.2
1995 | 1 | 5 | 14 | 26.2
1995 | 1 | 5 | 15 | 26.5
1995 | 1 | 5 | 16 | 25.9
1995 | 1 | 5 | 17 | 24.9
1995 | 1 | 5 | 18 | 23.6
1995 | 1 | 5 | 19 | 22.6
1995 | 1 | 5 | 20 | 21.4
1995 | 1 | 5 | 21 | 20.3
1995 | 1 | 5 | 22 | 19.2
1995 | 1 | 5 | 23 | 18.1
1995 | 1 | 5 | 24 | 17
1995 | 1 | 6 | 1 | 16.3
1995 | 1 | 6 | 2 | 16.1
1995 | 1 | 6 | 3 | 15.9
1995 | 1 | 6 | 4 | 15.4
1995 | 1 | 6 | 5 | 14.6
1995 | 1 | 6 | 6 | 13.8
1995 | 1 | 6 | 7 | 14.7
1995 | 1 | 6 | 8 | 16.3
1995 | 1 | 6 | 9 | 18.4
1995 | 1 | 6 | 10 | 20.4
1995 | 1 | 6 | 11 | 22.3
1995 | 1 | 6 | 12 | 24.1
1995 | 1 | 6 | 13 | 25.7
1995 | 1 | 6 | 14 | 26.7
1995 | 1 | 6 | 15 | 27.3
1995 | 1 | 6 | 16 | 27
1995 | 1 | 6 | 17 | 26.1
1995 | 1 | 6 | 18 | 24.6
1995 | 1 | 6 | 19 | 22.9
1995 | 1 | 6 | 20 | 21.2
1995 | 1 | 6 | 21 | 19.3
1995 | 1 | 6 | 22 | 18.1
1995 | 1 | 6 | 23 | 17.5
1995 | 1 | 6 | 24 | 16.9
1995 | 1 | 7 | 1 | 16.5
1995 | 1 | 7 | 2 | 16.4
1995 | 1 | 7 | 3 | 16.3
1995 | 1 | 7 | 4 | 15.8
1995 | 1 | 7 | 5 | 15
1995 | 1 | 7 | 6 | 14.2
1995 | 1 | 7 | 7 | 14.7
1995 | 1 | 7 | 8 | 15.8
1995 | 1 | 7 | 9 | 17.5
1995 | 1 | 7 | 10 | 19.5
1995 | 1 | 7 | 11 | 21.8
1995 | 1 | 7 | 12 | 24
1995 | 1 | 7 | 13 | 25.9
1995 | 1 | 7 | 14 | 27.2
1995 | 1 | 7 | 15 | 27.9
1995 | 1 | 7 | 16 | 27.6
1995 | 1 | 7 | 17 | 26.8
1995 | 1 | 7 | 18 | 25.6
1995 | 1 | 7 | 19 | 24.4
1995 | 1 | 7 | 20 | 23
1995 | 1 | 7 | 21 | 21.7
1995 | 1 | 7 | 22 | 20.3
1995 | 1 | 7 | 23 | 18.8
1995 | 1 | 7 | 24 | 17.3
1995 | 1 | 8 | 1 | 16.4
1995 | 1 | 8 | 2 | 15.9
1995 | 1 | 8 | 3 | 15.4
1995 | 1 | 8 | 4 | 15.2
1995 | 1 | 8 | 5 | 15.1
1995 | 1 | 8 | 6 | 15
1995 | 1 | 8 | 7 | 15.9
1995 | 1 | 8 | 8 | 17.4
1995 | 1 | 8 | 9 | 19.2
1995 | 1 | 8 | 10 | 21.3
1995 | 1 | 8 | 11 | 23.3
1995 | 1 | 8 | 12 | 25.2
1995 | 1 | 8 | 13 | 26.6
1995 | 1 | 8 | 14 | 27.4
1995 | 1 | 8 | 15 | 27.7
1995 | 1 | 8 | 16 | 27.4
1995 | 1 | 8 | 17 | 26.5
1995 | 1 | 8 | 18 | 25.2
1995 | 1 | 8 | 19 | 23.6
1995 | 1 | 8 | 20 | 22
1995 | 1 | 8 | 21 | 20.3
1995 | 1 | 8 | 22 | 19
1995 | 1 | 8 | 23 | 18.2
1995 | 1 | 8 | 24 | 17.4
1995 | 1 | 9 | 1 | 16.9
1995 | 1 | 9 | 2 | 16.6
1995 | 1 | 9 | 3 | 16.3
1995 | 1 | 9 | 4 | 16
1995 | 1 | 9 | 5 | 15.6
1995 | 1 | 9 | 6 | 15.2
1995 | 1 | 9 | 7 | 15.8
1995 | 1 | 9 | 8 | 17
1995 | 1 | 9 | 9 | 18.7
1995 | 1 | 9 | 10 | 20.9
1995 | 1 | 9 | 11 | 23.1
1995 | 1 | 9 | 12 | 24.9
1995 | 1 | 9 | 13 | 25.8
1995 | 1 | 9 | 14 | 26.2
1995 | 1 | 9 | 15 | 26.2
1995 | 1 | 9 | 16 | 25.9
1995 | 1 | 9 | 17 | 25.3
1995 | 1 | 9 | 18 | 24.5
1995 | 1 | 9 | 19 | 23.2
1995 | 1 | 9 | 20 | 22
1995 | 1 | 9 | 21 | 20.4
1995 | 1 | 9 | 22 | 19.3
1995 | 1 | 9 | 23 | 18.8
1995 | 1 | 9 | 24 | 18.3
1995 | 1 | 10 | 1 | 17.9
1995 | 1 | 10 | 2 | 17.8
1995 | 1 | 10 | 3 | 17.7
1995 | 1 | 10 | 4 | 17.2
1995 | 1 | 10 | 5 | 16.4
1995 | 1 | 10 | 6 | 15.6
1995 | 1 | 10 | 7 | 15.8
1995 | 1 | 10 | 8 | 16.9
1995 | 1 | 10 | 9 | 18.7
1995 | 1 | 10 | 10 | 21.2
1995 | 1 | 10 | 11 | 23.3
1995 | 1 | 10 | 12 | 24.4
1995 | 1 | 10 | 13 | 23
1995 | 1 | 10 | 14 | 21.2
1995 | 1 | 10 | 15 | 19.6
1995 | 1 | 10 | 16 | 20.7
1995 | 1 | 10 | 17 | 22.4
1995 | 1 | 10 | 18 | 24.2
1995 | 1 | 10 | 19 | 23.8
1995 | 1 | 10 | 20 | 22.9
1995 | 1 | 10 | 21 | 21.2
1995 | 1 | 10 | 22 | 20.2
1995 | 1 | 10 | 23 | 19.8
1995 | 1 | 10 | 24 | 19.4
1995 | 1 | 11 | 1 | 19
1995 | 1 | 11 | 2 | 18.6
1995 | 1 | 11 | 3 | 18.2
1995 | 1 | 11 | 4 | 17.7
1995 | 1 | 11 | 5 | 17.1
1995 | 1 | 11 | 6 | 16.5
1995 | 1 | 11 | 7 | 16.6
1995 | 1 | 11 | 8 | 17.2
1995 | 1 | 11 | 9 | 18.5
1995 | 1 | 11 | 10 | 20.7
1995 | 1 | 11 | 11 | 23.2
1995 | 1 | 11 | 12 | 25.7
1995 | 1 | 11 | 13 | 27.5
1995 | 1 | 11 | 14 | 28.8
1995 | 1 | 11 | 15 | 29.3
1995 | 1 | 11 | 16 | 29.1
1995 | 1 | 11 | 17 | 28.2
1995 | 1 | 11 | 18 | 27
1995 | 1 | 11 | 19 | 25.6
1995 | 1 | 11 | 20 | 24.1
1995 | 1 | 11 | 21 | 22.6
1995 | 1 | 11 | 22 | 21.3
1995 | 1 | 11 | 23 | 20.4
1995 | 1 | 11 | 24 | 19.5
1995 | 1 | 12 | 1 | 18.8
1995 | 1 | 12 | 2 | 18.3
1995 | 1 | 12 | 3 | 17.8
1995 | 1 | 12 | 4 | 17.4
1995 | 1 | 12 | 5 | 16.9
1995 | 1 | 12 | 6 | 16.4
1995 | 1 | 12 | 7 | 16.8
1995 | 1 | 12 | 8 | 17.9
1995 | 1 | 12 | 9 | 19.5
1995 | 1 | 12 | 10 | 21.8
1995 | 1 | 12 | 11 | 24.2
1995 | 1 | 12 | 12 | 26.4
1995 | 1 | 12 | 13 | 27.7
1995 | 1 | 12 | 14 | 28.4
1995 | 1 | 12 | 15 | 28.4
1995 | 1 | 12 | 16 | 27.9
1995 | 1 | 12 | 17 | 26.9
1995 | 1 | 12 | 18 | 25.6
1995 | 1 | 12 | 19 | 24.2
1995 | 1 | 12 | 20 | 23
1995 | 1 | 12 | 21 | 21.7
1995 | 1 | 12 | 22 | 20.7
1995 | 1 | 12 | 23 | 20
1995 | 1 | 12 | 24 | 19.3
1995 | 1 | 13 | 1 | 18.9
1995 | 1 | 13 | 2 | 18.6
1995 | 1 | 13 | 3 | 18.3
1995 | 1 | 13 | 4 | 18
1995 | 1 | 13 | 5 | 17.7
1995 | 1 | 13 | 6 | 17.4
1995 | 1 | 13 | 7 | 17.5
1995 | 1 | 13 | 8 | 18.2
1995 | 1 | 13 | 9 | 19.5
1995 | 1 | 13 | 10 | 21.8
1995 | 1 | 13 | 11 | 24.5
1995 | 1 | 13 | 12 | 27
1995 | 1 | 13 | 13 | 28.6
1995 | 1 | 13 | 14 | 29.5
1995 | 1 | 13 | 15 | 29.7
1995 | 1 | 13 | 16 | 29.2
1995 | 1 | 13 | 17 | 28.2
1995 | 1 | 13 | 18 | 26.8
1995 | 1 | 13 | 19 | 25.2
1995 | 1 | 13 | 20 | 23.8
1995 | 1 | 13 | 21 | 22.2
1995 | 1 | 13 | 22 | 21.1
1995 | 1 | 13 | 23 | 20.4
1995 | 1 | 13 | 24 | 19.7
1995 | 1 | 14 | 1 | 19.3
1995 | 1 | 14 | 2 | 19.1
1995 | 1 | 14 | 3 | 18.9
1995 | 1 | 14 | 4 | 18.6
1995 | 1 | 14 | 5 | 18.1
1995 | 1 | 14 | 6 | 17.6
1995 | 1 | 14 | 7 | 17.8
1995 | 1 | 14 | 8 | 18.4
1995 | 1 | 14 | 9 | 19.7
1995 | 1 | 14 | 10 | 21.9
1995 | 1 | 14 | 11 | 24.3
1995 | 1 | 14 | 12 | 26.7
1995 | 1 | 14 | 13 | 28.2
1995 | 1 | 14 | 14 | 29.1
1995 | 1 | 14 | 15 | 29.3
1995 | 1 | 14 | 16 | 28.8
1995 | 1 | 14 | 17 | 27.8
1995 | 1 | 14 | 18 | 26.6
1995 | 1 | 14 | 19 | 25.4
1995 | 1 | 14 | 20 | 24.3
1995 | 1 | 14 | 21 | 23.2
1995 | 1 | 14 | 22 | 22.2
1995 | 1 | 14 | 23 | 21.4
1995 | 1 | 14 | 24 | 20.6
1995 | 1 | 15 | 1 | 20
1995 | 1 | 15 | 2 | 19.5
1995 | 1 | 15 | 3 | 19
1995 | 1 | 15 | 4 | 18.8
1995 | 1 | 15 | 5 | 18.8
1995 | 1 | 15 | 6 | 18.8
1995 | 1 | 15 | 7 | 18.9
1995 | 1 | 15 | 8 | 19.3
1995 | 1 | 15 | 9 | 20.1
1995 | 1 | 15 | 10 | 21.9
1995 | 1 | 15 | 11 | 24
1995 | 1 | 15 | 12 | 26.2
1995 | 1 | 15 | 13 | 27.9
1995 | 1 | 15 | 14 | 29.1
1995 | 1 | 15 | 15 | 29.6
1995 | 1 | 15 | 16 | 29.2
1995 | 1 | 15 | 17 | 28.1
1995 | 1 | 15 | 18 | 26.7
1995 | 1 | 15 | 19 | 25.3
1995 | 1 | 15 | 20 | 24.1
1995 | 1 | 15 | 21 | 22.8
1995 | 1 | 15 | 22 | 21.9
1995 | 1 | 15 | 23 | 21.4
1995 | 1 | 15 | 24 | 20.9
1995 | 1 | 16 | 1 | 20.5
1995 | 1 | 16 | 2 | 20.2
1995 | 1 | 16 | 3 | 19.9
1995 | 1 | 16 | 4 | 19.7
1995 | 1 | 16 | 5 | 19.5
1995 | 1 | 16 | 6 | 19.3
1995 | 1 | 16 | 7 | 19.1
1995 | 1 | 16 | 8 | 19.4
1995 | 1 | 16 | 9 | 20.2
1995 | 1 | 16 | 10 | 22.3
1995 | 1 | 16 | 11 | 24.9
1995 | 1 | 16 | 12 | 27.6
1995 | 1 | 16 | 13 | 29.4
1995 | 1 | 16 | 14 | 30.5
1995 | 1 | 16 | 15 | 30.7
1995 | 1 | 16 | 16 | 29.9
1995 | 1 | 16 | 17 | 28.4
1995 | 1 | 16 | 18 | 26.7
1995 | 1 | 16 | 19 | 25.2
1995 | 1 | 16 | 20 | 24.3
1995 | 1 | 16 | 21 | 23.3
1995 | 1 | 16 | 22 | 22.6
1995 | 1 | 16 | 23 | 22.3
1995 | 1 | 16 | 24 | 22
1995 | 1 | 17 | 1 | 21.5
1995 | 1 | 17 | 2 | 20.9
1995 | 1 | 17 | 3 | 20.3
1995 | 1 | 17 | 4 | 20.1
1995 | 1 | 17 | 5 | 20.3
1995 | 1 | 17 | 6 | 20.5
1995 | 1 | 17 | 7 | 20.4
1995 | 1 | 17 | 8 | 20.7
1995 | 1 | 17 | 9 | 21.3
1995 | 1 | 17 | 10 | 22.8
1995 | 1 | 17 | 11 | 24.3
1995 | 1 | 17 | 12 | 25.6
1995 | 1 | 17 | 13 | 25.8
1995 | 1 | 17 | 14 | 25.5
1995 | 1 | 17 | 15 | 24.9
1995 | 1 | 17 | 16 | 24.6
1995 | 1 | 17 | 17 | 24.3
1995 | 1 | 17 | 18 | 24.1
1995 | 1 | 17 | 19 | 23.6
1995 | 1 | 17 | 20 | 22.8
1995 | 1 | 17 | 21 | 22
1995 | 1 | 17 | 22 | 21.3
1995 | 1 | 17 | 23 | 20.7
1995 | 1 | 17 | 24 | 20.1
1995 | 1 | 18 | 1 | 19.7
1995 | 1 | 18 | 2 | 19.5
1995 | 1 | 18 | 3 | 19.3
1995 | 1 | 18 | 4 | 19
1995 | 1 | 18 | 5 | 18.6
1995 | 1 | 18 | 6 | 18.2
1995 | 1 | 18 | 7 | 18.2
1995 | 1 | 18 | 8 | 18.5
1995 | 1 | 18 | 9 | 19.2
1995 | 1 | 18 | 10 | 20.4
1995 | 1 | 18 | 11 | 22
1995 | 1 | 18 | 12 | 23.7
1995 | 1 | 18 | 13 | 25.3
1995 | 1 | 18 | 14 | 26.6
1995 | 1 | 18 | 15 | 27.3
1995 | 1 | 18 | 16 | 26.9
1995 | 1 | 18 | 17 | 26
1995 | 1 | 18 | 18 | 24.6
1995 | 1 | 18 | 19 | 23.3
1995 | 1 | 18 | 20 | 22
1995 | 1 | 18 | 21 | 20.7
1995 | 1 | 18 | 22 | 19.8
1995 | 1 | 18 | 23 | 19.4
1995 | 1 | 18 | 24 | 19.1
1995 | 1 | 19 | 1 | 18.7
1995 | 1 | 19 | 2 | 18.4
1995 | 1 | 19 | 3 | 18
1995 | 1 | 19 | 4 | 17.4
1995 | 1 | 19 | 5 | 16.6
1995 | 1 | 19 | 6 | 15.8
1995 | 1 | 19 | 7 | 15.8
1995 | 1 | 19 | 8 | 16.8
1995 | 1 | 19 | 9 | 18.4
1995 | 1 | 19 | 10 | 20.9
1995 | 1 | 19 | 11 | 23
1995 | 1 | 19 | 12 | 24.3
1995 | 1 | 19 | 13 | 23
1995 | 1 | 19 | 14 | 21.3
1995 | 1 | 19 | 15 | 19.6
1995 | 1 | 19 | 16 | 20.5
1995 | 1 | 19 | 17 | 22.1
1995 | 1 | 19 | 18 | 24.1
1995 | 1 | 19 | 19 | 24.2
1995 | 1 | 19 | 20 | 23.3
1995 | 1 | 19 | 21 | 22
1995 | 1 | 19 | 22 | 20.7
1995 | 1 | 19 | 23 | 19.4
1995 | 1 | 19 | 24 | 18.1
1995 | 1 | 20 | 1 | 17.2
1995 | 1 | 20 | 2 | 16.8
1995 | 1 | 20 | 3 | 16.4
1995 | 1 | 20 | 4 | 15.8
1995 | 1 | 20 | 5 | 15
1995 | 1 | 20 | 6 | 14.2
1995 | 1 | 20 | 7 | 14.9
1995 | 1 | 20 | 8 | 16.4
1995 | 1 | 20 | 9 | 18.5
1995 | 1 | 20 | 10 | 21
1995 | 1 | 20 | 11 | 23.7
1995 | 1 | 20 | 12 | 26.2
1995 | 1 | 20 | 13 | 28.1
1995 | 1 | 20 | 14 | 29.5
1995 | 1 | 20 | 15 | 30.1
1995 | 1 | 20 | 16 | 29.9
1995 | 1 | 20 | 17 | 29
1995 | 1 | 20 | 18 | 27.6
1995 | 1 | 20 | 19 | 25.8
1995 | 1 | 20 | 20 | 24.2
1995 | 1 | 20 | 21 | 22.3
1995 | 1 | 20 | 22 | 21
1995 | 1 | 20 | 23 | 20.1
1995 | 1 | 20 | 24 | 19.2
1995 | 1 | 21 | 1 | 18.6
1995 | 1 | 21 | 2 | 18.3
1995 | 1 | 21 | 3 | 18
1995 | 1 | 21 | 4 | 17.5
1995 | 1 | 21 | 5 | 17
1995 | 1 | 21 | 6 | 16.5
1995 | 1 | 21 | 7 | 16.9
1995 | 1 | 21 | 8 | 17.9
1995 | 1 | 21 | 9 | 19.7
1995 | 1 | 21 | 10 | 22.3
1995 | 1 | 21 | 11 | 24.9
1995 | 1 | 21 | 12 | 27.1
1995 | 1 | 21 | 13 | 28.2
1995 | 1 | 21 | 14 | 28.7
1995 | 1 | 21 | 15 | 28.7
1995 | 1 | 21 | 16 | 28.2
1995 | 1 | 21 | 17 | 27.4
1995 | 1 | 21 | 18 | 26.2
1995 | 1 | 21 | 19 | 24.4
1995 | 1 | 21 | 20 | 23.2
1995 | 1 | 21 | 21 | 21.3
1995 | 1 | 21 | 22 | 20.6
1995 | 1 | 21 | 23 | 20.9
1995 | 1 | 21 | 24 | 21.2
1995 | 1 | 22 | 1 | 21.3
1995 | 1 | 22 | 2 | 21
1995 | 1 | 22 | 3 | 20.7
1995 | 1 | 22 | 4 | 20.4
1995 | 1 | 22 | 5 | 19.9
1995 | 1 | 22 | 6 | 19.4
1995 | 1 | 22 | 7 | 19.3
1995 | 1 | 22 | 8 | 19.6
1995 | 1 | 22 | 9 | 20.5
1995 | 1 | 22 | 10 | 22.3
1995 | 1 | 22 | 11 | 24.5
1995 | 1 | 22 | 12 | 26.6
1995 | 1 | 22 | 13 | 28
1995 | 1 | 22 | 14 | 28.8
1995 | 1 | 22 | 15 | 29.1
1995 | 1 | 22 | 16 | 28.9
1995 | 1 | 22 | 17 | 28.3
1995 | 1 | 22 | 18 | 27.4
1995 | 1 | 22 | 19 | 26.4
1995 | 1 | 22 | 20 | 25.7
1995 | 1 | 22 | 21 | 24.8
1995 | 1 | 22 | 22 | 24.1
1995 | 1 | 22 | 23 | 23.5
1995 | 1 | 22 | 24 | 22.9
1995 | 1 | 23 | 1 | 22.5
1995 | 1 | 23 | 2 | 22.2
1995 | 1 | 23 | 3 | 21.9
1995 | 1 | 23 | 4 | 21.7
1995 | 1 | 23 | 5 | 21.5
1995 | 1 | 23 | 6 | 21.3
1995 | 1 | 23 | 7 | 21
1995 | 1 | 23 | 8 | 21.1
1995 | 1 | 23 | 9 | 21.4
1995 | 1 | 23 | 10 | 22.4
1995 | 1 | 23 | 11 | 23.7
1995 | 1 | 23 | 12 | 25.2
1995 | 1 | 23 | 13 | 26.5
1995 | 1 | 23 | 14 | 27.5
1995 | 1 | 23 | 15 | 28
1995 | 1 | 23 | 16 | 27.8
1995 | 1 | 23 | 17 | 27.2
1995 | 1 | 23 | 18 | 26.2
1995 | 1 | 23 | 19 | 25
1995 | 1 | 23 | 20 | 23.5
1995 | 1 | 23 | 21 | 22
1995 | 1 | 23 | 22 | 21.2
1995 | 1 | 23 | 23 | 20.5
1995 | 1 | 23 | 24 | 19.8
1995 | 1 | 24 | 1 | 19.3
1995 | 1 | 24 | 2 | 19
1995 | 1 | 24 | 3 | 18.6
1995 | 1 | 24 | 4 | 18.3
1995 | 1 | 24 | 5 | 18.1
1995 | 1 | 24 | 6 | 17.8
1995 | 1 | 24 | 7 | 18.2
1995 | 1 | 24 | 8 | 18.9
1995 | 1 | 24 | 9 | 19.8
1995 | 1 | 24 | 10 | 21.1
1995 | 1 | 24 | 11 | 22.6
1995 | 1 | 24 | 12 | 24.3
1995 | 1 | 24 | 13 | 26
1995 | 1 | 24 | 14 | 27.4
1995 | 1 | 24 | 15 | 28.3
1995 | 1 | 24 | 16 | 28.2
1995 | 1 | 24 | 17 | 27.4
1995 | 1 | 24 | 18 | 26.2
1995 | 1 | 24 | 19 | 24.9
1995 | 1 | 24 | 20 | 23.4
1995 | 1 | 24 | 21 | 21.9
1995 | 1 | 24 | 22 | 20.7
1995 | 1 | 24 | 23 | 19.6
1995 | 1 | 24 | 24 | 18.5
1995 | 1 | 25 | 1 | 17.9
1995 | 1 | 25 | 2 | 17.6
1995 | 1 | 25 | 3 | 17.3
1995 | 1 | 25 | 4 | 16.9
1995 | 1 | 25 | 5 | 16.3
1995 | 1 | 25 | 6 | 15.7
1995 | 1 | 25 | 7 | 16.1
1995 | 1 | 25 | 8 | 17.1
1995 | 1 | 25 | 9 | 18.7
1995 | 1 | 25 | 10 | 20.7
1995 | 1 | 25 | 11 | 22.9
1995 | 1 | 25 | 12 | 24.9
1995 | 1 | 25 | 13 | 26.5
1995 | 1 | 25 | 14 | 27.5
1995 | 1 | 25 | 15 | 28
1995 | 1 | 25 | 16 | 27.8
1995 | 1 | 25 | 17 | 27.1
1995 | 1 | 25 | 18 | 25.9
1995 | 1 | 25 | 19 | 24.3
1995 | 1 | 25 | 20 | 22.8
1995 | 1 | 25 | 21 | 21.1
1995 | 1 | 25 | 22 | 19.9
1995 | 1 | 25 | 23 | 19.3
1995 | 1 | 25 | 24 | 18.7
1995 | 1 | 26 | 1 | 18.2
1995 | 1 | 26 | 2 | 17.7
1995 | 1 | 26 | 3 | 17.2
1995 | 1 | 26 | 4 | 16.8
1995 | 1 | 26 | 5 | 16.5
1995 | 1 | 26 | 6 | 16.2
1995 | 1 | 26 | 7 | 16.6
1995 | 1 | 26 | 8 | 17.3
1995 | 1 | 26 | 9 | 18.5
1995 | 1 | 26 | 10 | 20.1
1995 | 1 | 26 | 11 | 22.1
1995 | 1 | 26 | 12 | 24.2
1995 | 1 | 26 | 13 | 26.2
1995 | 1 | 26 | 14 | 28
1995 | 1 | 26 | 15 | 29.4
1995 | 1 | 26 | 16 | 29.7
1995 | 1 | 26 | 17 | 29.3
1995 | 1 | 26 | 18 | 28.1
1995 | 1 | 26 | 19 | 26.5
1995 | 1 | 26 | 20 | 25.1
1995 | 1 | 26 | 21 | 23.4
1995 | 1 | 26 | 22 | 22.2
1995 | 1 | 26 | 23 | 21.3
1995 | 1 | 26 | 24 | 20.4
1995 | 1 | 27 | 1 | 19.9
1995 | 1 | 27 | 2 | 19.6
1995 | 1 | 27 | 3 | 19.3
1995 | 1 | 27 | 4 | 18.9
1995 | 1 | 27 | 5 | 18.4
1995 | 1 | 27 | 6 | 17.9
1995 | 1 | 27 | 7 | 17.6
1995 | 1 | 27 | 8 | 17.9
1995 | 1 | 27 | 9 | 18.8
1995 | 1 | 27 | 10 | 20.9
1995 | 1 | 27 | 11 | 23.5
1995 | 1 | 27 | 12 | 26.3
1995 | 1 | 27 | 13 | 28.5
1995 | 1 | 27 | 14 | 30.2
1995 | 1 | 27 | 15 | 31
1995 | 1 | 27 | 16 | 30.8
1995 | 1 | 27 | 17 | 30
1995 | 1 | 27 | 18 | 28.6
1995 | 1 | 27 | 19 | 27
1995 | 1 | 27 | 20 | 25.5
1995 | 1 | 27 | 21 | 23.8
1995 | 1 | 27 | 22 | 22.5
1995 | 1 | 27 | 23 | 21.5
1995 | 1 | 27 | 24 | 20.5
1995 | 1 | 28 | 1 | 19.9
1995 | 1 | 28 | 2 | 19.6
1995 | 1 | 28 | 3 | 19.3
1995 | 1 | 28 | 4 | 19
1995 | 1 | 28 | 5 | 18.6
1995 | 1 | 28 | 6 | 18.2
1995 | 1 | 28 | 7 | 18.3
1995 | 1 | 28 | 8 | 19
1995 | 1 | 28 | 9 | 20.3
1995 | 1 | 28 | 10 | 22.5
1995 | 1 | 28 | 11 | 25.2
1995 | 1 | 28 | 12 | 27.8
1995 | 1 | 28 | 13 | 29.8
1995 | 1 | 28 | 14 | 31.3
1995 | 1 | 28 | 15 | 31.9
1995 | 1 | 28 | 16 | 31.6
1995 | 1 | 28 | 17 | 30.5
1995 | 1 | 28 | 18 | 28.9
1995 | 1 | 28 | 19 | 27.1
1995 | 1 | 28 | 20 | 25.5
1995 | 1 | 28 | 21 | 23.7
1995 | 1 | 28 | 22 | 22.5
1995 | 1 | 28 | 23 | 21.8
1995 | 1 | 28 | 24 | 21.1
1995 | 1 | 29 | 1 | 20.7
1995 | 1 | 29 | 2 | 20.5
1995 | 1 | 29 | 3 | 20.3
1995 | 1 | 29 | 4 | 19.8
1995 | 1 | 29 | 5 | 18.9
1995 | 1 | 29 | 6 | 18
1995 | 1 | 29 | 7 | 18.3
1995 | 1 | 29 | 8 | 19.1
1995 | 1 | 29 | 9 | 20.4
1995 | 1 | 29 | 10 | 22.2
1995 | 1 | 29 | 11 | 24.3
1995 | 1 | 29 | 12 | 26.7
1995 | 1 | 29 | 13 | 29.1
1995 | 1 | 29 | 14 | 31.1
1995 | 1 | 29 | 15 | 32.5
1995 | 1 | 29 | 16 | 32.6
1995 | 1 | 29 | 17 | 31.6
1995 | 1 | 29 | 18 | 29.9
1995 | 1 | 29 | 19 | 27.8
1995 | 1 | 29 | 20 | 25.8
1995 | 1 | 29 | 21 | 23.5
1995 | 1 | 29 | 22 | 22.2
1995 | 1 | 29 | 23 | 21.7
1995 | 1 | 29 | 24 | 21.2
1995 | 1 | 30 | 1 | 20.9
1995 | 1 | 30 | 2 | 20.8
1995 | 1 | 30 | 3 | 20.7
1995 | 1 | 30 | 4 | 20.5
1995 | 1 | 30 | 5 | 20.2
1995 | 1 | 30 | 6 | 19.9
1995 | 1 | 30 | 7 | 19.7
1995 | 1 | 30 | 8 | 20.1
1995 | 1 | 30 | 9 | 21.3
1995 | 1 | 30 | 10 | 24.1
1995 | 1 | 30 | 11 | 27.5
1995 | 1 | 30 | 12 | 30.8
1995 | 1 | 30 | 13 | 32.7
1995 | 1 | 30 | 14 | 33.7
1995 | 1 | 30 | 15 | 33.6
1995 | 1 | 30 | 16 | 32.5
1995 | 1 | 30 | 17 | 30.7
1995 | 1 | 30 | 18 | 28.6
1995 | 1 | 30 | 19 | 26.6
1995 | 1 | 30 | 20 | 25.2
1995 | 1 | 30 | 21 | 23.6
1995 | 1 | 30 | 22 | 22.6
1995 | 1 | 30 | 23 | 22.2
1995 | 1 | 30 | 24 | 21.8
1995 | 1 | 31 | 1 | 21.5
1995 | 1 | 31 | 2 | 21.3
1995 | 1 | 31 | 3 | 21.1
1995 | 1 | 31 | 4 | 20.5
1995 | 1 | 31 | 5 | 19.6
1995 | 1 | 31 | 6 | 18.7
1995 | 1 | 31 | 7 | 18.7
1995 | 1 | 31 | 8 | 19.4
1995 | 1 | 31 | 9 | 20.9
1995 | 1 | 31 | 10 | 23.5
1995 | 1 | 31 | 11 | 26.6
1995 | 1 | 31 | 12 | 29.7
1995 | 1 | 31 | 13 | 32.2
1995 | 1 | 31 | 14 | 34
1995 | 1 | 31 | 15 | 34.7
1995 | 1 | 31 | 16 | 34
1995 | 1 | 31 | 17 | 32.4
1995 | 1 | 31 | 18 | 30.2
1995 | 1 | 31 | 19 | 28.1
1995 | 1 | 31 | 20 | 26.6
1995 | 1 | 31 | 21 | 24.4
1995 | 1 | 31 | 22 | 22.8
1995 | 1 | 31 | 23 | 22
1995 | 1 | 31 | 24 | 21.2
1994 | 2 | 1 | 1 | 20.7
1994 | 2 | 1 | 2 | 19.6
1994 | 2 | 1 | 3 | 18.5
1994 | 2 | 1 | 4 | 17.3
1994 | 2 | 1 | 5 | 16.1
1994 | 2 | 1 | 6 | 15.4
1994 | 2 | 1 | 7 | 14.2
1994 | 2 | 1 | 8 | 14
1994 | 2 | 1 | 9 | 15
1994 | 2 | 1 | 10 | 19.1
1994 | 2 | 1 | 11 | 24.1
1994 | 2 | 1 | 12 | 29.3
1994 | 2 | 1 | 13 | 32.3
1994 | 2 | 1 | 14 | 34.1
1994 | 2 | 1 | 15 | 34.5
1994 | 2 | 1 | 16 | 34.3
1994 | 2 | 1 | 17 | 33.1
1994 | 2 | 1 | 18 | 31.3
1994 | 2 | 1 | 19 | 28.6
1994 | 2 | 1 | 20 | 26.3
1994 | 2 | 1 | 21 | 23.4
1994 | 2 | 1 | 22 | 21.5
1994 | 2 | 1 | 23 | 20.6
1994 | 2 | 1 | 24 | 19.7
1994 | 2 | 2 | 1 | 18.9
1994 | 2 | 2 | 2 | 18.2
1994 | 2 | 2 | 3 | 17.5
1994 | 2 | 2 | 4 | 16.9
1994 | 2 | 2 | 5 | 16.3
1994 | 2 | 2 | 6 | 15.7
1994 | 2 | 2 | 7 | 16.3
1994 | 2 | 2 | 8 | 17.7
1994 | 2 | 2 | 9 | 19.9
1994 | 2 | 2 | 10 | 22.9
1994 | 2 | 2 | 11 | 26.2
1994 | 2 | 2 | 12 | 29.3
1994 | 2 | 2 | 13 | 31.5
1994 | 2 | 2 | 14 | 32.9
1994 | 2 | 2 | 15 | 33.5
1994 | 2 | 2 | 16 | 33.3
1994 | 2 | 2 | 17 | 32.2
1994 | 2 | 2 | 18 | 30.5
1994 | 2 | 2 | 19 | 28.3
1994 | 2 | 2 | 20 | 26.5
1994 | 2 | 2 | 21 | 24.3
1994 | 2 | 2 | 22 | 22.9
1994 | 2 | 2 | 23 | 22.2
1994 | 2 | 2 | 24 | 21.5
1994 | 2 | 3 | 1 | 20.9
1994 | 2 | 3 | 2 | 20.4
1994 | 2 | 3 | 3 | 19.9
1994 | 2 | 3 | 4 | 19.9
1994 | 2 | 3 | 5 | 20.5
1994 | 2 | 3 | 6 | 21.1
1994 | 2 | 3 | 7 | 21.8
1994 | 2 | 3 | 8 | 22.6
1994 | 2 | 3 | 9 | 23.4
1994 | 2 | 3 | 10 | 24.3
1994 | 2 | 3 | 11 | 25.3
1994 | 2 | 3 | 12 | 26.5
1994 | 2 | 3 | 13 | 27.9
1994 | 2 | 3 | 14 | 29.2
1994 | 2 | 3 | 15 | 30
1994 | 2 | 3 | 16 | 29.9
1994 | 2 | 3 | 17 | 29.1
1994 | 2 | 3 | 18 | 27.8
1994 | 2 | 3 | 19 | 26.4
1994 | 2 | 3 | 20 | 25.1
1994 | 2 | 3 | 21 | 23.7
1994 | 2 | 3 | 22 | 22.8
1994 | 2 | 3 | 23 | 22.3
1994 | 2 | 3 | 24 | 21.8
1994 | 2 | 4 | 1 | 21.5
1994 | 2 | 4 | 2 | 21.2
1994 | 2 | 4 | 3 | 20.9
1994 | 2 | 4 | 4 | 20.7
1994 | 2 | 4 | 5 | 20.4
1994 | 2 | 4 | 6 | 20.1
1994 | 2 | 4 | 7 | 19.8
1994 | 2 | 4 | 8 | 19.9
1994 | 2 | 4 | 9 | 20.5
1994 | 2 | 4 | 10 | 22.4
1994 | 2 | 4 | 11 | 24.7
1994 | 2 | 4 | 12 | 27.1
1994 | 2 | 4 | 13 | 28.8
1994 | 2 | 4 | 14 | 30
1994 | 2 | 4 | 15 | 30.4
1994 | 2 | 4 | 16 | 30
1994 | 2 | 4 | 17 | 28.9
1994 | 2 | 4 | 18 | 27.5
1994 | 2 | 4 | 19 | 26
1994 | 2 | 4 | 20 | 24.8
1994 | 2 | 4 | 21 | 23.5
1994 | 2 | 4 | 22 | 22.7
1994 | 2 | 4 | 23 | 22.4
1994 | 2 | 4 | 24 | 22.1
1994 | 2 | 5 | 1 | 21.6
1994 | 2 | 5 | 2 | 20.9
1994 | 2 | 5 | 3 | 20.2
1994 | 2 | 5 | 4 | 19.5
1994 | 2 | 5 | 5 | 18.9
1994 | 2 | 5 | 6 | 18.3
1994 | 2 | 5 | 7 | 18.1
1994 | 2 | 5 | 8 | 18.6
1994 | 2 | 5 | 9 | 19.8
1994 | 2 | 5 | 10 | 22.4
1994 | 2 | 5 | 11 | 25.4
1994 | 2 | 5 | 12 | 28.4
1994 | 2 | 5 | 13 | 30.3
1994 | 2 | 5 | 14 | 31.5
1994 | 2 | 5 | 15 | 31.7
1994 | 2 | 5 | 16 | 31.1
1994 | 2 | 5 | 17 | 29.8
1994 | 2 | 5 | 18 | 28.2
1994 | 2 | 5 | 19 | 26.5
1994 | 2 | 5 | 20 | 25.2
1994 | 2 | 5 | 21 | 23.7
1994 | 2 | 5 | 22 | 22.8
1994 | 2 | 5 | 23 | 22.5
1994 | 2 | 5 | 24 | 22.1
1994 | 2 | 6 | 1 | 21.8
1994 | 2 | 6 | 2 | 21.4
1994 | 2 | 6 | 3 | 21.1
1994 | 2 | 6 | 4 | 20.4
1994 | 2 | 6 | 5 | 19.5
1994 | 2 | 6 | 6 | 18.6
1994 | 2 | 6 | 7 | 19
1994 | 2 | 6 | 8 | 20.3
1994 | 2 | 6 | 9 | 22.4
1994 | 2 | 6 | 10 | 25.2
1994 | 2 | 6 | 11 | 28
1994 | 2 | 6 | 12 | 30.4
1994 | 2 | 6 | 13 | 32
1994 | 2 | 6 | 14 | 33.1
1994 | 2 | 6 | 15 | 33.9
1994 | 2 | 6 | 16 | 34.3
1994 | 2 | 6 | 17 | 34.1
1994 | 2 | 6 | 18 | 33.1
1994 | 2 | 6 | 19 | 30.6
1994 | 2 | 6 | 20 | 28.3
1994 | 2 | 6 | 21 | 25
1994 | 2 | 6 | 22 | 23.5
1994 | 2 | 6 | 23 | 23.7
1994 | 2 | 6 | 24 | 23.9
1994 | 2 | 7 | 1 | 23.7
1994 | 2 | 7 | 2 | 23
1994 | 2 | 7 | 3 | 22.3
1994 | 2 | 7 | 4 | 22.1
1994 | 2 | 7 | 5 | 22.1
1994 | 2 | 7 | 6 | 21
1994 | 2 | 7 | 7 | 21.2
1994 | 2 | 7 | 8 | 21.8
1994 | 2 | 7 | 9 | 22.6
1994 | 2 | 7 | 10 | 24.1
1994 | 2 | 7 | 11 | 25.9
1994 | 2 | 7 | 12 | 27.9
1994 | 2 | 7 | 13 | 29.5
1994 | 2 | 7 | 14 | 30.7
1994 | 2 | 7 | 15 | 31.2
1994 | 2 | 7 | 16 | 30.9
1994 | 2 | 7 | 17 | 30.1
1994 | 2 | 7 | 18 | 28.9
1994 | 2 | 7 | 19 | 27.5
1994 | 2 | 7 | 20 | 25.5
1994 | 2 | 7 | 21 | 23.6
1994 | 2 | 7 | 22 | 22.1
1994 | 2 | 7 | 23 | 21.1
1994 | 2 | 7 | 24 | 20.1
1994 | 2 | 8 | 1 | 19.5
1994 | 2 | 8 | 2 | 19.2
1994 | 2 | 8 | 3 | 18.9
1994 | 2 | 8 | 4 | 18.7
1994 | 2 | 8 | 5 | 18.4
1994 | 2 | 8 | 6 | 18.1
1994 | 2 | 8 | 7 | 18.9
1994 | 2 | 8 | 8 | 20.2
1994 | 2 | 8 | 9 | 22
1994 | 2 | 8 | 10 | 24.1
1994 | 2 | 8 | 11 | 26.3
1994 | 2 | 8 | 12 | 28.5
1994 | 2 | 8 | 13 | 30.3
1994 | 2 | 8 | 14 | 31.5
1994 | 2 | 8 | 15 | 32.1
1994 | 2 | 8 | 16 | 31.7
1994 | 2 | 8 | 17 | 30.6
1994 | 2 | 8 | 18 | 29.1
1994 | 2 | 8 | 19 | 27.5
1994 | 2 | 8 | 20 | 25.8
1994 | 2 | 8 | 21 | 24.1
1994 | 2 | 8 | 22 | 22.6
1994 | 2 | 8 | 23 | 21.4
1994 | 2 | 8 | 24 | 20.2
1994 | 2 | 9 | 1 | 19
1994 | 2 | 9 | 2 | 17.9
1994 | 2 | 9 | 3 | 16.8
1994 | 2 | 9 | 4 | 15.6
1994 | 2 | 9 | 5 | 14.5
1994 | 2 | 9 | 6 | 13.4
1994 | 2 | 9 | 7 | 14.2
1994 | 2 | 9 | 8 | 16.1
1994 | 2 | 9 | 9 | 18.8
1994 | 2 | 9 | 10 | 22.1
1994 | 2 | 9 | 11 | 25.4
1994 | 2 | 9 | 12 | 28.3
1994 | 2 | 9 | 13 | 30.3
1994 | 2 | 9 | 14 | 31.4
1994 | 2 | 9 | 15 | 31.7
1994 | 2 | 9 | 16 | 31.3
1994 | 2 | 9 | 17 | 30.2
1994 | 2 | 9 | 18 | 28.5
1994 | 2 | 9 | 19 | 26.3
1994 | 2 | 9 | 20 | 24.3
1994 | 2 | 9 | 21 | 22
1994 | 2 | 9 | 22 | 20.9
1994 | 2 | 9 | 23 | 20.1
1994 | 2 | 9 | 24 | 19.3
1994 | 2 | 10 | 1 | 18.5
1994 | 2 | 10 | 2 | 17.8
1994 | 2 | 10 | 3 | 17
1994 | 2 | 10 | 4 | 16.3
1994 | 2 | 10 | 5 | 15.5
1994 | 2 | 10 | 6 | 14.8
1994 | 2 | 10 | 7 | 15.1
1994 | 2 | 10 | 8 | 15.9
1994 | 2 | 10 | 9 | 17.5
1994 | 2 | 10 | 10 | 20.1
1994 | 2 | 10 | 11 | 23.2
1994 | 2 | 10 | 12 | 26.3
1994 | 2 | 10 | 13 | 28.8
1994 | 2 | 10 | 14 | 30.6
1994 | 2 | 10 | 15 | 31.5
1994 | 2 | 10 | 16 | 31.1
1994 | 2 | 10 | 17 | 29.9
1994 | 2 | 10 | 18 | 28.2
1994 | 2 | 10 | 19 | 26.5
1994 | 2 | 10 | 20 | 25.3
1994 | 2 | 10 | 21 | 23.9
1994 | 2 | 10 | 22 | 22.9
1994 | 2 | 10 | 23 | 22.2
1994 | 2 | 10 | 24 | 21.5
1994 | 2 | 11 | 1 | 21
1994 | 2 | 11 | 2 | 20.6
1994 | 2 | 11 | 3 | 20.2
1994 | 2 | 11 | 4 | 19.2
1994 | 2 | 11 | 5 | 17.5
1994 | 2 | 11 | 6 | 15.8
1994 | 2 | 11 | 7 | 16.1
1994 | 2 | 11 | 8 | 17.1
1994 | 2 | 11 | 9 | 19.2
1994 | 2 | 11 | 10 | 21.8
1994 | 2 | 11 | 11 | 24.7
1994 | 2 | 11 | 12 | 27.5
1994 | 2 | 11 | 13 | 29.8
1994 | 2 | 11 | 14 | 31.4
1994 | 2 | 11 | 15 | 32.3
1994 | 2 | 11 | 16 | 32.1
1994 | 2 | 11 | 17 | 31
1994 | 2 | 11 | 18 | 29.3
1994 | 2 | 11 | 19 | 27.3
1994 | 2 | 11 | 20 | 26.1
1994 | 2 | 11 | 21 | 24.4
1994 | 2 | 11 | 22 | 24
1994 | 2 | 11 | 23 | 23.9
1994 | 2 | 11 | 24 | 23.7
1994 | 2 | 12 | 1 | 23.8
1994 | 2 | 12 | 2 | 23.9
1994 | 2 | 12 | 3 | 24.1
1994 | 2 | 12 | 4 | 23.6
1994 | 2 | 12 | 5 | 22.5
1994 | 2 | 12 | 6 | 21.4
1994 | 2 | 12 | 7 | 21.8
1994 | 2 | 12 | 8 | 22.6
1994 | 2 | 12 | 9 | 23.8
1994 | 2 | 12 | 10 | 25.2
1994 | 2 | 12 | 11 | 26.6
1994 | 2 | 12 | 12 | 28
1994 | 2 | 12 | 13 | 29.3
1994 | 2 | 12 | 14 | 30.5
1994 | 2 | 12 | 15 | 31.3
1994 | 2 | 12 | 16 | 31.5
1994 | 2 | 12 | 17 | 31.2
1994 | 2 | 12 | 18 | 30.3
1994 | 2 | 12 | 19 | 28.7
1994 | 2 | 12 | 20 | 27
Note on L6: Asif Raza: Select city name to extract hourly data from database of 59 cities OR Select Customized for customized data
Back to index

## IMAC_Calculation-methodology
Back to index

## City-list
Following is the list of cities for which IMAC temperature calcluation can be extracted, without any raw data requirements
Sl.no | City name
1 | Ahmedabad
2 | Amritsar
3 | Aurangabad
4 | Akola
5 | Allahabad
6 | Belgaum
7 | Bengaluru
8 | Bhopal
9 | Bhubaneshwar
10 | Bhuj
11 | Barmer
12 | Bhagalpur
13 | Bikaner
14 | Chennai
15 | Chitradurga
16 | Dehradun
17 | Dibrugarh
18 | Gorakhpur
19 | Guwahati
20 | Gwalior
21 | Hisar
22 | Hyderabad
23 | Imphal
24 | Indore
25 | Jaipur
26 | Jaisalmer
27 | Jodhpur
28 | Jabalpur
29 | Jagdalpur
30 | Jamnagar
31 | Jorhat
32 | Kolkata
33 | Kurnool
34 | Kota
35 | Lucknow
36 | Mumbai
37 | Mangalore
38 | Nagpur
39 | Nellore
40 | New Delhi
41 | Panjim
42 | Patna
43 | Pune
44 | Rajkot
45 | Ratnagiri
46 | Raipur
47 | Ramagundam
48 | Ranchi
49 | Raxaul
50 | Solapur
51 | Saharanpur
52 | Shilong
53 | Surat
54 | Thiruvananthapuram
55 | Tiruchchirapalli
56 | Tezpur
57 | Varanasi
58 | Veraval
59 | Vishakhapatnam
60 | Type city name
Back to index

## Daily_Min_Max_Mean
Moving average calculations
Month | Day | Minumum | Maximum | Average | 30 day moving average | 7 day moving average
1 | 1 | 16.1 | 29.1 | 22.6 | 21.355 | 20.7929
1 | 2 | 16.2 | 27.7 | 21.95 | 21.2867 | 21.1571
1 | 3 | 15.7 | 26.9 | 21.3 | 21.205 | 21.3286
1 | 4 | 15.1 | 27.2 | 21.15 | 21.1483 | 21.4357
1 | 5 | 15.2 | 26.5 | 20.85 | 21.135 | 21.45
1 | 6 | 13.8 | 27.3 | 20.55 | 21.1167 | 21.3214
1 | 7 | 14.2 | 27.9 | 21.05 | 21.1417 | 21.35
1 | 8 | 15 | 27.7 | 21.35 | 21.165 | 21.1714
1 | 9 | 15.2 | 26.2 | 20.7 | 21.1683 | 20.9929
1 | 10 | 15.6 | 24.4 | 20 | 21.1267 | 20.8071
1 | 11 | 16.5 | 29.3 | 22.9 | 21.1817 | 21.0571
1 | 12 | 16.4 | 28.4 | 22.4 | 21.2617 | 21.2786
1 | 13 | 17.4 | 29.7 | 23.55 | 21.4083 | 21.7071
1 | 14 | 17.6 | 29.3 | 23.45 | 21.545 | 22.05
1 | 15 | 18.8 | 29.6 | 24.2 | 21.69 | 22.4571
1 | 16 | 19.1 | 30.7 | 24.9 | 21.7783 | 23.0571
1 | 17 | 20.1 | 25.8 | 22.95 | 21.7817 | 23.4786
1 | 18 | 18.2 | 27.3 | 22.75 | 21.87 | 23.4571
1 | 19 | 15.8 | 24.3 | 20.05 | 21.7983 | 23.1214
1 | 20 | 14.2 | 30.1 | 22.15 | 21.7633 | 22.9214
1 | 21 | 16.5 | 28.7 | 22.6 | 21.8133 | 22.8
1 | 22 | 19.3 | 29.1 | 24.2 | 21.8633 | 22.8
1 | 23 | 19.8 | 28 | 23.9 | 21.8883 | 22.6571
1 | 24 | 17.8 | 28.3 | 23.05 | 21.9167 | 22.6714
1 | 25 | 15.7 | 28 | 21.85 | 21.9983 | 22.5429
1 | 26 | 16.2 | 29.7 | 22.95 | 22.0933 | 22.9571
1 | 27 | 17.6 | 31 | 24.3 | 22.2233 | 23.2643
1 | 28 | 18.2 | 31.9 | 25.05 | 22.3667 | 23.6143
1 | 29 | 18 | 32.6 | 25.3 | 22.495 | 23.7714
1 | 30 | 19.7 | 33.7 | 26.7 | 22.69 | 24.1714
1 | 31 | 18.7 | 34.7 | 26.7 | 22.8267 | 24.6929
2 | 1 | 14 | 34.5 | 24.25 | 22.8267 | 25.0357
2 | 2 | 15.7 | 33.5 | 24.6 | 22.9033 | 25.2714
2 | 3 | 19.9 | 30 | 24.95 | 23.0133 | 25.3643
2 | 4 | 19.8 | 30.4 | 25.1 | 23.14 | 25.3714
2 | 5 | 18.1 | 31.7 | 24.9 | 23.2817 | 25.3143
2 | 6 | 18.6 | 34.3 | 26.45 | 23.4267 | 25.2786
2 | 7 | 20.1 | 31.2 | 25.65 | 23.6067 | 25.1286
2 | 8 | 18.1 | 32.1 | 25.1 | 23.75 | 25.25
2 | 9 | 13.4 | 31.7 | 22.55 | 23.8967 | 24.9571
2 | 10 | 14.8 | 31.5 | 23.15 | 23.9817 | 24.7
2 | 11 | 15.8 | 32.3 | 24.05 | 23.99 | 24.55
2 | 12 | 21.4 | 31.5 | 26.45 | 24.045 | 24.7714
2 | 13 | 20.9 | 30.5 | 25.7 | 24.1417 | 24.6643
2 | 14 | 20.6 | 32.7 | 26.65 | 24.2167 | 24.8071
2 | 15 | 18.9 | 32.4 | 25.65 | 24.2983 | 24.8857
2 | 16 | 17.1 | 31.6 | 24.35 | 24.3233 | 25.1429
2 | 17 | 19.8 | 32.7 | 26.25 | 24.37 | 25.5857
2 | 18 | 19.9 | 33.6 | 26.75 | 24.4867 | 25.9714
2 | 19 | 22.1 | 33.5 | 27.8 | 24.71 | 26.1643
2 | 20 | 23.9 | 31.6 | 27.75 | 24.8983 | 26.4571
2 | 21 | 25 | 33.2 | 29.1 | 25.07 | 26.8071
2 | 22 | 22.2 | 35.5 | 28.85 | 25.2333 | 27.2643
2 | 23 | 19.3 | 32.6 | 25.95 | 25.3983 | 27.4929
2 | 24 | 21.3 | 35.5 | 28.4 | 25.495 | 27.8
2 | 25 | 24.2 | 35.2 | 29.7 | 25.7133 | 28.2214
2 | 26 | 25 | 33.4 | 29.2 | 25.9383 | 28.4214
2 | 27 | 24.6 | 33.3 | 28.95 | 26.1017 | 28.5929
2 | 28 | 25.1 | 32.8 | 28.95 | 26.2317 | 28.5714
3 | 1 | 23.3 | 32 | 27.65 | 26.3533 | 28.4
3 | 2 | 22.3 | 33.8 | 28.05 | 26.385 | 28.7
3 | 3 | 23.4 | 34.4 | 28.9 | 26.43 | 28.7714
3 | 4 | 24.4 | 32.7 | 28.55 | 26.585 | 28.6071
3 | 5 | 23.7 | 32.8 | 28.25 | 26.7167 | 28.4714
3 | 6 | 24 | 32.9 | 28.45 | 26.8267 | 28.4
3 | 7 | 24.2 | 31 | 27.6 | 26.9383 | 28.2071
3 | 8 | 24 | 31.9 | 27.95 | 27.0283 | 28.25
3 | 9 | 23.2 | 32.8 | 28 | 27.0783 | 28.2429
3 | 10 | 23.4 | 37.5 | 30.45 | 27.1567 | 28.4643
3 | 11 | 24.9 | 36.7 | 30.8 | 27.335 | 28.7857
3 | 12 | 25.4 | 35.1 | 30.25 | 27.61 | 29.0714
3 | 13 | 24.9 | 35 | 29.95 | 27.8467 | 29.2857
3 | 14 | 24.6 | 35.2 | 29.9 | 28.0433 | 29.6143
3 | 15 | 24.1 | 35.7 | 29.9 | 28.1583 | 29.8929
3 | 16 | 23 | 36.2 | 29.6 | 28.2983 | 30.1214
3 | 17 | 22.3 | 36.7 | 29.5 | 28.3967 | 29.9857
3 | 18 | 24 | 36.5 | 30.25 | 28.525 | 29.9071
3 | 19 | 21.5 | 37.1 | 29.3 | 28.7217 | 29.7714
3 | 20 | 21.3 | 36.8 | 29.05 | 28.8233 | 29.6429
3 | 21 | 22.2 | 35.5 | 28.85 | 28.9 | 29.4929
3 | 22 | 23.2 | 34.7 | 28.95 | 28.935 | 29.3571
3 | 23 | 22.7 | 36 | 29.35 | 28.975 | 29.3214
3 | 24 | 26.6 | 35 | 30.8 | 28.9833 | 29.5071
3 | 25 | 26.5 | 34.2 | 30.35 | 29.0483 | 29.5214
3 | 26 | 27.1 | 33.9 | 30.5 | 29.195 | 29.6929
3 | 27 | 26.3 | 34.3 | 30.3 | 29.265 | 29.8714
3 | 28 | 25.3 | 32.6 | 28.95 | 29.285 | 29.8857
3 | 29 | 24.5 | 32.1 | 28.3 | 29.2767 | 29.7929
3 | 30 | 23.1 | 37.2 | 30.15 | 29.255 | 29.9071
3 | 31 | 25.7 | 37.4 | 31.55 | 29.295 | 30.0143
4 | 1 | 23.1 | 36.5 | 29.8 | 29.425 | 29.9357
4 | 2 | 24.3 | 34.8 | 29.55 | 29.4833 | 29.8
4 | 3 | 24 | 37.8 | 30.9 | 29.505 | 29.8857
4 | 4 | 26.8 | 36.3 | 31.55 | 29.5833 | 30.2571
4 | 5 | 27 | 36.1 | 31.55 | 29.6933 | 30.7214
4 | 6 | 23.2 | 35.1 | 29.15 | 29.7967 | 30.5786
4 | 7 | 26.8 | 37.8 | 32.3 | 29.8483 | 30.6857
4 | 8 | 24.3 | 35.5 | 29.9 | 29.9933 | 30.7
4 | 9 | 23.9 | 36.1 | 30 | 30.0567 | 30.7643
4 | 10 | 28 | 36.6 | 32.3 | 30.0417 | 30.9643
4 | 11 | 27.6 | 35.9 | 31.75 | 30.0917 | 30.9929
4 | 12 | 27.3 | 37.8 | 32.55 | 30.1417 | 31.1357
4 | 13 | 27.6 | 37.5 | 32.55 | 30.2283 | 31.6214
4 | 14 | 27.1 | 37.6 | 32.35 | 30.3167 | 31.6286
4 | 15 | 26.2 | 37.5 | 31.85 | 30.3983 | 31.9071
4 | 16 | 26.8 | 38.4 | 32.6 | 30.4733 | 32.2786
4 | 17 | 26.9 | 38.8 | 32.85 | 30.5767 | 32.3571
4 | 18 | 27.8 | 39 | 33.4 | 30.6633 | 32.5929
4 | 19 | 27.7 | 37.7 | 32.7 | 30.8 | 32.6143
4 | 20 | 28.2 | 34.7 | 31.45 | 30.9217 | 32.4571
4 | 21 | 26.5 | 35.1 | 30.8 | 31.0083 | 32.2357
4 | 22 | 24.2 | 32.7 | 28.45 | 31.07 | 31.75
4 | 23 | 25.2 | 37.4 | 31.3 | 31.04 | 31.5643
4 | 24 | 22 | 30.4 | 26.2 | 31.0567 | 30.6143
4 | 25 | 20.8 | 31.8 | 26.3 | 30.9183 | 29.6
4 | 26 | 21.7 | 33.2 | 27.45 | 30.7783 | 28.85
4 | 27 | 22.7 | 33.7 | 28.2 | 30.6833 | 28.3857
4 | 28 | 24 | 33.5 | 28.75 | 30.6583 | 28.0929
4 | 29 | 24 | 34.8 | 29.4 | 30.6733 | 28.2286
4 | 30 | 24.1 | 34.8 | 29.45 | 30.6483 | 27.9643
5 | 1 | 24 | 34.8 | 29.4 | 30.5783 | 28.4214
5 | 2 | 23.4 | 33.3 | 28.35 | 30.565 | 28.7143
5 | 3 | 24.5 | 34.6 | 29.55 | 30.525 | 29.0143
5 | 4 | 25.6 | 37.5 | 31.55 | 30.48 | 29.4929
5 | 5 | 25.7 | 34 | 29.85 | 30.48 | 29.65
5 | 6 | 25.7 | 31 | 28.35 | 30.4233 | 29.5
5 | 7 | 23.2 | 36.3 | 29.75 | 30.3967 | 29.5429
5 | 8 | 25.5 | 35.5 | 30.5 | 30.3117 | 29.7
5 | 9 | 26.6 | 35.4 | 31 | 30.3317 | 30.0786
5 | 10 | 27.5 | 35.7 | 31.6 | 30.365 | 30.3714
5 | 11 | 26.5 | 34.8 | 30.65 | 30.3417 | 30.2429
5 | 12 | 27.5 | 36.8 | 32.15 | 30.305 | 30.5714
5 | 13 | 27.8 | 36.6 | 32.2 | 30.2917 | 31.1214
5 | 14 | 28 | 36.2 | 32.1 | 30.28 | 31.4571
5 | 15 | 26.8 | 36.6 | 31.7 | 30.2717 | 31.6286
5 | 16 | 26.5 | 37.2 | 31.85 | 30.2667 | 31.75
5 | 17 | 22.6 | 35.8 | 29.2 | 30.2417 | 31.4071
5 | 18 | 26.7 | 36.8 | 31.75 | 30.12 | 31.5643
5 | 19 | 26.3 | 39.6 | 32.95 | 30.065 | 31.6786
5 | 20 | 26.7 | 39.6 | 33.15 | 30.0733 | 31.8143
5 | 21 | 27.4 | 37.8 | 32.6 | 30.13 | 31.8857
5 | 22 | 28.6 | 37.6 | 33.1 | 30.19 | 32.0857
5 | 23 | 28 | 37.6 | 32.8 | 30.345 | 32.2214
5 | 24 | 24.7 | 35.3 | 30 | 30.395 | 32.3357
5 | 25 | 25.7 | 35.5 | 30.6 | 30.5217 | 32.1714
5 | 26 | 26 | 36.7 | 31.35 | 30.665 | 31.9429
5 | 27 | 27.3 | 38.6 | 32.95 | 30.795 | 31.9143
5 | 28 | 27.1 | 39.2 | 33.15 | 30.9533 | 31.9929
5 | 29 | 27.4 | 40 | 33.7 | 31.1 | 32.0786
5 | 30 | 25 | 39.2 | 32.1 | 31.2433 | 31.9786
5 | 31 | 25.1 | 40.4 | 32.75 | 31.3317 | 32.3714
6 | 1 | 29.8 | 40 | 34.9 | 31.4433 | 32.9857
6 | 2 | 30 | 38.6 | 34.3 | 31.6617 | 33.4071
6 | 3 | 30.4 | 38.5 | 34.45 | 31.82 | 33.6214
6 | 4 | 30.4 | 39.6 | 35 | 31.9167 | 33.8857
6 | 5 | 27.4 | 38 | 32.7 | 32.0883 | 33.7429
6 | 6 | 25 | 35.6 | 30.3 | 32.2333 | 33.4857
6 | 7 | 29.7 | 37.9 | 33.8 | 32.2517 | 33.6357
6 | 8 | 29.8 | 37.9 | 33.85 | 32.3617 | 33.4857
6 | 9 | 29.9 | 37.8 | 33.85 | 32.4567 | 33.4214
6 | 10 | 29.8 | 35.5 | 32.65 | 32.5317 | 33.1643
6 | 11 | 28.8 | 40.9 | 34.85 | 32.5983 | 33.1429
6 | 12 | 29.4 | 41.5 | 35.45 | 32.6883 | 33.5357
6 | 13 | 29.4 | 38.7 | 34.05 | 32.7967 | 34.0714
6 | 14 | 27 | 39.5 | 33.25 | 32.8617 | 33.9929
6 | 15 | 27 | 36.8 | 31.9 | 32.9133 | 33.7143
6 | 16 | 25.6 | 37.4 | 31.5 | 32.915 | 33.3786
6 | 17 | 25.8 | 37.7 | 31.75 | 32.9917 | 33.25
6 | 18 | 19.4 | 35.2 | 27.3 | 32.9917 | 32.1714
6 | 19 | 24.6 | 30.9 | 27.75 | 32.8033 | 31.0714
6 | 20 | 24.7 | 27 | 25.85 | 32.6233 | 29.9
6 | 21 | 26.6 | 32.5 | 29.55 | 32.3983 | 29.3714
6 | 22 | 26.6 | 35 | 30.8 | 32.28 | 29.2143
6 | 23 | 28.2 | 33.2 | 30.7 | 32.2133 | 29.1
6 | 24 | 27.8 | 32.5 | 30.15 | 32.2367 | 28.8714
6 | 25 | 27.8 | 32.4 | 30.1 | 32.2217 | 29.2714
6 | 26 | 28.1 | 34 | 31.05 | 32.18 | 29.7429
6 | 27 | 26 | 33.4 | 29.7 | 32.1167 | 30.2929
6 | 28 | 25.4 | 30 | 27.7 | 32.0017 | 30.0286
6 | 29 | 25.2 | 31.8 | 28.5 | 31.8017 | 29.7
6 | 30 | 26.3 | 33.6 | 29.95 | 31.6817 | 29.5929
7 | 1 | 25.3 | 32.8 | 29.05 | 31.5883 | 29.4357
7 | 2 | 24.8 | 28.6 | 26.7 | 31.3933 | 28.95
7 | 3 | 27.1 | 32.5 | 29.8 | 31.14 | 28.7714
7 | 4 | 28.3 | 36.3 | 32.3 | 30.985 | 29.1429
7 | 5 | 28.5 | 34.8 | 31.65 | 30.895 | 29.7071
7 | 6 | 25.9 | 34.1 | 30 | 30.86 | 29.9214
7 | 7 | 25.8 | 33 | 29.4 | 30.85 | 29.8429
7 | 8 | 26.3 | 32.7 | 29.5 | 30.7033 | 29.9071
7 | 9 | 25.7 | 33.1 | 29.4 | 30.5583 | 30.2929
7 | 10 | 27 | 32.2 | 29.6 | 30.41 | 30.2643
7 | 11 | 27 | 31.2 | 29.1 | 30.3083 | 29.8071
7 | 12 | 26.1 | 30 | 28.05 | 30.1167 | 29.2929
7 | 13 | 25.9 | 31.3 | 28.6 | 29.87 | 29.0929
7 | 14 | 25.9 | 30.1 | 28 | 29.6883 | 28.8929
7 | 15 | 25.9 | 31.7 | 28.8 | 29.5133 | 28.7929
7 | 16 | 26.5 | 30.6 | 28.55 | 29.41 | 28.6714
7 | 17 | 26.1 | 28.1 | 27.1 | 29.3117 | 28.3143
7 | 18 | 26.1 | 30.9 | 28.5 | 29.1567 | 28.2286
7 | 19 | 26.1 | 28.9 | 27.5 | 29.1967 | 28.15
7 | 20 | 24.6 | 29.1 | 26.85 | 29.1883 | 27.9
7 | 21 | 24.1 | 26.3 | 25.2 | 29.2217 | 27.5
7 | 22 | 24 | 26.6 | 25.3 | 29.0767 | 27
7 | 23 | 24.6 | 31 | 27.8 | 28.8933 | 26.8929
7 | 24 | 26 | 31.6 | 28.8 | 28.7967 | 27.1357
7 | 25 | 26.1 | 32.7 | 29.4 | 28.7517 | 27.2643
7 | 26 | 27 | 34.5 | 30.75 | 28.7283 | 27.7286
7 | 27 | 26.7 | 30.2 | 28.45 | 28.7183 | 27.9571
7 | 28 | 25.5 | 29.1 | 27.3 | 28.6767 | 28.2571
7 | 29 | 25 | 32.6 | 28.8 | 28.6633 | 28.7571
7 | 30 | 26.7 | 32.9 | 29.8 | 28.6733 | 29.0429
7 | 31 | 27.5 | 31.5 | 29.5 | 28.6683 | 29.1429
8 | 1 | 27.7 | 32.7 | 30.2 | 28.6833 | 29.2571
8 | 2 | 28 | 31.7 | 29.85 | 28.8 | 29.1286
8 | 3 | 26.6 | 30.6 | 28.6 | 28.8017 | 29.15
8 | 4 | 25.6 | 30.6 | 28.1 | 28.6783 | 29.2643
8 | 5 | 24.5 | 32.2 | 28.35 | 28.56 | 29.2
8 | 6 | 25.2 | 32.9 | 29.05 | 28.505 | 29.0929
8 | 7 | 26.5 | 31.6 | 29.05 | 28.4933 | 29.0286
8 | 8 | 24.7 | 29.9 | 27.3 | 28.4783 | 28.6143
8 | 9 | 25 | 29 | 27 | 28.4083 | 28.2071
8 | 10 | 26.5 | 30.7 | 28.6 | 28.3217 | 28.2071
8 | 11 | 27.7 | 31.9 | 29.8 | 28.305 | 28.45
8 | 12 | 26.2 | 31.2 | 28.7 | 28.3633 | 28.5
8 | 13 | 25.4 | 28.5 | 26.95 | 28.3667 | 28.2
8 | 14 | 24.7 | 31.5 | 28.1 | 28.3317 | 28.0643
8 | 15 | 24.9 | 30.9 | 27.9 | 28.3083 | 28.15
8 | 16 | 25.2 | 30.8 | 28 | 28.2867 | 28.2929
8 | 17 | 27.7 | 32 | 29.85 | 28.3167 | 28.4714
8 | 18 | 27 | 32.5 | 29.75 | 28.3617 | 28.4643
8 | 19 | 27 | 32.5 | 29.75 | 28.4367 | 28.6143
8 | 20 | 26.9 | 31.8 | 29.35 | 28.5333 | 28.9571
8 | 21 | 26.8 | 31.7 | 29.25 | 28.6717 | 29.1214
8 | 22 | 25.8 | 27.8 | 26.8 | 28.8033 | 28.9643
8 | 23 | 24.8 | 27 | 25.9 | 28.77 | 28.6643
8 | 24 | 27 | 29.9 | 28.45 | 28.6733 | 28.4643
8 | 25 | 25.2 | 32 | 28.6 | 28.6417 | 28.3
8 | 26 | 26.9 | 33.3 | 30.1 | 28.57 | 28.35
8 | 27 | 24.3 | 32.2 | 28.25 | 28.625 | 28.1929
8 | 28 | 24.5 | 30.6 | 27.55 | 28.6567 | 27.95
8 | 29 | 25.5 | 30 | 27.75 | 28.615 | 28.0857
8 | 30 | 25.9 | 29.6 | 27.75 | 28.5467 | 28.35
8 | 31 | 25 | 28.8 | 26.9 | 28.4883 | 28.1286
9 | 1 | 26.5 | 33.8 | 30.15 | 28.3783 | 28.35
9 | 2 | 26.8 | 34.5 | 30.65 | 28.3883 | 28.4286
9 | 3 | 25.7 | 33.6 | 29.65 | 28.4567 | 28.6286
9 | 4 | 27 | 31.3 | 29.15 | 28.5083 | 28.8571
9 | 5 | 26.7 | 32.1 | 29.4 | 28.535 | 29.0929
9 | 6 | 24.3 | 30.3 | 27.3 | 28.5467 | 29.0286
9 | 7 | 24.9 | 28 | 26.45 | 28.4883 | 28.9643
9 | 8 | 24.7 | 29.3 | 27 | 28.46 | 28.5143
9 | 9 | 24.5 | 26.6 | 25.55 | 28.46 | 27.7857
9 | 10 | 24.1 | 25.7 | 24.9 | 28.3583 | 27.1071
9 | 11 | 24.8 | 31.7 | 28.25 | 28.195 | 26.9786
9 | 12 | 25.2 | 33.6 | 29.4 | 28.18 | 26.9786
9 | 13 | 26.3 | 32.4 | 29.35 | 28.2617 | 27.2714
9 | 14 | 26 | 32.8 | 29.4 | 28.3033 | 27.6929
9 | 15 | 25.2 | 34 | 29.6 | 28.3533 | 28.0643
9 | 16 | 26.9 | 32 | 29.45 | 28.4067 | 28.6214
9 | 17 | 27.2 | 33.4 | 30.3 | 28.3933 | 29.3929
9 | 18 | 27.6 | 34 | 30.8 | 28.4117 | 29.7571
9 | 19 | 27 | 35 | 31 | 28.4467 | 29.9857
9 | 20 | 25.5 | 32.4 | 28.95 | 28.5017 | 29.9286
9 | 21 | 26.1 | 32.8 | 29.45 | 28.4917 | 29.9357
9 | 22 | 25.1 | 32.6 | 28.85 | 28.58 | 29.8286
9 | 23 | 27 | 31.7 | 29.35 | 28.6783 | 29.8143
9 | 24 | 24.5 | 31 | 27.75 | 28.7083 | 29.45
9 | 25 | 26.2 | 29.2 | 27.7 | 28.68 | 29.0071
9 | 26 | 25.4 | 28.4 | 26.9 | 28.6 | 28.4214
9 | 27 | 25.4 | 33.2 | 29.3 | 28.555 | 28.4714
9 | 28 | 25.4 | 33.8 | 29.6 | 28.6133 | 28.4929
9 | 29 | 24.8 | 31 | 27.9 | 28.675 | 28.3571
9 | 30 | 24.8 | 32.7 | 28.75 | 28.68 | 28.2714
10 | 1 | 25.7 | 32.7 | 29.2 | 28.7417 | 28.4786
10 | 2 | 25.6 | 33.5 | 29.55 | 28.71 | 28.7429
10 | 3 | 25.5 | 32.4 | 28.95 | 28.6733 | 29.0357
10 | 4 | 25.3 | 32.5 | 28.9 | 28.65 | 28.9786
10 | 5 | 25.5 | 33.3 | 29.4 | 28.6417 | 28.95
10 | 6 | 25 | 32.2 | 28.6 | 28.6417 | 29.05
10 | 7 | 24.2 | 29.2 | 26.7 | 28.685 | 28.7571
10 | 8 | 24.5 | 25.2 | 24.85 | 28.6933 | 28.1357
10 | 9 | 24.2 | 25.7 | 24.95 | 28.6217 | 27.4786
10 | 10 | 24.2 | 29 | 26.6 | 28.6017 | 27.1429
10 | 11 | 25.2 | 30.4 | 27.8 | 28.6583 | 26.9857
10 | 12 | 25.2 | 29.4 | 27.3 | 28.6433 | 26.6857
10 | 13 | 25.1 | 30.3 | 27.7 | 28.5733 | 26.5571
10 | 14 | 25.5 | 31.7 | 28.6 | 28.5183 | 26.8286
10 | 15 | 26.2 | 31.4 | 28.8 | 28.4917 | 27.3929
10 | 16 | 24.2 | 26.7 | 25.45 | 28.465 | 27.4643
10 | 17 | 24.2 | 29.7 | 26.95 | 28.3317 | 27.5143
10 | 18 | 24.4 | 32 | 28.2 | 28.22 | 27.5714
10 | 19 | 24 | 31.3 | 27.65 | 28.1333 | 27.6214
10 | 20 | 24.9 | 30.8 | 27.85 | 28.0217 | 27.6429
10 | 21 | 24.8 | 29.5 | 27.15 | 27.985 | 27.4357
10 | 22 | 22.9 | 30.3 | 26.6 | 27.9083 | 27.1214
10 | 23 | 22.9 | 30.4 | 26.65 | 27.8333 | 27.2929
10 | 24 | 20.6 | 28.3 | 24.45 | 27.7433 | 26.9357
10 | 25 | 19.4 | 28.9 | 24.15 | 27.6333 | 26.3571
10 | 26 | 19.8 | 29.4 | 24.6 | 27.515 | 25.9214
10 | 27 | 20.9 | 29.3 | 25.1 | 27.4383 | 25.5286
10 | 28 | 20.8 | 29.5 | 25.15 | 27.2983 | 25.2429
10 | 29 | 21.3 | 30.3 | 25.8 | 27.15 | 25.1286
10 | 30 | 23.5 | 25.2 | 24.35 | 27.08 | 24.8
10 | 31 | 23.5 | 27.1 | 25.3 | 26.9333 | 24.9214
11 | 1 | 21.7 | 30.5 | 26.1 | 26.8033 | 25.2
11 | 2 | 22.4 | 28 | 25.2 | 26.6883 | 25.2857
11 | 3 | 21.9 | 30.7 | 26.3 | 26.5633 | 25.4571
11 | 4 | 20 | 31.3 | 25.65 | 26.4767 | 25.5286
11 | 5 | 19.4 | 31.7 | 25.55 | 26.3517 | 25.4929
11 | 6 | 18.6 | 30.1 | 24.35 | 26.25 | 25.4929
11 | 7 | 21.7 | 28.7 | 25.2 | 26.1717 | 25.4786
11 | 8 | 22 | 31 | 26.5 | 26.1833 | 25.5357
11 | 9 | 21.7 | 30.4 | 26.05 | 26.235 | 25.6571
11 | 10 | 22.6 | 29.6 | 26.1 | 26.2167 | 25.6286
11 | 11 | 21.2 | 24.7 | 22.95 | 26.16 | 25.2429
11 | 12 | 20.9 | 24.7 | 22.8 | 26.015 | 24.85
11 | 13 | 19.8 | 28.8 | 24.3 | 25.8517 | 24.8429
11 | 14 | 21.7 | 28.7 | 25.2 | 25.7083 | 24.8429
11 | 15 | 19.8 | 29 | 24.4 | 25.5883 | 24.5429
11 | 16 | 17.8 | 28.6 | 23.2 | 25.5533 | 24.1357
11 | 17 | 18.2 | 28.8 | 23.5 | 25.4283 | 23.7643
11 | 18 | 16.5 | 28.7 | 22.6 | 25.2717 | 23.7143
11 | 19 | 16.2 | 29.2 | 22.7 | 25.1033 | 23.7
11 | 20 | 16.1 | 29.2 | 22.65 | 24.9317 | 23.4643
11 | 21 | 16.6 | 29.4 | 23 | 24.7817 | 23.15
11 | 22 | 15.8 | 29.7 | 22.75 | 24.6617 | 22.9143
11 | 23 | 17.3 | 28.9 | 23.1 | 24.5317 | 22.9
11 | 24 | 18.4 | 28.5 | 23.45 | 24.4867 | 22.8929
11 | 25 | 18.5 | 29.9 | 24.2 | 24.4633 | 23.1214
11 | 26 | 18.8 | 30.4 | 24.6 | 24.45 | 23.3929
11 | 27 | 18.2 | 29.8 | 24 | 24.4333 | 23.5857
11 | 28 | 16.7 | 29.5 | 23.1 | 24.395 | 23.6
11 | 29 | 15.5 | 28.5 | 22 | 24.305 | 23.4929
11 | 30 | 15.1 | 29.6 | 22.35 | 24.2267 | 23.3857
12 | 1 | 14.9 | 29 | 21.95 | 24.1283 | 23.1714
12 | 2 | 18.2 | 29.2 | 23.7 | 23.99 | 23.1
12 | 3 | 18 | 30 | 24 | 23.94 | 23.0143
12 | 4 | 18.2 | 29.3 | 23.75 | 23.8633 | 22.9786
12 | 5 | 16.7 | 29 | 22.85 | 23.8 | 22.9429
12 | 6 | 14.8 | 27.7 | 21.25 | 23.71 | 22.8357
12 | 7 | 14.2 | 28 | 21.1 | 23.6067 | 22.6571
12 | 8 | 13.2 | 27.4 | 20.3 | 23.47 | 22.4214
12 | 9 | 14.4 | 26.9 | 20.65 | 23.2633 | 21.9857
12 | 10 | 14.2 | 27 | 20.6 | 23.0833 | 21.5
12 | 11 | 14.8 | 27.7 | 21.25 | 22.9 | 21.1429
12 | 12 | 15.3 | 27.2 | 21.25 | 22.8433 | 20.9143
12 | 13 | 13.6 | 26.4 | 20 | 22.7917 | 20.7357
12 | 14 | 13 | 25.3 | 19.15 | 22.6483 | 20.4571
12 | 15 | 12.1 | 26.6 | 19.35 | 22.4467 | 20.3214
12 | 16 | 12.3 | 27.4 | 19.85 | 22.2783 | 20.2071
12 | 17 | 17.3 | 27.2 | 22.25 | 22.1667 | 20.4429
12 | 18 | 18.9 | 26.8 | 22.85 | 22.125 | 20.6714
12 | 19 | 18.4 | 21.8 | 20.1 | 22.1333 | 20.5071
12 | 20 | 19 | 25.4 | 22.2 | 22.0467 | 20.8214
12 | 21 | 18.6 | 27.8 | 23.2 | 22.0317 | 21.4
12 | 22 | 20 | 22.2 | 21.1 | 22.0383 | 21.65
12 | 23 | 18.5 | 26.9 | 22.7 | 21.9833 | 22.0571
12 | 24 | 17.8 | 28.5 | 23.15 | 21.97 | 22.1857
12 | 25 | 16.8 | 27.6 | 22.2 | 21.96 | 22.0929
12 | 26 | 13.6 | 25.2 | 19.4 | 21.8933 | 21.9929
12 | 27 | 12.5 | 27.7 | 20.1 | 21.72 | 21.6929
12 | 28 | 13 | 27.8 | 20.4 | 21.59 | 21.2929
12 | 29 | 13.8 | 27.7 | 20.75 | 21.5 | 21.2429
12 | 30 | 14.4 | 28.5 | 21.45 | 21.4583 | 21.0643
12 | 31 | 14.8 | 26.9 | 20.85 | 21.4283 | 20.7357
Back to index

## IMAC_Calculation_daily
Day | Hour | Mean | 30 day running mean (t mean d) | Neutral temp. NV Buildings | NV+ band | NV- band | Neutral temp MM buildings | MM+ band | MM - band | AC- temp.air based | AC.air temp + band | AC.air temp - band | AC- std.eftv.temp | AC- std.eftv.temp + band | AC- std.eftv.temp - band
1 | 24 | 22.6 | 21.355 | 24.3617 | 26.7417 | 21.9817 | 23.8494 | 27.3094 | 20.3894 | 24.9157 | 26.4157 | 23.4157 | 24.829 | 25.829 | 23.829
2 | 24 | 21.95 | 21.2867 | 24.3248 | 26.7048 | 21.9448 | 23.8303 | 27.2903 | 20.3703 | 24.9104 | 26.4104 | 23.4104 | 24.828 | 25.828 | 23.828
3 | 24 | 21.3 | 21.205 | 24.2807 | 26.6607 | 21.9007 | 23.8074 | 27.2674 | 20.3474 | 24.904 | 26.404 | 23.404 | 24.8269 | 25.8269 | 23.8269
4 | 24 | 21.15 | 21.1483 | 24.2501 | 26.6301 | 21.8701 | 23.7915 | 27.2515 | 20.3315 | 24.8996 | 26.3996 | 23.3996 | 24.8261 | 25.8261 | 23.8261
5 | 24 | 20.85 | 21.135 | 24.2429 | 26.6229 | 21.8629 | 23.7878 | 27.2478 | 20.3278 | 24.8985 | 26.3985 | 23.3985 | 24.8259 | 25.8259 | 23.8259
6 | 24 | 20.55 | 21.1167 | 24.233 | 26.613 | 21.853 | 23.7827 | 27.2427 | 20.3227 | 24.8971 | 26.3971 | 23.3971 | 24.8256 | 25.8256 | 23.8256
7 | 24 | 21.05 | 21.1417 | 24.2465 | 26.6265 | 21.8665 | 23.7897 | 27.2497 | 20.3297 | 24.899 | 26.399 | 23.399 | 24.826 | 25.826 | 23.826
8 | 24 | 21.35 | 21.165 | 24.2591 | 26.6391 | 21.8791 | 23.7962 | 27.2562 | 20.3362 | 24.9009 | 26.4009 | 23.4009 | 24.8263 | 25.8263 | 23.8263
9 | 24 | 20.7 | 21.1683 | 24.2609 | 26.6409 | 21.8809 | 23.7971 | 27.2571 | 20.3371 | 24.9011 | 26.4011 | 23.4011 | 24.8264 | 25.8264 | 23.8264
10 | 24 | 20 | 21.1267 | 24.2384 | 26.6184 | 21.8584 | 23.7855 | 27.2455 | 20.3255 | 24.8979 | 26.3979 | 23.3979 | 24.8258 | 25.8258 | 23.8258
11 | 24 | 22.9 | 21.1817 | 24.2681 | 26.6481 | 21.8881 | 23.8009 | 27.2609 | 20.3409 | 24.9022 | 26.4022 | 23.4022 | 24.8265 | 25.8265 | 23.8265
12 | 24 | 22.4 | 21.2617 | 24.3113 | 26.6913 | 21.9313 | 23.8233 | 27.2833 | 20.3633 | 24.9084 | 26.4084 | 23.4084 | 24.8277 | 25.8277 | 23.8277
13 | 24 | 23.55 | 21.4083 | 24.3905 | 26.7705 | 22.0105 | 23.8643 | 27.3243 | 20.4043 | 24.9199 | 26.4199 | 23.4199 | 24.8297 | 25.8297 | 23.8297
14 | 24 | 23.45 | 21.545 | 24.4643 | 26.8443 | 22.0843 | 23.9026 | 27.3626 | 20.4426 | 24.9305 | 26.4305 | 23.4305 | 24.8316 | 25.8316 | 23.8316
15 | 24 | 24.2 | 21.69 | 24.5426 | 26.9226 | 22.1626 | 23.9432 | 27.4032 | 20.4832 | 24.9418 | 26.4418 | 23.4418 | 24.8337 | 25.8337 | 23.8337
16 | 24 | 24.9 | 21.7783 | 24.5903 | 26.9703 | 22.2103 | 23.9679 | 27.4279 | 20.5079 | 24.9487 | 26.4487 | 23.4487 | 24.8349 | 25.8349 | 23.8349
17 | 24 | 22.95 | 21.7817 | 24.5921 | 26.9721 | 22.2121 | 23.9689 | 27.4289 | 20.5089 | 24.949 | 26.449 | 23.449 | 24.8349 | 25.8349 | 23.8349
18 | 24 | 22.75 | 21.87 | 24.6398 | 27.0198 | 22.2598 | 23.9936 | 27.4536 | 20.5336 | 24.9559 | 26.4559 | 23.4559 | 24.8362 | 25.8362 | 23.8362
19 | 24 | 20.05 | 21.7983 | 24.6011 | 26.9811 | 22.2211 | 23.9735 | 27.4335 | 20.5135 | 24.9503 | 26.4503 | 23.4503 | 24.8352 | 25.8352 | 23.8352
20 | 24 | 22.15 | 21.7633 | 24.5822 | 26.9622 | 22.2022 | 23.9637 | 27.4237 | 20.5037 | 24.9475 | 26.4475 | 23.4475 | 24.8347 | 25.8347 | 23.8347
21 | 24 | 22.6 | 21.8133 | 24.6092 | 26.9892 | 22.2292 | 23.9777 | 27.4377 | 20.5177 | 24.9514 | 26.4514 | 23.4514 | 24.8354 | 25.8354 | 23.8354
22 | 24 | 24.2 | 21.8633 | 24.6362 | 27.0162 | 22.2562 | 23.9917 | 27.4517 | 20.5317 | 24.9553 | 26.4553 | 23.4553 | 24.8361 | 25.8361 | 23.8361
23 | 24 | 23.9 | 21.8883 | 24.6497 | 27.0297 | 22.2697 | 23.9987 | 27.4587 | 20.5387 | 24.9573 | 26.4573 | 23.4573 | 24.8364 | 25.8364 | 23.8364
24 | 24 | 23.05 | 21.9167 | 24.665 | 27.045 | 22.285 | 24.0067 | 27.4667 | 20.5467 | 24.9595 | 26.4595 | 23.4595 | 24.8368 | 25.8368 | 23.8368
25 | 24 | 21.85 | 21.9983 | 24.7091 | 27.0891 | 22.3291 | 24.0295 | 27.4895 | 20.5695 | 24.9659 | 26.4659 | 23.4659 | 24.838 | 25.838 | 23.838
26 | 24 | 22.95 | 22.0933 | 24.7604 | 27.1404 | 22.3804 | 24.0561 | 27.5161 | 20.5961 | 24.9733 | 26.4733 | 23.4733 | 24.8393 | 25.8393 | 23.8393
27 | 24 | 24.3 | 22.2233 | 24.8306 | 27.2106 | 22.4506 | 24.0925 | 27.5525 | 20.6325 | 24.9834 | 26.4834 | 23.4834 | 24.8411 | 25.8411 | 23.8411
28 | 24 | 25.05 | 22.3667 | 24.908 | 27.288 | 22.528 | 24.1327 | 27.5927 | 20.6727 | 24.9946 | 26.4946 | 23.4946 | 24.8431 | 25.8431 | 23.8431
29 | 24 | 25.3 | 22.495 | 24.9773 | 27.3573 | 22.5973 | 24.1686 | 27.6286 | 20.7086 | 25.0046 | 26.5046 | 23.5046 | 24.8449 | 25.8449 | 23.8449
30 | 24 | 26.7 | 22.69 | 25.0826 | 27.4626 | 22.7026 | 24.2232 | 27.6832 | 20.7632 | 25.0198 | 26.5198 | 23.5198 | 24.8477 | 25.8477 | 23.8477
31 | 24 | 26.7 | 22.8267 | 25.1564 | 27.5364 | 22.7764 | 24.2615 | 27.7215 | 20.8015 | 25.0305 | 26.5305 | 23.5305 | 24.8496 | 25.8496 | 23.8496
1 | 24 | 24.25 | 22.9033 | 25.1978 | 27.5778 | 22.8178 | 24.2829 | 27.7429 | 20.8229 | 25.0365 | 26.5365 | 23.5365 | 24.8506 | 25.8506 | 23.8506
2 | 24 | 24.6 | 23.0133 | 25.2572 | 27.6372 | 22.8772 | 24.3137 | 27.7737 | 20.8537 | 25.045 | 26.545 | 23.545 | 24.8522 | 25.8522 | 23.8522
3 | 24 | 24.95 | 23.14 | 25.3256 | 27.7056 | 22.9456 | 24.3492 | 27.8092 | 20.8892 | 25.0549 | 26.5549 | 23.5549 | 24.854 | 25.854 | 23.854
4 | 24 | 25.1 | 23.2817 | 25.4021 | 27.7821 | 23.0221 | 24.3889 | 27.8489 | 20.9289 | 25.066 | 26.566 | 23.566 | 24.8559 | 25.8559 | 23.8559
5 | 24 | 24.9 | 23.4267 | 25.4804 | 27.8604 | 23.1004 | 24.4295 | 27.8895 | 20.9695 | 25.0773 | 26.5773 | 23.5773 | 24.858 | 25.858 | 23.858
6 | 24 | 26.45 | 23.6067 | 25.5776 | 27.9576 | 23.1976 | 24.4799 | 27.9399 | 21.0199 | 25.0913 | 26.5913 | 23.5913 | 24.8605 | 25.8605 | 23.8605
7 | 24 | 25.65 | 23.75 | 25.655 | 28.035 | 23.275 | 24.52 | 27.98 | 21.06 | 25.1025 | 26.6025 | 23.6025 | 24.8625 | 25.8625 | 23.8625
8 | 24 | 25.1 | 23.8967 | 25.7342 | 28.1142 | 23.3542 | 24.5611 | 28.0211 | 21.1011 | 25.1139 | 26.6139 | 23.6139 | 24.8646 | 25.8646 | 23.8646
9 | 24 | 22.55 | 23.9817 | 25.7801 | 28.1601 | 23.4001 | 24.5849 | 28.0449 | 21.1249 | 25.1206 | 26.6206 | 23.6206 | 24.8657 | 25.8657 | 23.8657
10 | 24 | 23.15 | 23.99 | 25.7846 | 28.1646 | 23.4046 | 24.5872 | 28.0472 | 21.1272 | 25.1212 | 26.6212 | 23.6212 | 24.8659 | 25.8659 | 23.8659
11 | 24 | 24.05 | 24.045 | 25.8143 | 28.1943 | 23.4343 | 24.6026 | 28.0626 | 21.1426 | 25.1255 | 26.6255 | 23.6255 | 24.8666 | 25.8666 | 23.8666
12 | 24 | 26.45 | 24.1417 | 25.8665 | 28.2465 | 23.4865 | 24.6297 | 28.0897 | 21.1697 | 25.1331 | 26.6331 | 23.6331 | 24.868 | 25.868 | 23.868
13 | 24 | 25.7 | 24.2167 | 25.907 | 28.287 | 23.527 | 24.6507 | 28.1107 | 21.1907 | 25.1389 | 26.6389 | 23.6389 | 24.869 | 25.869 | 23.869
14 | 24 | 26.65 | 24.2983 | 25.9511 | 28.3311 | 23.5711 | 24.6735 | 28.1335 | 21.2135 | 25.1453 | 26.6453 | 23.6453 | 24.8702 | 25.8702 | 23.8702
15 | 24 | 25.65 | 24.3233 | 25.9646 | 28.3446 | 23.5846 | 24.6805 | 28.1405 | 21.2205 | 25.1472 | 26.6472 | 23.6472 | 24.8705 | 25.8705 | 23.8705
16 | 24 | 24.35 | 24.37 | 25.9898 | 28.3698 | 23.6098 | 24.6936 | 28.1536 | 21.2336 | 25.1509 | 26.6509 | 23.6509 | 24.8712 | 25.8712 | 23.8712
17 | 24 | 26.25 | 24.4867 | 26.0528 | 28.4328 | 23.6728 | 24.7263 | 28.1863 | 21.2663 | 25.16 | 26.66 | 23.66 | 24.8728 | 25.8728 | 23.8728
18 | 24 | 26.75 | 24.71 | 26.1734 | 28.5534 | 23.7934 | 24.7888 | 28.2488 | 21.3288 | 25.1774 | 26.6774 | 23.6774 | 24.8759 | 25.8759 | 23.8759
19 | 24 | 27.8 | 24.8983 | 26.2751 | 28.6551 | 23.8951 | 24.8415 | 28.3015 | 21.3815 | 25.1921 | 26.6921 | 23.6921 | 24.8786 | 25.8786 | 23.8786
20 | 24 | 27.75 | 25.07 | 26.3678 | 28.7478 | 23.9878 | 24.8896 | 28.3496 | 21.4296 | 25.2055 | 26.7055 | 23.7055 | 24.881 | 25.881 | 23.881
21 | 24 | 29.1 | 25.2333 | 26.456 | 28.836 | 24.076 | 24.9353 | 28.3953 | 21.4753 | 25.2182 | 26.7182 | 23.7182 | 24.8833 | 25.8833 | 23.8833
22 | 24 | 28.85 | 25.3983 | 26.5451 | 28.9251 | 24.1651 | 24.9815 | 28.4415 | 21.5215 | 25.2311 | 26.7311 | 23.7311 | 24.8856 | 25.8856 | 23.8856
23 | 24 | 25.95 | 25.495 | 26.5973 | 28.9773 | 24.2173 | 25.0086 | 28.4686 | 21.5486 | 25.2386 | 26.7386 | 23.7386 | 24.8869 | 25.8869 | 23.8869
24 | 24 | 28.4 | 25.7133 | 26.7152 | 29.0952 | 24.3352 | 25.0697 | 28.5297 | 21.6097 | 25.2556 | 26.7556 | 23.7556 | 24.89 | 25.89 | 23.89
25 | 24 | 29.7 | 25.9383 | 26.8367 | 29.2167 | 24.4567 | 25.1327 | 28.5927 | 21.6727 | 25.2732 | 26.7732 | 23.7732 | 24.8931 | 25.8931 | 23.8931
26 | 24 | 29.2 | 26.1017 | 26.9249 | 29.3049 | 24.5449 | 25.1785 | 28.6385 | 21.7185 | 25.2859 | 26.7859 | 23.7859 | 24.8954 | 25.8954 | 23.8954
27 | 24 | 28.95 | 26.2317 | 26.9951 | 29.3751 | 24.6151 | 25.2149 | 28.6749 | 21.7549 | 25.2961 | 26.7961 | 23.7961 | 24.8972 | 25.8972 | 23.8972
28 | 24 | 28.95 | 26.3533 | 27.0608 | 29.4408 | 24.6808 | 25.2489 | 28.7089 | 21.7889 | 25.3056 | 26.8056 | 23.8056 | 24.8989 | 25.8989 | 23.8989
1 | 24 | 27.65 | 26.385 | 27.0779 | 29.4579 | 24.6979 | 25.2578 | 28.7178 | 21.7978 | 25.308 | 26.808 | 23.808 | 24.8994 | 25.8994 | 23.8994
2 | 24 | 28.05 | 26.43 | 27.1022 | 29.4822 | 24.7222 | 25.2704 | 28.7304 | 21.8104 | 25.3115 | 26.8115 | 23.8115 | 24.9 | 25.9 | 23.9
3 | 24 | 28.9 | 26.585 | 27.1859 | 29.5659 | 24.8059 | 25.3138 | 28.7738 | 21.8538 | 25.3236 | 26.8236 | 23.8236 | 24.9022 | 25.9022 | 23.9022
4 | 24 | 28.55 | 26.7167 | 27.257 | 29.637 | 24.877 | 25.3507 | 28.8107 | 21.8907 | 25.3339 | 26.8339 | 23.8339 | 24.904 | 25.904 | 23.904
5 | 24 | 28.25 | 26.8267 | 27.3164 | 29.6964 | 24.9364 | 25.3815 | 28.8415 | 21.9215 | 25.3425 | 26.8425 | 23.8425 | 24.9056 | 25.9056 | 23.9056
6 | 24 | 28.45 | 26.9383 | 27.3767 | 29.7567 | 24.9967 | 25.4127 | 28.8727 | 21.9527 | 25.3512 | 26.8512 | 23.8512 | 24.9071 | 25.9071 | 23.9071
7 | 24 | 27.6 | 27.0283 | 27.4253 | 29.8053 | 25.0453 | 25.4379 | 28.8979 | 21.9779 | 25.3582 | 26.8582 | 23.8582 | 24.9084 | 25.9084 | 23.9084
8 | 24 | 27.95 | 27.0783 | 27.4523 | 29.8323 | 25.0723 | 25.4519 | 28.9119 | 21.9919 | 25.3621 | 26.8621 | 23.8621 | 24.9091 | 25.9091 | 23.9091
9 | 24 | 28 | 27.1567 | 27.4946 | 29.8746 | 25.1146 | 25.4739 | 28.9339 | 22.0139 | 25.3682 | 26.8682 | 23.8682 | 24.9102 | 25.9102 | 23.9102
10 | 24 | 30.45 | 27.335 | 27.5909 | 29.9709 | 25.2109 | 25.5238 | 28.9838 | 22.0638 | 25.3821 | 26.8821 | 23.8821 | 24.9127 | 25.9127 | 23.9127
11 | 24 | 30.8 | 27.61 | 27.7394 | 30.1194 | 25.3594 | 25.6008 | 29.0608 | 22.1408 | 25.4036 | 26.9036 | 23.9036 | 24.9165 | 25.9165 | 23.9165
12 | 24 | 30.25 | 27.8467 | 27.8672 | 30.2472 | 25.4872 | 25.6671 | 29.1271 | 22.2071 | 25.422 | 26.922 | 23.922 | 24.9199 | 25.9199 | 23.9199
13 | 24 | 29.95 | 28.0433 | 27.9734 | 30.3534 | 25.5934 | 25.7221 | 29.1821 | 22.2621 | 25.4374 | 26.9374 | 23.9374 | 24.9226 | 25.9226 | 23.9226
14 | 24 | 29.9 | 28.1583 | 28.0355 | 30.4155 | 25.6555 | 25.7543 | 29.2143 | 22.2943 | 25.4463 | 26.9463 | 23.9463 | 24.9242 | 25.9242 | 23.9242
15 | 24 | 29.9 | 28.2983 | 28.1111 | 30.4911 | 25.7311 | 25.7935 | 29.2535 | 22.3335 | 25.4573 | 26.9573 | 23.9573 | 24.9262 | 25.9262 | 23.9262
16 | 24 | 29.6 | 28.3967 | 28.1642 | 30.5442 | 25.7842 | 25.8211 | 29.2811 | 22.3611 | 25.4649 | 26.9649 | 23.9649 | 24.9276 | 25.9276 | 23.9276
17 | 24 | 29.5 | 28.525 | 28.2335 | 30.6135 | 25.8535 | 25.857 | 29.317 | 22.397 | 25.4749 | 26.9749 | 23.9749 | 24.9293 | 25.9293 | 23.9293
18 | 24 | 30.25 | 28.7217 | 28.3397 | 30.7197 | 25.9597 | 25.9121 | 29.3721 | 22.4521 | 25.4903 | 26.9903 | 23.9903 | 24.9321 | 25.9321 | 23.9321
19 | 24 | 29.3 | 28.8233 | 28.3946 | 30.7746 | 26.0146 | 25.9405 | 29.4005 | 22.4805 | 25.4982 | 26.9982 | 23.9982 | 24.9335 | 25.9335 | 23.9335
20 | 24 | 29.05 | 28.9 | 28.436 | 30.816 | 26.056 | 25.962 | 29.422 | 22.502 | 25.5042 | 27.0042 | 24.0042 | 24.9346 | 25.9346 | 23.9346
21 | 24 | 28.85 | 28.935 | 28.4549 | 30.8349 | 26.0749 | 25.9718 | 29.4318 | 22.5118 | 25.5069 | 27.0069 | 24.0069 | 24.9351 | 25.9351 | 23.9351
22 | 24 | 28.95 | 28.975 | 28.4765 | 30.8565 | 26.0965 | 25.983 | 29.443 | 22.523 | 25.51 | 27.01 | 24.01 | 24.9356 | 25.9356 | 23.9356
23 | 24 | 29.35 | 28.9833 | 28.481 | 30.861 | 26.101 | 25.9853 | 29.4453 | 22.5253 | 25.5107 | 27.0107 | 24.0107 | 24.9358 | 25.9358 | 23.9358
24 | 24 | 30.8 | 29.0483 | 28.5161 | 30.8961 | 26.1361 | 26.0035 | 29.4635 | 22.5435 | 25.5158 | 27.0158 | 24.0158 | 24.9367 | 25.9367 | 23.9367
25 | 24 | 30.35 | 29.195 | 28.5953 | 30.9753 | 26.2153 | 26.0446 | 29.5046 | 22.5846 | 25.5272 | 27.0272 | 24.0272 | 24.9387 | 25.9387 | 23.9387
26 | 24 | 30.5 | 29.265 | 28.6331 | 31.0131 | 26.2531 | 26.0642 | 29.5242 | 22.6042 | 25.5327 | 27.0327 | 24.0327 | 24.9397 | 25.9397 | 23.9397
27 | 24 | 30.3 | 29.285 | 28.6439 | 31.0239 | 26.2639 | 26.0698 | 29.5298 | 22.6098 | 25.5342 | 27.0342 | 24.0342 | 24.94 | 25.94 | 23.94
28 | 24 | 28.95 | 29.2767 | 28.6394 | 31.0194 | 26.2594 | 26.0675 | 29.5275 | 22.6075 | 25.5336 | 27.0336 | 24.0336 | 24.9399 | 25.9399 | 23.9399
29 | 24 | 28.3 | 29.255 | 28.6277 | 31.0077 | 26.2477 | 26.0614 | 29.5214 | 22.6014 | 25.5319 | 27.0319 | 24.0319 | 24.9396 | 25.9396 | 23.9396
30 | 24 | 30.15 | 29.295 | 28.6493 | 31.0293 | 26.2693 | 26.0726 | 29.5326 | 22.6126 | 25.535 | 27.035 | 24.035 | 24.9401 | 25.9401 | 23.9401
31 | 24 | 31.55 | 29.425 | 28.7195 | 31.0995 | 26.3395 | 26.109 | 29.569 | 22.649 | 25.5451 | 27.0451 | 24.0451 | 24.9419 | 25.9419 | 23.9419
1 | 24 | 29.8 | 29.4833 | 28.751 | 31.131 | 26.371 | 26.1253 | 29.5853 | 22.6653 | 25.5497 | 27.0497 | 24.0497 | 24.9428 | 25.9428 | 23.9428
2 | 24 | 29.55 | 29.505 | 28.7627 | 31.1427 | 26.3827 | 26.1314 | 29.5914 | 22.6714 | 25.5514 | 27.0514 | 24.0514 | 24.9431 | 25.9431 | 23.9431
3 | 24 | 30.9 | 29.5833 | 28.805 | 31.185 | 26.425 | 26.1533 | 29.6133 | 22.6933 | 25.5575 | 27.0575 | 24.0575 | 24.9442 | 25.9442 | 23.9442
4 | 24 | 31.55 | 29.6933 | 28.8644 | 31.2444 | 26.4844 | 26.1841 | 29.6441 | 22.7241 | 25.5661 | 27.0661 | 24.0661 | 24.9457 | 25.9457 | 23.9457
5 | 24 | 31.55 | 29.7967 | 28.9202 | 31.3002 | 26.5402 | 26.2131 | 29.6731 | 22.7531 | 25.5741 | 27.0741 | 24.0741 | 24.9472 | 25.9472 | 23.9472
6 | 24 | 29.15 | 29.8483 | 28.9481 | 31.3281 | 26.5681 | 26.2275 | 29.6875 | 22.7675 | 25.5782 | 27.0782 | 24.0782 | 24.9479 | 25.9479 | 23.9479
7 | 24 | 32.3 | 29.9933 | 29.0264 | 31.4064 | 26.6464 | 26.2681 | 29.7281 | 22.8081 | 25.5895 | 27.0895 | 24.0895 | 24.9499 | 25.9499 | 23.9499
8 | 24 | 29.9 | 30.0567 | 29.0606 | 31.4406 | 26.6806 | 26.2859 | 29.7459 | 22.8259 | 25.5944 | 27.0944 | 24.0944 | 24.9508 | 25.9508 | 23.9508
9 | 24 | 30 | 30.0417 | 29.0525 | 31.4325 | 26.6725 | 26.2817 | 29.7417 | 22.8217 | 25.5933 | 27.0933 | 24.0933 | 24.9506 | 25.9506 | 23.9506
10 | 24 | 32.3 | 30.0917 | 29.0795 | 31.4595 | 26.6995 | 26.2957 | 29.7557 | 22.8357 | 25.5971 | 27.0971 | 24.0971 | 24.9513 | 25.9513 | 23.9513
11 | 24 | 31.75 | 30.1417 | 29.1065 | 31.4865 | 26.7265 | 26.3097 | 29.7697 | 22.8497 | 25.6011 | 27.1011 | 24.1011 | 24.952 | 25.952 | 23.952
12 | 24 | 32.55 | 30.2283 | 29.1533 | 31.5333 | 26.7733 | 26.3339 | 29.7939 | 22.8739 | 25.6078 | 27.1078 | 24.1078 | 24.9532 | 25.9532 | 23.9532
13 | 24 | 32.55 | 30.3167 | 29.201 | 31.581 | 26.821 | 26.3587 | 29.8187 | 22.8987 | 25.6147 | 27.1147 | 24.1147 | 24.9544 | 25.9544 | 23.9544
14 | 24 | 32.35 | 30.3983 | 29.2451 | 31.6251 | 26.8651 | 26.3815 | 29.8415 | 22.9215 | 25.6211 | 27.1211 | 24.1211 | 24.9556 | 25.9556 | 23.9556
15 | 24 | 31.85 | 30.4733 | 29.2856 | 31.6656 | 26.9056 | 26.4025 | 29.8625 | 22.9425 | 25.6269 | 27.1269 | 24.1269 | 24.9566 | 25.9566 | 23.9566
16 | 24 | 32.6 | 30.5767 | 29.3414 | 31.7214 | 26.9614 | 26.4315 | 29.8915 | 22.9715 | 25.635 | 27.135 | 24.135 | 24.9581 | 25.9581 | 23.9581
17 | 24 | 32.85 | 30.6633 | 29.3882 | 31.7682 | 27.0082 | 26.4557 | 29.9157 | 22.9957 | 25.6417 | 27.1417 | 24.1417 | 24.9593 | 25.9593 | 23.9593
18 | 24 | 33.4 | 30.8 | 29.462 | 31.842 | 27.082 | 26.494 | 29.954 | 23.034 | 25.6524 | 27.1524 | 24.1524 | 24.9612 | 25.9612 | 23.9612
19 | 24 | 32.7 | 30.9217 | 29.5277 | 31.9077 | 27.1477 | 26.5281 | 29.9881 | 23.0681 | 25.6619 | 27.1619 | 24.1619 | 24.9629 | 25.9629 | 23.9629
20 | 24 | 31.45 | 31.0083 | 29.5745 | 31.9545 | 27.1945 | 26.5523 | 30.0123 | 23.0923 | 25.6686 | 27.1686 | 24.1686 | 24.9641 | 25.9641 | 23.9641
21 | 24 | 30.8 | 31.07 | 29.6078 | 31.9878 | 27.2278 | 26.5696 | 30.0296 | 23.1096 | 25.6735 | 27.1735 | 24.1735 | 24.965 | 25.965 | 23.965
22 | 24 | 28.45 | 31.04 | 29.5916 | 31.9716 | 27.2116 | 26.5612 | 30.0212 | 23.1012 | 25.6711 | 27.1711 | 24.1711 | 24.9646 | 25.9646 | 23.9646
23 | 24 | 31.3 | 31.0567 | 29.6006 | 31.9806 | 27.2206 | 26.5659 | 30.0259 | 23.1059 | 25.6724 | 27.1724 | 24.1724 | 24.9648 | 25.9648 | 23.9648
24 | 24 | 26.2 | 30.9183 | 29.5259 | 31.9059 | 27.1459 | 26.5271 | 29.9871 | 23.0671 | 25.6616 | 27.1616 | 24.1616 | 24.9629 | 25.9629 | 23.9629
25 | 24 | 26.3 | 30.7783 | 29.4503 | 31.8303 | 27.0703 | 26.4879 | 29.9479 | 23.0279 | 25.6507 | 27.1507 | 24.1507 | 24.9609 | 25.9609 | 23.9609
26 | 24 | 27.45 | 30.6833 | 29.399 | 31.779 | 27.019 | 26.4613 | 29.9213 | 23.0013 | 25.6433 | 27.1433 | 24.1433 | 24.9596 | 25.9596 | 23.9596
27 | 24 | 28.2 | 30.6583 | 29.3855 | 31.7655 | 27.0055 | 26.4543 | 29.9143 | 22.9943 | 25.6413 | 27.1413 | 24.1413 | 24.9592 | 25.9592 | 23.9592
28 | 24 | 28.75 | 30.6733 | 29.3936 | 31.7736 | 27.0136 | 26.4585 | 29.9185 | 22.9985 | 25.6425 | 27.1425 | 24.1425 | 24.9594 | 25.9594 | 23.9594
29 | 24 | 29.4 | 30.6483 | 29.3801 | 31.7601 | 27.0001 | 26.4515 | 29.9115 | 22.9915 | 25.6406 | 27.1406 | 24.1406 | 24.9591 | 25.9591 | 23.9591
30 | 24 | 29.45 | 30.5783 | 29.3423 | 31.7223 | 26.9623 | 26.4319 | 29.8919 | 22.9719 | 25.6351 | 27.1351 | 24.1351 | 24.9581 | 25.9581 | 23.9581
1 | 24 | 29.4 | 30.565 | 29.3351 | 31.7151 | 26.9551 | 26.4282 | 29.8882 | 22.9682 | 25.6341 | 27.1341 | 24.1341 | 24.9579 | 25.9579 | 23.9579
2 | 24 | 28.35 | 30.525 | 29.3135 | 31.6935 | 26.9335 | 26.417 | 29.877 | 22.957 | 25.6309 | 27.1309 | 24.1309 | 24.9574 | 25.9574 | 23.9574
3 | 24 | 29.55 | 30.48 | 29.2892 | 31.6692 | 26.9092 | 26.4044 | 29.8644 | 22.9444 | 25.6274 | 27.1274 | 24.1274 | 24.9567 | 25.9567 | 23.9567
4 | 24 | 31.55 | 30.48 | 29.2892 | 31.6692 | 26.9092 | 26.4044 | 29.8644 | 22.9444 | 25.6274 | 27.1274 | 24.1274 | 24.9567 | 25.9567 | 23.9567
5 | 24 | 29.85 | 30.4233 | 29.2586 | 31.6386 | 26.8786 | 26.3885 | 29.8485 | 22.9285 | 25.623 | 27.123 | 24.123 | 24.9559 | 25.9559 | 23.9559
6 | 24 | 28.35 | 30.3967 | 29.2442 | 31.6242 | 26.8642 | 26.3811 | 29.8411 | 22.9211 | 25.6209 | 27.1209 | 24.1209 | 24.9556 | 25.9556 | 23.9556
7 | 24 | 29.75 | 30.3117 | 29.1983 | 31.5783 | 26.8183 | 26.3573 | 29.8173 | 22.8973 | 25.6143 | 27.1143 | 24.1143 | 24.9544 | 25.9544 | 23.9544
8 | 24 | 30.5 | 30.3317 | 29.2091 | 31.5891 | 26.8291 | 26.3629 | 29.8229 | 22.9029 | 25.6159 | 27.1159 | 24.1159 | 24.9546 | 25.9546 | 23.9546
9 | 24 | 31 | 30.365 | 29.2271 | 31.6071 | 26.8471 | 26.3722 | 29.8322 | 22.9122 | 25.6185 | 27.1185 | 24.1185 | 24.9551 | 25.9551 | 23.9551
10 | 24 | 31.6 | 30.3417 | 29.2145 | 31.5945 | 26.8345 | 26.3657 | 29.8257 | 22.9057 | 25.6166 | 27.1166 | 24.1166 | 24.9548 | 25.9548 | 23.9548
11 | 24 | 30.65 | 30.305 | 29.1947 | 31.5747 | 26.8147 | 26.3554 | 29.8154 | 22.8954 | 25.6138 | 27.1138 | 24.1138 | 24.9543 | 25.9543 | 23.9543
12 | 24 | 32.15 | 30.2917 | 29.1875 | 31.5675 | 26.8075 | 26.3517 | 29.8117 | 22.8917 | 25.6127 | 27.1127 | 24.1127 | 24.9541 | 25.9541 | 23.9541
13 | 24 | 32.2 | 30.28 | 29.1812 | 31.5612 | 26.8012 | 26.3484 | 29.8084 | 22.8884 | 25.6118 | 27.1118 | 24.1118 | 24.9539 | 25.9539 | 23.9539
14 | 24 | 32.1 | 30.2717 | 29.1767 | 31.5567 | 26.7967 | 26.3461 | 29.8061 | 22.8861 | 25.6112 | 27.1112 | 24.1112 | 24.9538 | 25.9538 | 23.9538
15 | 24 | 31.7 | 30.2667 | 29.174 | 31.554 | 26.794 | 26.3447 | 29.8047 | 22.8847 | 25.6108 | 27.1108 | 24.1108 | 24.9537 | 25.9537 | 23.9537
16 | 24 | 31.85 | 30.2417 | 29.1605 | 31.5405 | 26.7805 | 26.3377 | 29.7977 | 22.8777 | 25.6089 | 27.1089 | 24.1089 | 24.9534 | 25.9534 | 23.9534
17 | 24 | 29.2 | 30.12 | 29.0948 | 31.4748 | 26.7148 | 26.3036 | 29.7636 | 22.8436 | 25.5994 | 27.0994 | 24.0994 | 24.9517 | 25.9517 | 23.9517
18 | 24 | 31.75 | 30.065 | 29.0651 | 31.4451 | 26.6851 | 26.2882 | 29.7482 | 22.8282 | 25.5951 | 27.0951 | 24.0951 | 24.9509 | 25.9509 | 23.9509
19 | 24 | 32.95 | 30.0733 | 29.0696 | 31.4496 | 26.6896 | 26.2905 | 29.7505 | 22.8305 | 25.5957 | 27.0957 | 24.0957 | 24.951 | 25.951 | 23.951
20 | 24 | 33.15 | 30.13 | 29.1002 | 31.4802 | 26.7202 | 26.3064 | 29.7664 | 22.8464 | 25.6001 | 27.1001 | 24.1001 | 24.9518 | 25.9518 | 23.9518
21 | 24 | 32.6 | 30.19 | 29.1326 | 31.5126 | 26.7526 | 26.3232 | 29.7832 | 22.8632 | 25.6048 | 27.1048 | 24.1048 | 24.9527 | 25.9527 | 23.9527
22 | 24 | 33.1 | 30.345 | 29.2163 | 31.5963 | 26.8363 | 26.3666 | 29.8266 | 22.9066 | 25.6169 | 27.1169 | 24.1169 | 24.9548 | 25.9548 | 23.9548
23 | 24 | 32.8 | 30.395 | 29.2433 | 31.6233 | 26.8633 | 26.3806 | 29.8406 | 22.9206 | 25.6208 | 27.1208 | 24.1208 | 24.9555 | 25.9555 | 23.9555
24 | 24 | 30 | 30.5217 | 29.3117 | 31.6917 | 26.9317 | 26.4161 | 29.8761 | 22.9561 | 25.6307 | 27.1307 | 24.1307 | 24.9573 | 25.9573 | 23.9573
25 | 24 | 30.6 | 30.665 | 29.3891 | 31.7691 | 27.0091 | 26.4562 | 29.9162 | 22.9962 | 25.6419 | 27.1419 | 24.1419 | 24.9593 | 25.9593 | 23.9593
26 | 24 | 31.35 | 30.795 | 29.4593 | 31.8393 | 27.0793 | 26.4926 | 29.9526 | 23.0326 | 25.652 | 27.152 | 24.152 | 24.9611 | 25.9611 | 23.9611
27 | 24 | 32.95 | 30.9533 | 29.5448 | 31.9248 | 27.1648 | 26.5369 | 29.9969 | 23.0769 | 25.6644 | 27.1644 | 24.1644 | 24.9633 | 25.9633 | 23.9633
28 | 24 | 33.15 | 31.1 | 29.624 | 32.004 | 27.244 | 26.578 | 30.038 | 23.118 | 25.6758 | 27.1758 | 24.1758 | 24.9654 | 25.9654 | 23.9654
29 | 24 | 33.7 | 31.2433 | 29.7014 | 32.0814 | 27.3214 | 26.6181 | 30.0781 | 23.1581 | 25.687 | 27.187 | 24.187 | 24.9674 | 25.9674 | 23.9674
30 | 24 | 32.1 | 31.3317 | 29.7491 | 32.1291 | 27.3691 | 26.6429 | 30.1029 | 23.1829 | 25.6939 | 27.1939 | 24.1939 | 24.9686 | 25.9686 | 23.9686
31 | 24 | 32.75 | 31.4433 | 29.8094 | 32.1894 | 27.4294 | 26.6741 | 30.1341 | 23.2141 | 25.7026 | 27.2026 | 24.2026 | 24.9702 | 25.9702 | 23.9702
1 | 24 | 34.9 | 31.6617 | 29.9273 | 32.3073 | 27.5473 | 26.7353 | 30.1953 | 23.2753 | 25.7196 | 27.2196 | 24.2196 | 24.9733 | 25.9733 | 23.9733
2 | 24 | 34.3 | 31.82 | 30.0128 | 32.3928 | 27.6328 | 26.7796 | 30.2396 | 23.3196 | 25.732 | 27.232 | 24.232 | 24.9755 | 25.9755 | 23.9755
3 | 24 | 34.45 | 31.9167 | 30.065 | 32.445 | 27.685 | 26.8067 | 30.2667 | 23.3467 | 25.7395 | 27.2395 | 24.2395 | 24.9768 | 25.9768 | 23.9768
4 | 24 | 35 | 32.0883 | 30.1577 | 32.5377 | 27.7777 | 26.8547 | 30.3147 | 23.3947 | 25.7529 | 27.2529 | 24.2529 | 24.9792 | 25.9792 | 23.9792
5 | 24 | 32.7 | 32.2333 | 30.236 | 32.616 | 27.856 | 26.8953 | 30.3553 | 23.4353 | 25.7642 | 27.2642 | 24.2642 | 24.9813 | 25.9813 | 23.9813
6 | 24 | 30.3 | 32.2517 | 30.2459 | 32.6259 | 27.8659 | 26.9005 | 30.3605 | 23.4405 | 25.7656 | 27.2656 | 24.2656 | 24.9815 | 25.9815 | 23.9815
7 | 24 | 33.8 | 32.3617 | 30.3053 | 32.6853 | 27.9253 | 26.9313 | 30.3913 | 23.4713 | 25.7742 | 27.2742 | 24.2742 | 24.9831 | 25.9831 | 23.9831
8 | 24 | 33.85 | 32.4567 | 30.3566 | 32.7366 | 27.9766 | 26.9579 | 30.4179 | 23.4979 | 25.7816 | 27.2816 | 24.2816 | 24.9844 | 25.9844 | 23.9844
9 | 24 | 33.85 | 32.5317 | 30.3971 | 32.7771 | 28.0171 | 26.9789 | 30.4389 | 23.5189 | 25.7875 | 27.2875 | 24.2875 | 24.9854 | 25.9854 | 23.9854
10 | 24 | 32.65 | 32.5983 | 30.4331 | 32.8131 | 28.0531 | 26.9975 | 30.4575 | 23.5375 | 25.7927 | 27.2927 | 24.2927 | 24.9864 | 25.9864 | 23.9864
11 | 24 | 34.85 | 32.6883 | 30.4817 | 32.8617 | 28.1017 | 27.0227 | 30.4827 | 23.5627 | 25.7997 | 27.2997 | 24.2997 | 24.9876 | 25.9876 | 23.9876
12 | 24 | 35.45 | 32.7967 | 30.5402 | 32.9202 | 28.1602 | 27.0531 | 30.5131 | 23.5931 | 25.8081 | 27.3081 | 24.3081 | 24.9892 | 25.9892 | 23.9892
13 | 24 | 34.05 | 32.8617 | 30.5753 | 32.9553 | 28.1953 | 27.0713 | 30.5313 | 23.6113 | 25.8132 | 27.3132 | 24.3132 | 24.9901 | 25.9901 | 23.9901
14 | 24 | 33.25 | 32.9133 | 30.6032 | 32.9832 | 28.2232 | 27.0857 | 30.5457 | 23.6257 | 25.8172 | 27.3172 | 24.3172 | 24.9908 | 25.9908 | 23.9908
15 | 24 | 31.9 | 32.915 | 30.6041 | 32.9841 | 28.2241 | 27.0862 | 30.5462 | 23.6262 | 25.8174 | 27.3174 | 24.3174 | 24.9908 | 25.9908 | 23.9908
16 | 24 | 31.5 | 32.9917 | 30.6455 | 33.0255 | 28.2655 | 27.1077 | 30.5677 | 23.6477 | 25.8234 | 27.3234 | 24.3234 | 24.9919 | 25.9919 | 23.9919
17 | 24 | 31.75 | 32.9917 | 30.6455 | 33.0255 | 28.2655 | 27.1077 | 30.5677 | 23.6477 | 25.8234 | 27.3234 | 24.3234 | 24.9919 | 25.9919 | 23.9919
18 | 24 | 27.3 | 32.8033 | 30.5438 | 32.9238 | 28.1638 | 27.0549 | 30.5149 | 23.5949 | 25.8087 | 27.3087 | 24.3087 | 24.9892 | 25.9892 | 23.9892
19 | 24 | 27.75 | 32.6233 | 30.4466 | 32.8266 | 28.0666 | 27.0045 | 30.4645 | 23.5445 | 25.7946 | 27.2946 | 24.2946 | 24.9867 | 25.9867 | 23.9867
20 | 24 | 25.85 | 32.3983 | 30.3251 | 32.7051 | 27.9451 | 26.9415 | 30.4015 | 23.4815 | 25.7771 | 27.2771 | 24.2771 | 24.9836 | 25.9836 | 23.9836
21 | 24 | 29.55 | 32.28 | 30.2612 | 32.6412 | 27.8812 | 26.9084 | 30.3684 | 23.4484 | 25.7678 | 27.2678 | 24.2678 | 24.9819 | 25.9819 | 23.9819
22 | 24 | 30.8 | 32.2133 | 30.2252 | 32.6052 | 27.8452 | 26.8897 | 30.3497 | 23.4297 | 25.7626 | 27.2626 | 24.2626 | 24.981 | 25.981 | 23.981
23 | 24 | 30.7 | 32.2367 | 30.2378 | 32.6178 | 27.8578 | 26.8963 | 30.3563 | 23.4363 | 25.7645 | 27.2645 | 24.2645 | 24.9813 | 25.9813 | 23.9813
24 | 24 | 30.15 | 32.2217 | 30.2297 | 32.6097 | 27.8497 | 26.8921 | 30.3521 | 23.4321 | 25.7633 | 27.2633 | 24.2633 | 24.9811 | 25.9811 | 23.9811
25 | 24 | 30.1 | 32.18 | 30.2072 | 32.5872 | 27.8272 | 26.8804 | 30.3404 | 23.4204 | 25.76 | 27.26 | 24.26 | 24.9805 | 25.9805 | 23.9805
26 | 24 | 31.05 | 32.1167 | 30.173 | 32.553 | 27.793 | 26.8627 | 30.3227 | 23.4027 | 25.7551 | 27.2551 | 24.2551 | 24.9796 | 25.9796 | 23.9796
27 | 24 | 29.7 | 32.0017 | 30.1109 | 32.4909 | 27.7309 | 26.8305 | 30.2905 | 23.3705 | 25.7461 | 27.2461 | 24.2461 | 24.978 | 25.978 | 23.978
28 | 24 | 27.7 | 31.8017 | 30.0029 | 32.3829 | 27.6229 | 26.7745 | 30.2345 | 23.3145 | 25.7305 | 27.2305 | 24.2305 | 24.9752 | 25.9752 | 23.9752
29 | 24 | 28.5 | 31.6817 | 29.9381 | 32.3181 | 27.5581 | 26.7409 | 30.2009 | 23.2809 | 25.7212 | 27.2212 | 24.2212 | 24.9735 | 25.9735 | 23.9735
30 | 24 | 29.95 | 31.5883 | 29.8877 | 32.2677 | 27.5077 | 26.7147 | 30.1747 | 23.2547 | 25.7139 | 27.2139 | 24.2139 | 24.9722 | 25.9722 | 23.9722
1 | 24 | 29.05 | 31.3933 | 29.7824 | 32.1624 | 27.4024 | 26.6601 | 30.1201 | 23.2001 | 25.6987 | 27.1987 | 24.1987 | 24.9695 | 25.9695 | 23.9695
2 | 24 | 26.7 | 31.14 | 29.6456 | 32.0256 | 27.2656 | 26.5892 | 30.0492 | 23.1292 | 25.6789 | 27.1789 | 24.1789 | 24.966 | 25.966 | 23.966
3 | 24 | 29.8 | 30.985 | 29.5619 | 31.9419 | 27.1819 | 26.5458 | 30.0058 | 23.0858 | 25.6668 | 27.1668 | 24.1668 | 24.9638 | 25.9638 | 23.9638
4 | 24 | 32.3 | 30.895 | 29.5133 | 31.8933 | 27.1333 | 26.5206 | 29.9806 | 23.0606 | 25.6598 | 27.1598 | 24.1598 | 24.9625 | 25.9625 | 23.9625
5 | 24 | 31.65 | 30.86 | 29.4944 | 31.8744 | 27.1144 | 26.5108 | 29.9708 | 23.0508 | 25.6571 | 27.1571 | 24.1571 | 24.962 | 25.962 | 23.962
6 | 24 | 30 | 30.85 | 29.489 | 31.869 | 27.109 | 26.508 | 29.968 | 23.048 | 25.6563 | 27.1563 | 24.1563 | 24.9619 | 25.9619 | 23.9619
7 | 24 | 29.4 | 30.7033 | 29.4098 | 31.7898 | 27.0298 | 26.4669 | 29.9269 | 23.0069 | 25.6449 | 27.1449 | 24.1449 | 24.9598 | 25.9598 | 23.9598
8 | 24 | 29.5 | 30.5583 | 29.3315 | 31.7115 | 26.9515 | 26.4263 | 29.8863 | 22.9663 | 25.6335 | 27.1335 | 24.1335 | 24.9578 | 25.9578 | 23.9578
9 | 24 | 29.4 | 30.41 | 29.2514 | 31.6314 | 26.8714 | 26.3848 | 29.8448 | 22.9248 | 25.622 | 27.122 | 24.122 | 24.9557 | 25.9557 | 23.9557
10 | 24 | 29.6 | 30.3083 | 29.1965 | 31.5765 | 26.8165 | 26.3563 | 29.8163 | 22.8963 | 25.614 | 27.114 | 24.114 | 24.9543 | 25.9543 | 23.9543
11 | 24 | 29.1 | 30.1167 | 29.093 | 31.473 | 26.713 | 26.3027 | 29.7627 | 22.8427 | 25.5991 | 27.0991 | 24.0991 | 24.9516 | 25.9516 | 23.9516
12 | 24 | 28.05 | 29.87 | 28.9598 | 31.3398 | 26.5798 | 26.2336 | 29.6936 | 22.7736 | 25.5799 | 27.0799 | 24.0799 | 24.9482 | 25.9482 | 23.9482
13 | 24 | 28.6 | 29.6883 | 28.8617 | 31.2417 | 26.4817 | 26.1827 | 29.6427 | 22.7227 | 25.5657 | 27.0657 | 24.0657 | 24.9456 | 25.9456 | 23.9456
14 | 24 | 28 | 29.5133 | 28.7672 | 31.1472 | 26.3872 | 26.1337 | 29.5937 | 22.6737 | 25.552 | 27.052 | 24.052 | 24.9432 | 25.9432 | 23.9432
15 | 24 | 28.8 | 29.41 | 28.7114 | 31.0914 | 26.3314 | 26.1048 | 29.5648 | 22.6448 | 25.544 | 27.044 | 24.044 | 24.9417 | 25.9417 | 23.9417
16 | 24 | 28.55 | 29.3117 | 28.6583 | 31.0383 | 26.2783 | 26.0773 | 29.5373 | 22.6173 | 25.5363 | 27.0363 | 24.0363 | 24.9404 | 25.9404 | 23.9404
17 | 24 | 27.1 | 29.1567 | 28.5746 | 30.9546 | 26.1946 | 26.0339 | 29.4939 | 22.5739 | 25.5242 | 27.0242 | 24.0242 | 24.9382 | 25.9382 | 23.9382
18 | 24 | 28.5 | 29.1967 | 28.5962 | 30.9762 | 26.2162 | 26.0451 | 29.5051 | 22.5851 | 25.5273 | 27.0273 | 24.0273 | 24.9388 | 25.9388 | 23.9388
19 | 24 | 27.5 | 29.1883 | 28.5917 | 30.9717 | 26.2117 | 26.0427 | 29.5027 | 22.5827 | 25.5267 | 27.0267 | 24.0267 | 24.9386 | 25.9386 | 23.9386
20 | 24 | 26.85 | 29.2217 | 28.6097 | 30.9897 | 26.2297 | 26.0521 | 29.5121 | 22.5921 | 25.5293 | 27.0293 | 24.0293 | 24.9391 | 25.9391 | 23.9391
21 | 24 | 25.2 | 29.0767 | 28.5314 | 30.9114 | 26.1514 | 26.0115 | 29.4715 | 22.5515 | 25.518 | 27.018 | 24.018 | 24.9371 | 25.9371 | 23.9371
22 | 24 | 25.3 | 28.8933 | 28.4324 | 30.8124 | 26.0524 | 25.9601 | 29.4201 | 22.5001 | 25.5037 | 27.0037 | 24.0037 | 24.9345 | 25.9345 | 23.9345
23 | 24 | 27.8 | 28.7967 | 28.3802 | 30.7602 | 26.0002 | 25.9331 | 29.3931 | 22.4731 | 25.4961 | 26.9961 | 23.9961 | 24.9332 | 25.9332 | 23.9332
24 | 24 | 28.8 | 28.7517 | 28.3559 | 30.7359 | 25.9759 | 25.9205 | 29.3805 | 22.4605 | 25.4926 | 26.9926 | 23.9926 | 24.9325 | 25.9325 | 23.9325
25 | 24 | 29.4 | 28.7283 | 28.3433 | 30.7233 | 25.9633 | 25.9139 | 29.3739 | 22.4539 | 25.4908 | 26.9908 | 23.9908 | 24.9322 | 25.9322 | 23.9322
26 | 24 | 30.75 | 28.7183 | 28.3379 | 30.7179 | 25.9579 | 25.9111 | 29.3711 | 22.4511 | 25.49 | 26.99 | 23.99 | 24.9321 | 25.9321 | 23.9321
27 | 24 | 28.45 | 28.6767 | 28.3154 | 30.6954 | 25.9354 | 25.8995 | 29.3595 | 22.4395 | 25.4868 | 26.9868 | 23.9868 | 24.9315 | 25.9315 | 23.9315
28 | 24 | 27.3 | 28.6633 | 28.3082 | 30.6882 | 25.9282 | 25.8957 | 29.3557 | 22.4357 | 25.4857 | 26.9857 | 23.9857 | 24.9313 | 25.9313 | 23.9313
29 | 24 | 28.8 | 28.6733 | 28.3136 | 30.6936 | 25.9336 | 25.8985 | 29.3585 | 22.4385 | 25.4865 | 26.9865 | 23.9865 | 24.9314 | 25.9314 | 23.9314
30 | 24 | 29.8 | 28.6683 | 28.3109 | 30.6909 | 25.9309 | 25.8971 | 29.3571 | 22.4371 | 25.4861 | 26.9861 | 23.9861 | 24.9314 | 25.9314 | 23.9314
31 | 24 | 29.5 | 28.6833 | 28.319 | 30.699 | 25.939 | 25.9013 | 29.3613 | 22.4413 | 25.4873 | 26.9873 | 23.9873 | 24.9316 | 25.9316 | 23.9316
1 | 24 | 30.2 | 28.8 | 28.382 | 30.762 | 26.002 | 25.934 | 29.394 | 22.474 | 25.4964 | 26.9964 | 23.9964 | 24.9332 | 25.9332 | 23.9332
2 | 24 | 29.85 | 28.8017 | 28.3829 | 30.7629 | 26.0029 | 25.9345 | 29.3945 | 22.4745 | 25.4965 | 26.9965 | 23.9965 | 24.9332 | 25.9332 | 23.9332
3 | 24 | 28.6 | 28.6783 | 28.3163 | 30.6963 | 25.9363 | 25.8999 | 29.3599 | 22.4399 | 25.4869 | 26.9869 | 23.9869 | 24.9315 | 25.9315 | 23.9315
4 | 24 | 28.1 | 28.56 | 28.2524 | 30.6324 | 25.8724 | 25.8668 | 29.3268 | 22.4068 | 25.4777 | 26.9777 | 23.9777 | 24.9298 | 25.9298 | 23.9298
5 | 24 | 28.35 | 28.505 | 28.2227 | 30.6027 | 25.8427 | 25.8514 | 29.3114 | 22.3914 | 25.4734 | 26.9734 | 23.9734 | 24.9291 | 25.9291 | 23.9291
6 | 24 | 29.05 | 28.4933 | 28.2164 | 30.5964 | 25.8364 | 25.8481 | 29.3081 | 22.3881 | 25.4725 | 26.9725 | 23.9725 | 24.9289 | 25.9289 | 23.9289
7 | 24 | 29.05 | 28.4783 | 28.2083 | 30.5883 | 25.8283 | 25.8439 | 29.3039 | 22.3839 | 25.4713 | 26.9713 | 23.9713 | 24.9287 | 25.9287 | 23.9287
8 | 24 | 27.3 | 28.4083 | 28.1705 | 30.5505 | 25.7905 | 25.8243 | 29.2843 | 22.3643 | 25.4658 | 26.9658 | 23.9658 | 24.9277 | 25.9277 | 23.9277
9 | 24 | 27 | 28.3217 | 28.1237 | 30.5037 | 25.7437 | 25.8001 | 29.2601 | 22.3401 | 25.4591 | 26.9591 | 23.9591 | 24.9265 | 25.9265 | 23.9265
10 | 24 | 28.6 | 28.305 | 28.1147 | 30.4947 | 25.7347 | 25.7954 | 29.2554 | 22.3354 | 25.4578 | 26.9578 | 23.9578 | 24.9263 | 25.9263 | 23.9263
11 | 24 | 29.8 | 28.3633 | 28.1462 | 30.5262 | 25.7662 | 25.8117 | 29.2717 | 22.3517 | 25.4623 | 26.9623 | 23.9623 | 24.9271 | 25.9271 | 23.9271
12 | 24 | 28.7 | 28.3667 | 28.148 | 30.528 | 25.768 | 25.8127 | 29.2727 | 22.3527 | 25.4626 | 26.9626 | 23.9626 | 24.9271 | 25.9271 | 23.9271
13 | 24 | 26.95 | 28.3317 | 28.1291 | 30.5091 | 25.7491 | 25.8029 | 29.2629 | 22.3429 | 25.4599 | 26.9599 | 23.9599 | 24.9266 | 25.9266 | 23.9266
14 | 24 | 28.1 | 28.3083 | 28.1165 | 30.4965 | 25.7365 | 25.7963 | 29.2563 | 22.3363 | 25.4581 | 26.9581 | 23.9581 | 24.9263 | 25.9263 | 23.9263
15 | 24 | 27.9 | 28.2867 | 28.1048 | 30.4848 | 25.7248 | 25.7903 | 29.2503 | 22.3303 | 25.4564 | 26.9564 | 23.9564 | 24.926 | 25.926 | 23.926
16 | 24 | 28 | 28.3167 | 28.121 | 30.501 | 25.741 | 25.7987 | 29.2587 | 22.3387 | 25.4587 | 26.9587 | 23.9587 | 24.9264 | 25.9264 | 23.9264
17 | 24 | 29.85 | 28.3617 | 28.1453 | 30.5253 | 25.7653 | 25.8113 | 29.2713 | 22.3513 | 25.4622 | 26.9622 | 23.9622 | 24.9271 | 25.9271 | 23.9271
18 | 24 | 29.75 | 28.4367 | 28.1858 | 30.5658 | 25.8058 | 25.8323 | 29.2923 | 22.3723 | 25.4681 | 26.9681 | 23.9681 | 24.9281 | 25.9281 | 23.9281
19 | 24 | 29.75 | 28.5333 | 28.238 | 30.618 | 25.858 | 25.8593 | 29.3193 | 22.3993 | 25.4756 | 26.9756 | 23.9756 | 24.9295 | 25.9295 | 23.9295
20 | 24 | 29.35 | 28.6717 | 28.3127 | 30.6927 | 25.9327 | 25.8981 | 29.3581 | 22.4381 | 25.4864 | 26.9864 | 23.9864 | 24.9314 | 25.9314 | 23.9314
21 | 24 | 29.25 | 28.8033 | 28.3838 | 30.7638 | 26.0038 | 25.9349 | 29.3949 | 22.4749 | 25.4967 | 26.9967 | 23.9967 | 24.9332 | 25.9332 | 23.9332
22 | 24 | 26.8 | 28.77 | 28.3658 | 30.7458 | 25.9858 | 25.9256 | 29.3856 | 22.4656 | 25.4941 | 26.9941 | 23.9941 | 24.9328 | 25.9328 | 23.9328
23 | 24 | 25.9 | 28.6733 | 28.3136 | 30.6936 | 25.9336 | 25.8985 | 29.3585 | 22.4385 | 25.4865 | 26.9865 | 23.9865 | 24.9314 | 25.9314 | 23.9314
24 | 24 | 28.45 | 28.6417 | 28.2965 | 30.6765 | 25.9165 | 25.8897 | 29.3497 | 22.4297 | 25.484 | 26.984 | 23.984 | 24.931 | 25.931 | 23.931
25 | 24 | 28.6 | 28.57 | 28.2578 | 30.6378 | 25.8778 | 25.8696 | 29.3296 | 22.4096 | 25.4785 | 26.9785 | 23.9785 | 24.93 | 25.93 | 23.93
26 | 24 | 30.1 | 28.625 | 28.2875 | 30.6675 | 25.9075 | 25.885 | 29.345 | 22.425 | 25.4827 | 26.9827 | 23.9827 | 24.9307 | 25.9307 | 23.9307
27 | 24 | 28.25 | 28.6567 | 28.3046 | 30.6846 | 25.9246 | 25.8939 | 29.3539 | 22.4339 | 25.4852 | 26.9852 | 23.9852 | 24.9312 | 25.9312 | 23.9312
28 | 24 | 27.55 | 28.615 | 28.2821 | 30.6621 | 25.9021 | 25.8822 | 29.3422 | 22.4222 | 25.482 | 26.982 | 23.982 | 24.9306 | 25.9306 | 23.9306
29 | 24 | 27.75 | 28.5467 | 28.2452 | 30.6252 | 25.8652 | 25.8631 | 29.3231 | 22.4031 | 25.4766 | 26.9766 | 23.9766 | 24.9297 | 25.9297 | 23.9297
30 | 24 | 27.75 | 28.4883 | 28.2137 | 30.5937 | 25.8337 | 25.8467 | 29.3067 | 22.3867 | 25.4721 | 26.9721 | 23.9721 | 24.9288 | 25.9288 | 23.9288
31 | 24 | 26.9 | 28.3783 | 28.1543 | 30.5343 | 25.7743 | 25.8159 | 29.2759 | 22.3559 | 25.4635 | 26.9635 | 23.9635 | 24.9273 | 25.9273 | 23.9273
1 | 24 | 30.15 | 28.3883 | 28.1597 | 30.5397 | 25.7797 | 25.8187 | 29.2787 | 22.3587 | 25.4643 | 26.9643 | 23.9643 | 24.9274 | 25.9274 | 23.9274
2 | 24 | 30.65 | 28.4567 | 28.1966 | 30.5766 | 25.8166 | 25.8379 | 29.2979 | 22.3779 | 25.4696 | 26.9696 | 23.9696 | 24.9284 | 25.9284 | 23.9284
3 | 24 | 29.65 | 28.5083 | 28.2245 | 30.6045 | 25.8445 | 25.8523 | 29.3123 | 22.3923 | 25.4736 | 26.9736 | 23.9736 | 24.9291 | 25.9291 | 23.9291
4 | 24 | 29.15 | 28.535 | 28.2389 | 30.6189 | 25.8589 | 25.8598 | 29.3198 | 22.3998 | 25.4757 | 26.9757 | 23.9757 | 24.9295 | 25.9295 | 23.9295
5 | 24 | 29.4 | 28.5467 | 28.2452 | 30.6252 | 25.8652 | 25.8631 | 29.3231 | 22.4031 | 25.4766 | 26.9766 | 23.9766 | 24.9297 | 25.9297 | 23.9297
6 | 24 | 27.3 | 28.4883 | 28.2137 | 30.5937 | 25.8337 | 25.8467 | 29.3067 | 22.3867 | 25.4721 | 26.9721 | 23.9721 | 24.9288 | 25.9288 | 23.9288
7 | 24 | 26.45 | 28.46 | 28.1984 | 30.5784 | 25.8184 | 25.8388 | 29.2988 | 22.3788 | 25.4699 | 26.9699 | 23.9699 | 24.9284 | 25.9284 | 23.9284
8 | 24 | 27 | 28.46 | 28.1984 | 30.5784 | 25.8184 | 25.8388 | 29.2988 | 22.3788 | 25.4699 | 26.9699 | 23.9699 | 24.9284 | 25.9284 | 23.9284
9 | 24 | 25.55 | 28.3583 | 28.1435 | 30.5235 | 25.7635 | 25.8103 | 29.2703 | 22.3503 | 25.462 | 26.962 | 23.962 | 24.927 | 25.927 | 23.927
10 | 24 | 24.9 | 28.195 | 28.0553 | 30.4353 | 25.6753 | 25.7646 | 29.2246 | 22.3046 | 25.4492 | 26.9492 | 23.9492 | 24.9247 | 25.9247 | 23.9247
11 | 24 | 28.25 | 28.18 | 28.0472 | 30.4272 | 25.6672 | 25.7604 | 29.2204 | 22.3004 | 25.448 | 26.948 | 23.948 | 24.9245 | 25.9245 | 23.9245
12 | 24 | 29.4 | 28.2617 | 28.0913 | 30.4713 | 25.7113 | 25.7833 | 29.2433 | 22.3233 | 25.4544 | 26.9544 | 23.9544 | 24.9257 | 25.9257 | 23.9257
13 | 24 | 29.35 | 28.3033 | 28.1138 | 30.4938 | 25.7338 | 25.7949 | 29.2549 | 22.3349 | 25.4577 | 26.9577 | 23.9577 | 24.9262 | 25.9262 | 23.9262
14 | 24 | 29.4 | 28.3533 | 28.1408 | 30.5208 | 25.7608 | 25.8089 | 29.2689 | 22.3489 | 25.4616 | 26.9616 | 23.9616 | 24.9269 | 25.9269 | 23.9269
15 | 24 | 29.6 | 28.4067 | 28.1696 | 30.5496 | 25.7896 | 25.8239 | 29.2839 | 22.3639 | 25.4657 | 26.9657 | 23.9657 | 24.9277 | 25.9277 | 23.9277
16 | 24 | 29.45 | 28.3933 | 28.1624 | 30.5424 | 25.7824 | 25.8201 | 29.2801 | 22.3601 | 25.4647 | 26.9647 | 23.9647 | 24.9275 | 25.9275 | 23.9275
17 | 24 | 30.3 | 28.4117 | 28.1723 | 30.5523 | 25.7923 | 25.8253 | 29.2853 | 22.3653 | 25.4661 | 26.9661 | 23.9661 | 24.9278 | 25.9278 | 23.9278
18 | 24 | 30.8 | 28.4467 | 28.1912 | 30.5712 | 25.8112 | 25.8351 | 29.2951 | 22.3751 | 25.4688 | 26.9688 | 23.9688 | 24.9283 | 25.9283 | 23.9283
19 | 24 | 31 | 28.5017 | 28.2209 | 30.6009 | 25.8409 | 25.8505 | 29.3105 | 22.3905 | 25.4731 | 26.9731 | 23.9731 | 24.929 | 25.929 | 23.929
20 | 24 | 28.95 | 28.4917 | 28.2155 | 30.5955 | 25.8355 | 25.8477 | 29.3077 | 22.3877 | 25.4723 | 26.9723 | 23.9723 | 24.9289 | 25.9289 | 23.9289
21 | 24 | 29.45 | 28.58 | 28.2632 | 30.6432 | 25.8832 | 25.8724 | 29.3324 | 22.4124 | 25.4792 | 26.9792 | 23.9792 | 24.9301 | 25.9301 | 23.9301
22 | 24 | 28.85 | 28.6783 | 28.3163 | 30.6963 | 25.9363 | 25.8999 | 29.3599 | 22.4399 | 25.4869 | 26.9869 | 23.9869 | 24.9315 | 25.9315 | 23.9315
23 | 24 | 29.35 | 28.7083 | 28.3325 | 30.7125 | 25.9525 | 25.9083 | 29.3683 | 22.4483 | 25.4892 | 26.9892 | 23.9892 | 24.9319 | 25.9319 | 23.9319
24 | 24 | 27.75 | 28.68 | 28.3172 | 30.6972 | 25.9372 | 25.9004 | 29.3604 | 22.4404 | 25.487 | 26.987 | 23.987 | 24.9315 | 25.9315 | 23.9315
25 | 24 | 27.7 | 28.6 | 28.274 | 30.654 | 25.894 | 25.878 | 29.338 | 22.418 | 25.4808 | 26.9808 | 23.9808 | 24.9304 | 25.9304 | 23.9304
26 | 24 | 26.9 | 28.555 | 28.2497 | 30.6297 | 25.8697 | 25.8654 | 29.3254 | 22.4054 | 25.4773 | 26.9773 | 23.9773 | 24.9298 | 25.9298 | 23.9298
27 | 24 | 29.3 | 28.6133 | 28.2812 | 30.6612 | 25.9012 | 25.8817 | 29.3417 | 22.4217 | 25.4818 | 26.9818 | 23.9818 | 24.9306 | 25.9306 | 23.9306
28 | 24 | 29.6 | 28.675 | 28.3145 | 30.6945 | 25.9345 | 25.899 | 29.359 | 22.439 | 25.4867 | 26.9867 | 23.9867 | 24.9315 | 25.9315 | 23.9315
29 | 24 | 27.9 | 28.68 | 28.3172 | 30.6972 | 25.9372 | 25.9004 | 29.3604 | 22.4404 | 25.487 | 26.987 | 23.987 | 24.9315 | 25.9315 | 23.9315
30 | 24 | 28.75 | 28.7417 | 28.3505 | 30.7305 | 25.9705 | 25.9177 | 29.3777 | 22.4577 | 25.4918 | 26.9918 | 23.9918 | 24.9324 | 25.9324 | 23.9324
1 | 24 | 29.2 | 28.71 | 28.3334 | 30.7134 | 25.9534 | 25.9088 | 29.3688 | 22.4488 | 25.4894 | 26.9894 | 23.9894 | 24.9319 | 25.9319 | 23.9319
2 | 24 | 29.55 | 28.6733 | 28.3136 | 30.6936 | 25.9336 | 25.8985 | 29.3585 | 22.4385 | 25.4865 | 26.9865 | 23.9865 | 24.9314 | 25.9314 | 23.9314
3 | 24 | 28.95 | 28.65 | 28.301 | 30.681 | 25.921 | 25.892 | 29.352 | 22.432 | 25.4847 | 26.9847 | 23.9847 | 24.9311 | 25.9311 | 23.9311
4 | 24 | 28.9 | 28.6417 | 28.2965 | 30.6765 | 25.9165 | 25.8897 | 29.3497 | 22.4297 | 25.484 | 26.984 | 23.984 | 24.931 | 25.931 | 23.931
5 | 24 | 29.4 | 28.6417 | 28.2965 | 30.6765 | 25.9165 | 25.8897 | 29.3497 | 22.4297 | 25.484 | 26.984 | 23.984 | 24.931 | 25.931 | 23.931
6 | 24 | 28.6 | 28.685 | 28.3199 | 30.6999 | 25.9399 | 25.9018 | 29.3618 | 22.4418 | 25.4874 | 26.9874 | 23.9874 | 24.9316 | 25.9316 | 23.9316
7 | 24 | 26.7 | 28.6933 | 28.3244 | 30.7044 | 25.9444 | 25.9041 | 29.3641 | 22.4441 | 25.4881 | 26.9881 | 23.9881 | 24.9317 | 25.9317 | 23.9317
8 | 24 | 24.85 | 28.6217 | 28.2857 | 30.6657 | 25.9057 | 25.8841 | 29.3441 | 22.4241 | 25.4825 | 26.9825 | 23.9825 | 24.9307 | 25.9307 | 23.9307
9 | 24 | 24.95 | 28.6017 | 28.2749 | 30.6549 | 25.8949 | 25.8785 | 29.3385 | 22.4185 | 25.4809 | 26.9809 | 23.9809 | 24.9304 | 25.9304 | 23.9304
10 | 24 | 26.6 | 28.6583 | 28.3055 | 30.6855 | 25.9255 | 25.8943 | 29.3543 | 22.4343 | 25.4854 | 26.9854 | 23.9854 | 24.9312 | 25.9312 | 23.9312
11 | 24 | 27.8 | 28.6433 | 28.2974 | 30.6774 | 25.9174 | 25.8901 | 29.3501 | 22.4301 | 25.4842 | 26.9842 | 23.9842 | 24.931 | 25.931 | 23.931
12 | 24 | 27.3 | 28.5733 | 28.2596 | 30.6396 | 25.8796 | 25.8705 | 29.3305 | 22.4105 | 25.4787 | 26.9787 | 23.9787 | 24.93 | 25.93 | 23.93
13 | 24 | 27.7 | 28.5183 | 28.2299 | 30.6099 | 25.8499 | 25.8551 | 29.3151 | 22.3951 | 25.4744 | 26.9744 | 23.9744 | 24.9293 | 25.9293 | 23.9293
14 | 24 | 28.6 | 28.4917 | 28.2155 | 30.5955 | 25.8355 | 25.8477 | 29.3077 | 22.3877 | 25.4723 | 26.9723 | 23.9723 | 24.9289 | 25.9289 | 23.9289
15 | 24 | 28.8 | 28.465 | 28.2011 | 30.5811 | 25.8211 | 25.8402 | 29.3002 | 22.3802 | 25.4703 | 26.9703 | 23.9703 | 24.9285 | 25.9285 | 23.9285
16 | 24 | 25.45 | 28.3317 | 28.1291 | 30.5091 | 25.7491 | 25.8029 | 29.2629 | 22.3429 | 25.4599 | 26.9599 | 23.9599 | 24.9266 | 25.9266 | 23.9266
17 | 24 | 26.95 | 28.22 | 28.0688 | 30.4488 | 25.6888 | 25.7716 | 29.2316 | 22.3116 | 25.4512 | 26.9512 | 23.9512 | 24.9251 | 25.9251 | 23.9251
18 | 24 | 28.2 | 28.1333 | 28.022 | 30.402 | 25.642 | 25.7473 | 29.2073 | 22.2873 | 25.4444 | 26.9444 | 23.9444 | 24.9239 | 25.9239 | 23.9239
19 | 24 | 27.65 | 28.0217 | 27.9617 | 30.3417 | 25.5817 | 25.7161 | 29.1761 | 22.2561 | 25.4357 | 26.9357 | 23.9357 | 24.9223 | 25.9223 | 23.9223
20 | 24 | 27.85 | 27.985 | 27.9419 | 30.3219 | 25.5619 | 25.7058 | 29.1658 | 22.2458 | 25.4328 | 26.9328 | 23.9328 | 24.9218 | 25.9218 | 23.9218
21 | 24 | 27.15 | 27.9083 | 27.9005 | 30.2805 | 25.5205 | 25.6843 | 29.1443 | 22.2243 | 25.4269 | 26.9269 | 23.9269 | 24.9207 | 25.9207 | 23.9207
22 | 24 | 26.6 | 27.8333 | 27.86 | 30.24 | 25.48 | 25.6633 | 29.1233 | 22.2033 | 25.421 | 26.921 | 23.921 | 24.9197 | 25.9197 | 23.9197
23 | 24 | 26.65 | 27.7433 | 27.8114 | 30.1914 | 25.4314 | 25.6381 | 29.0981 | 22.1781 | 25.414 | 26.914 | 23.914 | 24.9184 | 25.9184 | 23.9184
24 | 24 | 24.45 | 27.6333 | 27.752 | 30.132 | 25.372 | 25.6073 | 29.0673 | 22.1473 | 25.4054 | 26.9054 | 23.9054 | 24.9169 | 25.9169 | 23.9169
25 | 24 | 24.15 | 27.515 | 27.6881 | 30.0681 | 25.3081 | 25.5742 | 29.0342 | 22.1142 | 25.3962 | 26.8962 | 23.8962 | 24.9152 | 25.9152 | 23.9152
26 | 24 | 24.6 | 27.4383 | 27.6467 | 30.0267 | 25.2667 | 25.5527 | 29.0127 | 22.0927 | 25.3902 | 26.8902 | 23.8902 | 24.9141 | 25.9141 | 23.9141
27 | 24 | 25.1 | 27.2983 | 27.5711 | 29.9511 | 25.1911 | 25.5135 | 28.9735 | 22.0535 | 25.3793 | 26.8793 | 23.8793 | 24.9122 | 25.9122 | 23.9122
28 | 24 | 25.15 | 27.15 | 27.491 | 29.871 | 25.111 | 25.472 | 28.932 | 22.012 | 25.3677 | 26.8677 | 23.8677 | 24.9101 | 25.9101 | 23.9101
29 | 24 | 25.8 | 27.08 | 27.4532 | 29.8332 | 25.0732 | 25.4524 | 28.9124 | 21.9924 | 25.3622 | 26.8622 | 23.8622 | 24.9091 | 25.9091 | 23.9091
30 | 24 | 24.35 | 26.9333 | 27.374 | 29.754 | 24.994 | 25.4113 | 28.8713 | 21.9513 | 25.3508 | 26.8508 | 23.8508 | 24.9071 | 25.9071 | 23.9071
31 | 24 | 25.3 | 26.8033 | 27.3038 | 29.6838 | 24.9238 | 25.3749 | 28.8349 | 21.9149 | 25.3407 | 26.8407 | 23.8407 | 24.9052 | 25.9052 | 23.9052
1 | 24 | 26.1 | 26.6883 | 27.2417 | 29.6217 | 24.8617 | 25.3427 | 28.8027 | 21.8827 | 25.3317 | 26.8317 | 23.8317 | 24.9036 | 25.9036 | 23.9036
2 | 24 | 25.2 | 26.5633 | 27.1742 | 29.5542 | 24.7942 | 25.3077 | 28.7677 | 21.8477 | 25.3219 | 26.8219 | 23.8219 | 24.9019 | 25.9019 | 23.9019
3 | 24 | 26.3 | 26.4767 | 27.1274 | 29.5074 | 24.7474 | 25.2835 | 28.7435 | 21.8235 | 25.3152 | 26.8152 | 23.8152 | 24.9007 | 25.9007 | 23.9007
4 | 24 | 25.65 | 26.3517 | 27.0599 | 29.4399 | 24.6799 | 25.2485 | 28.7085 | 21.7885 | 25.3054 | 26.8054 | 23.8054 | 24.8989 | 25.8989 | 23.8989
5 | 24 | 25.55 | 26.25 | 27.005 | 29.385 | 24.625 | 25.22 | 28.68 | 21.76 | 25.2975 | 26.7975 | 23.7975 | 24.8975 | 25.8975 | 23.8975
6 | 24 | 24.35 | 26.1717 | 26.9627 | 29.3427 | 24.5827 | 25.1981 | 28.6581 | 21.7381 | 25.2914 | 26.7914 | 23.7914 | 24.8964 | 25.8964 | 23.8964
7 | 24 | 25.2 | 26.1833 | 26.969 | 29.349 | 24.589 | 25.2013 | 28.6613 | 21.7413 | 25.2923 | 26.7923 | 23.7923 | 24.8966 | 25.8966 | 23.8966
8 | 24 | 26.5 | 26.235 | 26.9969 | 29.3769 | 24.6169 | 25.2158 | 28.6758 | 21.7558 | 25.2963 | 26.7963 | 23.7963 | 24.8973 | 25.8973 | 23.8973
9 | 24 | 26.05 | 26.2167 | 26.987 | 29.367 | 24.607 | 25.2107 | 28.6707 | 21.7507 | 25.2949 | 26.7949 | 23.7949 | 24.897 | 25.897 | 23.897
10 | 24 | 26.1 | 26.16 | 26.9564 | 29.3364 | 24.5764 | 25.1948 | 28.6548 | 21.7348 | 25.2905 | 26.7905 | 23.7905 | 24.8962 | 25.8962 | 23.8962
11 | 24 | 22.95 | 26.015 | 26.8781 | 29.2581 | 24.4981 | 25.1542 | 28.6142 | 21.6942 | 25.2792 | 26.7792 | 23.7792 | 24.8942 | 25.8942 | 23.8942
12 | 24 | 22.8 | 25.8517 | 26.7899 | 29.1699 | 24.4099 | 25.1085 | 28.5685 | 21.6485 | 25.2664 | 26.7664 | 23.7664 | 24.8919 | 25.8919 | 23.8919
13 | 24 | 24.3 | 25.7083 | 26.7125 | 29.0925 | 24.3325 | 25.0683 | 28.5283 | 21.6083 | 25.2553 | 26.7553 | 23.7553 | 24.8899 | 25.8899 | 23.8899
14 | 24 | 25.2 | 25.5883 | 26.6477 | 29.0277 | 24.2677 | 25.0347 | 28.4947 | 21.5747 | 25.2459 | 26.7459 | 23.7459 | 24.8882 | 25.8882 | 23.8882
15 | 24 | 24.4 | 25.5533 | 26.6288 | 29.0088 | 24.2488 | 25.0249 | 28.4849 | 21.5649 | 25.2432 | 26.7432 | 23.7432 | 24.8877 | 25.8877 | 23.8877
16 | 24 | 23.2 | 25.4283 | 26.5613 | 28.9413 | 24.1813 | 24.9899 | 28.4499 | 21.5299 | 25.2334 | 26.7334 | 23.7334 | 24.886 | 25.886 | 23.886
17 | 24 | 23.5 | 25.2717 | 26.4767 | 28.8567 | 24.0967 | 24.9461 | 28.4061 | 21.4861 | 25.2212 | 26.7212 | 23.7212 | 24.8838 | 25.8838 | 23.8838
18 | 24 | 22.6 | 25.1033 | 26.3858 | 28.7658 | 24.0058 | 24.8989 | 28.3589 | 21.4389 | 25.2081 | 26.7081 | 23.7081 | 24.8814 | 25.8814 | 23.8814
19 | 24 | 22.7 | 24.9317 | 26.2931 | 28.6731 | 23.9131 | 24.8509 | 28.3109 | 21.3909 | 25.1947 | 26.6947 | 23.6947 | 24.879 | 25.879 | 23.879
20 | 24 | 22.65 | 24.7817 | 26.2121 | 28.5921 | 23.8321 | 24.8089 | 28.2689 | 21.3489 | 25.183 | 26.683 | 23.683 | 24.8769 | 25.8769 | 23.8769
21 | 24 | 23 | 24.6617 | 26.1473 | 28.5273 | 23.7673 | 24.7753 | 28.2353 | 21.3153 | 25.1736 | 26.6736 | 23.6736 | 24.8753 | 25.8753 | 23.8753
22 | 24 | 22.75 | 24.5317 | 26.0771 | 28.4571 | 23.6971 | 24.7389 | 28.1989 | 21.2789 | 25.1635 | 26.6635 | 23.6635 | 24.8734 | 25.8734 | 23.8734
23 | 24 | 23.1 | 24.4867 | 26.0528 | 28.4328 | 23.6728 | 24.7263 | 28.1863 | 21.2663 | 25.16 | 26.66 | 23.66 | 24.8728 | 25.8728 | 23.8728
24 | 24 | 23.45 | 24.4633 | 26.0402 | 28.4202 | 23.6602 | 24.7197 | 28.1797 | 21.2597 | 25.1581 | 26.6581 | 23.6581 | 24.8725 | 25.8725 | 23.8725
25 | 24 | 24.2 | 24.45 | 26.033 | 28.413 | 23.653 | 24.716 | 28.176 | 21.256 | 25.1571 | 26.6571 | 23.6571 | 24.8723 | 25.8723 | 23.8723
26 | 24 | 24.6 | 24.4333 | 26.024 | 28.404 | 23.644 | 24.7113 | 28.1713 | 21.2513 | 25.1558 | 26.6558 | 23.6558 | 24.8721 | 25.8721 | 23.8721
27 | 24 | 24 | 24.395 | 26.0033 | 28.3833 | 23.6233 | 24.7006 | 28.1606 | 21.2406 | 25.1528 | 26.6528 | 23.6528 | 24.8715 | 25.8715 | 23.8715
28 | 24 | 23.1 | 24.305 | 25.9547 | 28.3347 | 23.5747 | 24.6754 | 28.1354 | 21.2154 | 25.1458 | 26.6458 | 23.6458 | 24.8703 | 25.8703 | 23.8703
29 | 24 | 22 | 24.2267 | 25.9124 | 28.2924 | 23.5324 | 24.6535 | 28.1135 | 21.1935 | 25.1397 | 26.6397 | 23.6397 | 24.8692 | 25.8692 | 23.8692
30 | 24 | 22.35 | 24.1283 | 25.8593 | 28.2393 | 23.4793 | 24.6259 | 28.0859 | 21.1659 | 25.132 | 26.632 | 23.632 | 24.8678 | 25.8678 | 23.8678
1 | 24 | 21.95 | 23.99 | 25.7846 | 28.1646 | 23.4046 | 24.5872 | 28.0472 | 21.1272 | 25.1212 | 26.6212 | 23.6212 | 24.8659 | 25.8659 | 23.8659
2 | 24 | 23.7 | 23.94 | 25.7576 | 28.1376 | 23.3776 | 24.5732 | 28.0332 | 21.1132 | 25.1173 | 26.6173 | 23.6173 | 24.8652 | 25.8652 | 23.8652
3 | 24 | 24 | 23.8633 | 25.7162 | 28.0962 | 23.3362 | 24.5517 | 28.0117 | 21.0917 | 25.1113 | 26.6113 | 23.6113 | 24.8641 | 25.8641 | 23.8641
4 | 24 | 23.75 | 23.8 | 25.682 | 28.062 | 23.302 | 24.534 | 27.994 | 21.074 | 25.1064 | 26.6064 | 23.6064 | 24.8632 | 25.8632 | 23.8632
5 | 24 | 22.85 | 23.71 | 25.6334 | 28.0134 | 23.2534 | 24.5088 | 27.9688 | 21.0488 | 25.0994 | 26.5994 | 23.5994 | 24.8619 | 25.8619 | 23.8619
6 | 24 | 21.25 | 23.6067 | 25.5776 | 27.9576 | 23.1976 | 24.4799 | 27.9399 | 21.0199 | 25.0913 | 26.5913 | 23.5913 | 24.8605 | 25.8605 | 23.8605
7 | 24 | 21.1 | 23.47 | 25.5038 | 27.8838 | 23.1238 | 24.4416 | 27.9016 | 20.9816 | 25.0807 | 26.5807 | 23.5807 | 24.8586 | 25.8586 | 23.8586
8 | 24 | 20.3 | 23.2633 | 25.3922 | 27.7722 | 23.0122 | 24.3837 | 27.8437 | 20.9237 | 25.0645 | 26.5645 | 23.5645 | 24.8557 | 25.8557 | 23.8557
9 | 24 | 20.65 | 23.0833 | 25.295 | 27.675 | 22.915 | 24.3333 | 27.7933 | 20.8733 | 25.0505 | 26.5505 | 23.5505 | 24.8532 | 25.8532 | 23.8532
10 | 24 | 20.6 | 22.9 | 25.196 | 27.576 | 22.816 | 24.282 | 27.742 | 20.822 | 25.0362 | 26.5362 | 23.5362 | 24.8506 | 25.8506 | 23.8506
11 | 24 | 21.25 | 22.8433 | 25.1654 | 27.5454 | 22.7854 | 24.2661 | 27.7261 | 20.8061 | 25.0318 | 26.5318 | 23.5318 | 24.8498 | 25.8498 | 23.8498
12 | 24 | 21.25 | 22.7917 | 25.1375 | 27.5175 | 22.7575 | 24.2517 | 27.7117 | 20.7917 | 25.0278 | 26.5278 | 23.5278 | 24.8491 | 25.8491 | 23.8491
13 | 24 | 20 | 22.6483 | 25.0601 | 27.4401 | 22.6801 | 24.2115 | 27.6715 | 20.7515 | 25.0166 | 26.5166 | 23.5166 | 24.8471 | 25.8471 | 23.8471
14 | 24 | 19.15 | 22.4467 | 24.9512 | 27.3312 | 22.5712 | 24.1551 | 27.6151 | 20.6951 | 25.0008 | 26.5008 | 23.5008 | 24.8443 | 25.8443 | 23.8443
15 | 24 | 19.35 | 22.2783 | 24.8603 | 27.2403 | 22.4803 | 24.1079 | 27.5679 | 20.6479 | 24.9877 | 26.4877 | 23.4877 | 24.8419 | 25.8419 | 23.8419
16 | 24 | 19.85 | 22.1667 | 24.8 | 27.18 | 22.42 | 24.0767 | 27.5367 | 20.6167 | 24.979 | 26.479 | 23.479 | 24.8403 | 25.8403 | 23.8403
17 | 24 | 22.25 | 22.125 | 24.7775 | 27.1575 | 22.3975 | 24.065 | 27.525 | 20.605 | 24.9758 | 26.4758 | 23.4758 | 24.8397 | 25.8397 | 23.8397
18 | 24 | 22.85 | 22.1333 | 24.782 | 27.162 | 22.402 | 24.0673 | 27.5273 | 20.6073 | 24.9764 | 26.4764 | 23.4764 | 24.8399 | 25.8399 | 23.8399
19 | 24 | 20.1 | 22.0467 | 24.7352 | 27.1152 | 22.3552 | 24.0431 | 27.5031 | 20.5831 | 24.9696 | 26.4696 | 23.4696 | 24.8387 | 25.8387 | 23.8387
20 | 24 | 22.2 | 22.0317 | 24.7271 | 27.1071 | 22.3471 | 24.0389 | 27.4989 | 20.5789 | 24.9685 | 26.4685 | 23.4685 | 24.8384 | 25.8384 | 23.8384
21 | 24 | 23.2 | 22.0383 | 24.7307 | 27.1107 | 22.3507 | 24.0407 | 27.5007 | 20.5807 | 24.969 | 26.469 | 23.469 | 24.8385 | 25.8385 | 23.8385
22 | 24 | 21.1 | 21.9833 | 24.701 | 27.081 | 22.321 | 24.0253 | 27.4853 | 20.5653 | 24.9647 | 26.4647 | 23.4647 | 24.8378 | 25.8378 | 23.8378
23 | 24 | 22.7 | 21.97 | 24.6938 | 27.0738 | 22.3138 | 24.0216 | 27.4816 | 20.5616 | 24.9637 | 26.4637 | 23.4637 | 24.8376 | 25.8376 | 23.8376
24 | 24 | 23.15 | 21.96 | 24.6884 | 27.0684 | 22.3084 | 24.0188 | 27.4788 | 20.5588 | 24.9629 | 26.4629 | 23.4629 | 24.8374 | 25.8374 | 23.8374
25 | 24 | 22.2 | 21.8933 | 24.6524 | 27.0324 | 22.2724 | 24.0001 | 27.4601 | 20.5401 | 24.9577 | 26.4577 | 23.4577 | 24.8365 | 25.8365 | 23.8365
26 | 24 | 19.4 | 21.72 | 24.5588 | 26.9388 | 22.1788 | 23.9516 | 27.4116 | 20.4916 | 24.9442 | 26.4442 | 23.4442 | 24.8341 | 25.8341 | 23.8341
27 | 24 | 20.1 | 21.59 | 24.4886 | 26.8686 | 22.1086 | 23.9152 | 27.3752 | 20.4552 | 24.934 | 26.434 | 23.434 | 24.8323 | 25.8323 | 23.8323
28 | 24 | 20.4 | 21.5 | 24.44 | 26.82 | 22.06 | 23.89 | 27.35 | 20.43 | 24.927 | 26.427 | 23.427 | 24.831 | 25.831 | 23.831
29 | 24 | 20.75 | 21.4583 | 24.4175 | 26.7975 | 22.0375 | 23.8783 | 27.3383 | 20.4183 | 24.9237 | 26.4237 | 23.4237 | 24.8304 | 25.8304 | 23.8304
30 | 24 | 21.45 | 21.4283 | 24.4013 | 26.7813 | 22.0213 | 23.8699 | 27.3299 | 20.4099 | 24.9214 | 26.4214 | 23.4214 | 24.83 | 25.83 | 23.83
31 | 24 | 20.85 | 21.3917 | 24.3815 | 26.7615 | 22.0015 | 23.8597 | 27.3197 | 20.3997 | 24.9185 | 26.4185 | 23.4185 | 24.8295 | 25.8295 | 23.8295
Note on C1: Asif Raza: (min+max)/2 All data comes from the input sheet The blue highlited parts are the results of IMAC equations
Note on D1: Asif Raza: 30 days running mean
Note on F1: Asif Raza: NV- Equation: Neutral temp. = 0.54 * outdoor temp. + 12.83 Where neutral temperature is the indoor operative temperature (˚C), and outdoor temperature is the 30-day outdoor running mean air temperature (˚C)
Note on G1: Asif Raza: The 90% acceptability range for the India specific adaptive models for naturally ventilated buildings is ±2.38˚C.
Note on H1: Asif Raza: The 90% acceptability range for the India specific adaptive models for naturally ventilated buildings is ±2.38˚C.
Note on J1: Asif Raza: Equation: Neutral temp. = 0.28 * outdoor temp. + 17.87 Where neutral temperature is the indoor operative temperature (˚C), and outdoor temperature is the 30-day outdoor running mean air temperature (˚C)
Note on K1: Asif Raza: The 90% acceptability range for the India specific adaptive models for mixed-mode buildings is ±3.46˚C.
Note on L1: Asif Raza: The 90% acceptability range for the India specific adaptive models for mixed-mode buildings is ±3.46˚C.
Note on N1: Asif Raza: Air temperature based approach: Equation: Indoor Operative Temperature (˚C): = 0.078 * outdoor temp. + 23.25 Where indoor operative temperature (˚C) is neutral temperature and outdoor temperature is the 30-day outdoor running mean air temperature (˚C)
Note on O1: Asif Raza: The 90% acceptability range for the adaptive models for conditioned buildings is ±1.5˚C.
Note on P1: Asif Raza: The 90% acceptability range for the adaptive models for conditioned buildings is ±1.5˚C.
Note on R1: Asif Raza: Standard Effective Temperature Based Approach: Equation: Indoor Operative Temperature (˚C): = 0.014 * outdoor temp. + 24.53
Note on S1: Asif Raza: The 90% acceptability range for the adaptive models for conditioned buildings is ±1.0˚C.
Note on T1: Asif Raza: The 90% acceptability range for the adaptive models for conditioned buildings is ±1.0˚C.

## IMAC_Temp_Monthly
| Days | Neutral temp. NV Buildings | NV+ band | NV- band |  | Neutral temp MM buildings | MM+ band | MM - band | AC- temp.air based | AC.air temp + band | AC.air temp - band | AC- std.eftv.temp | AC- std.eftv.temp + band | AC- std.eftv.temp - band
2015-01-01 | 1 | 24.3617 | 26.7417 | 21.9817 |  | 23.8494 | 27.3094 | 20.3894 | 24.9157 | 26.4157 | 23.4157 | 24.829 | 25.829 | 23.829
2015-01-02 | 2 | 24.3248 | 26.7048 | 21.9448 |  | 23.8303 | 27.2903 | 20.3703 | 24.9104 | 26.4104 | 23.4104 | 24.828 | 25.828 | 23.828
2015-01-03 | 3 | 24.2807 | 26.6607 | 21.9007 |  | 23.8074 | 27.2674 | 20.3474 | 24.904 | 26.404 | 23.404 | 24.8269 | 25.8269 | 23.8269
2015-01-04 | 4 | 24.2501 | 26.6301 | 21.8701 |  | 23.7915 | 27.2515 | 20.3315 | 24.8996 | 26.3996 | 23.3996 | 24.8261 | 25.8261 | 23.8261
2015-01-05 | 5 | 24.2429 | 26.6229 | 21.8629 |  | 23.7878 | 27.2478 | 20.3278 | 24.8985 | 26.3985 | 23.3985 | 24.8259 | 25.8259 | 23.8259
2015-01-06 | 6 | 24.233 | 26.613 | 21.853 |  | 23.7827 | 27.2427 | 20.3227 | 24.8971 | 26.3971 | 23.3971 | 24.8256 | 25.8256 | 23.8256
2015-01-07 | 7 | 24.2465 | 26.6265 | 21.8665 |  | 23.7897 | 27.2497 | 20.3297 | 24.899 | 26.399 | 23.399 | 24.826 | 25.826 | 23.826
2015-01-08 | 8 | 24.2591 | 26.6391 | 21.8791 |  | 23.7962 | 27.2562 | 20.3362 | 24.9009 | 26.4009 | 23.4009 | 24.8263 | 25.8263 | 23.8263
2015-01-09 | 9 | 24.2609 | 26.6409 | 21.8809 |  | 23.7971 | 27.2571 | 20.3371 | 24.9011 | 26.4011 | 23.4011 | 24.8264 | 25.8264 | 23.8264
2015-01-10 | 10 | 24.2384 | 26.6184 | 21.8584 |  | 23.7855 | 27.2455 | 20.3255 | 24.8979 | 26.3979 | 23.3979 | 24.8258 | 25.8258 | 23.8258
2015-01-11 | 11 | 24.2681 | 26.6481 | 21.8881 |  | 23.8009 | 27.2609 | 20.3409 | 24.9022 | 26.4022 | 23.4022 | 24.8265 | 25.8265 | 23.8265
2015-01-12 | 12 | 24.3113 | 26.6913 | 21.9313 |  | 23.8233 | 27.2833 | 20.3633 | 24.9084 | 26.4084 | 23.4084 | 24.8277 | 25.8277 | 23.8277
2015-01-13 | 13 | 24.3905 | 26.7705 | 22.0105 |  | 23.8643 | 27.3243 | 20.4043 | 24.9199 | 26.4199 | 23.4199 | 24.8297 | 25.8297 | 23.8297
2015-01-14 | 14 | 24.4643 | 26.8443 | 22.0843 |  | 23.9026 | 27.3626 | 20.4426 | 24.9305 | 26.4305 | 23.4305 | 24.8316 | 25.8316 | 23.8316
2015-01-15 | 15 | 24.5426 | 26.9226 | 22.1626 |  | 23.9432 | 27.4032 | 20.4832 | 24.9418 | 26.4418 | 23.4418 | 24.8337 | 25.8337 | 23.8337
2015-01-16 | 16 | 24.5903 | 26.9703 | 22.2103 |  | 23.9679 | 27.4279 | 20.5079 | 24.9487 | 26.4487 | 23.4487 | 24.8349 | 25.8349 | 23.8349
2015-01-17 | 17 | 24.5921 | 26.9721 | 22.2121 |  | 23.9689 | 27.4289 | 20.5089 | 24.949 | 26.449 | 23.449 | 24.8349 | 25.8349 | 23.8349
2015-01-18 | 18 | 24.6398 | 27.0198 | 22.2598 |  | 23.9936 | 27.4536 | 20.5336 | 24.9559 | 26.4559 | 23.4559 | 24.8362 | 25.8362 | 23.8362
2015-01-19 | 19 | 24.6011 | 26.9811 | 22.2211 |  | 23.9735 | 27.4335 | 20.5135 | 24.9503 | 26.4503 | 23.4503 | 24.8352 | 25.8352 | 23.8352
2015-01-20 | 20 | 24.5822 | 26.9622 | 22.2022 |  | 23.9637 | 27.4237 | 20.5037 | 24.9475 | 26.4475 | 23.4475 | 24.8347 | 25.8347 | 23.8347
2015-01-21 | 21 | 24.6092 | 26.9892 | 22.2292 |  | 23.9777 | 27.4377 | 20.5177 | 24.9514 | 26.4514 | 23.4514 | 24.8354 | 25.8354 | 23.8354
2015-01-22 | 22 | 24.6362 | 27.0162 | 22.2562 |  | 23.9917 | 27.4517 | 20.5317 | 24.9553 | 26.4553 | 23.4553 | 24.8361 | 25.8361 | 23.8361
2015-01-23 | 23 | 24.6497 | 27.0297 | 22.2697 |  | 23.9987 | 27.4587 | 20.5387 | 24.9573 | 26.4573 | 23.4573 | 24.8364 | 25.8364 | 23.8364
2015-01-24 | 24 | 24.665 | 27.045 | 22.285 |  | 24.0067 | 27.4667 | 20.5467 | 24.9595 | 26.4595 | 23.4595 | 24.8368 | 25.8368 | 23.8368
2015-01-25 | 25 | 24.7091 | 27.0891 | 22.3291 |  | 24.0295 | 27.4895 | 20.5695 | 24.9659 | 26.4659 | 23.4659 | 24.838 | 25.838 | 23.838
2015-01-26 | 26 | 24.7604 | 27.1404 | 22.3804 |  | 24.0561 | 27.5161 | 20.5961 | 24.9733 | 26.4733 | 23.4733 | 24.8393 | 25.8393 | 23.8393
2015-01-27 | 27 | 24.8306 | 27.2106 | 22.4506 |  | 24.0925 | 27.5525 | 20.6325 | 24.9834 | 26.4834 | 23.4834 | 24.8411 | 25.8411 | 23.8411
2015-01-28 | 28 | 24.908 | 27.288 | 22.528 |  | 24.1327 | 27.5927 | 20.6727 | 24.9946 | 26.4946 | 23.4946 | 24.8431 | 25.8431 | 23.8431
2015-01-29 | 29 | 24.9773 | 27.3573 | 22.5973 |  | 24.1686 | 27.6286 | 20.7086 | 25.0046 | 26.5046 | 23.5046 | 24.8449 | 25.8449 | 23.8449
2015-01-30 | 30 | 25.0826 | 27.4626 | 22.7026 |  | 24.2232 | 27.6832 | 20.7632 | 25.0198 | 26.5198 | 23.5198 | 24.8477 | 25.8477 | 23.8477
2015-01-31 | 31 | 25.1564 | 27.5364 | 22.7764 |  | 24.2615 | 27.7215 | 20.8015 | 25.0305 | 26.5305 | 23.5305 | 24.8496 | 25.8496 | 23.8496
2015-02-01 | 32 | 25.1978 | 27.5778 | 22.8178 |  | 24.2829 | 27.7429 | 20.8229 | 25.0365 | 26.5365 | 23.5365 | 24.8506 | 25.8506 | 23.8506
2015-02-02 | 33 | 25.2572 | 27.6372 | 22.8772 |  | 24.3137 | 27.7737 | 20.8537 | 25.045 | 26.545 | 23.545 | 24.8522 | 25.8522 | 23.8522
2015-02-03 | 34 | 25.3256 | 27.7056 | 22.9456 |  | 24.3492 | 27.8092 | 20.8892 | 25.0549 | 26.5549 | 23.5549 | 24.854 | 25.854 | 23.854
2015-02-04 | 35 | 25.4021 | 27.7821 | 23.0221 |  | 24.3889 | 27.8489 | 20.9289 | 25.066 | 26.566 | 23.566 | 24.8559 | 25.8559 | 23.8559
2015-02-05 | 36 | 25.4804 | 27.8604 | 23.1004 |  | 24.4295 | 27.8895 | 20.9695 | 25.0773 | 26.5773 | 23.5773 | 24.858 | 25.858 | 23.858
2015-02-06 | 37 | 25.5776 | 27.9576 | 23.1976 |  | 24.4799 | 27.9399 | 21.0199 | 25.0913 | 26.5913 | 23.5913 | 24.8605 | 25.8605 | 23.8605
2015-02-07 | 38 | 25.655 | 28.035 | 23.275 |  | 24.52 | 27.98 | 21.06 | 25.1025 | 26.6025 | 23.6025 | 24.8625 | 25.8625 | 23.8625
2015-02-08 | 39 | 25.7342 | 28.1142 | 23.3542 |  | 24.5611 | 28.0211 | 21.1011 | 25.1139 | 26.6139 | 23.6139 | 24.8646 | 25.8646 | 23.8646
2015-02-09 | 40 | 25.7801 | 28.1601 | 23.4001 |  | 24.5849 | 28.0449 | 21.1249 | 25.1206 | 26.6206 | 23.6206 | 24.8657 | 25.8657 | 23.8657
2015-02-10 | 41 | 25.7846 | 28.1646 | 23.4046 |  | 24.5872 | 28.0472 | 21.1272 | 25.1212 | 26.6212 | 23.6212 | 24.8659 | 25.8659 | 23.8659
2015-02-11 | 42 | 25.8143 | 28.1943 | 23.4343 |  | 24.6026 | 28.0626 | 21.1426 | 25.1255 | 26.6255 | 23.6255 | 24.8666 | 25.8666 | 23.8666
2015-02-12 | 43 | 25.8665 | 28.2465 | 23.4865 |  | 24.6297 | 28.0897 | 21.1697 | 25.1331 | 26.6331 | 23.6331 | 24.868 | 25.868 | 23.868
2015-02-13 | 44 | 25.907 | 28.287 | 23.527 |  | 24.6507 | 28.1107 | 21.1907 | 25.1389 | 26.6389 | 23.6389 | 24.869 | 25.869 | 23.869
2015-02-14 | 45 | 25.9511 | 28.3311 | 23.5711 |  | 24.6735 | 28.1335 | 21.2135 | 25.1453 | 26.6453 | 23.6453 | 24.8702 | 25.8702 | 23.8702
2015-02-15 | 46 | 25.9646 | 28.3446 | 23.5846 |  | 24.6805 | 28.1405 | 21.2205 | 25.1472 | 26.6472 | 23.6472 | 24.8705 | 25.8705 | 23.8705
2015-02-16 | 47 | 25.9898 | 28.3698 | 23.6098 |  | 24.6936 | 28.1536 | 21.2336 | 25.1509 | 26.6509 | 23.6509 | 24.8712 | 25.8712 | 23.8712
2015-02-17 | 48 | 26.0528 | 28.4328 | 23.6728 |  | 24.7263 | 28.1863 | 21.2663 | 25.16 | 26.66 | 23.66 | 24.8728 | 25.8728 | 23.8728
2015-02-18 | 49 | 26.1734 | 28.5534 | 23.7934 |  | 24.7888 | 28.2488 | 21.3288 | 25.1774 | 26.6774 | 23.6774 | 24.8759 | 25.8759 | 23.8759
2015-02-19 | 50 | 26.2751 | 28.6551 | 23.8951 |  | 24.8415 | 28.3015 | 21.3815 | 25.1921 | 26.6921 | 23.6921 | 24.8786 | 25.8786 | 23.8786
2015-02-20 | 51 | 26.3678 | 28.7478 | 23.9878 |  | 24.8896 | 28.3496 | 21.4296 | 25.2055 | 26.7055 | 23.7055 | 24.881 | 25.881 | 23.881
2015-02-21 | 52 | 26.456 | 28.836 | 24.076 |  | 24.9353 | 28.3953 | 21.4753 | 25.2182 | 26.7182 | 23.7182 | 24.8833 | 25.8833 | 23.8833
2015-02-22 | 53 | 26.5451 | 28.9251 | 24.1651 |  | 24.9815 | 28.4415 | 21.5215 | 25.2311 | 26.7311 | 23.7311 | 24.8856 | 25.8856 | 23.8856
2015-02-23 | 54 | 26.5973 | 28.9773 | 24.2173 |  | 25.0086 | 28.4686 | 21.5486 | 25.2386 | 26.7386 | 23.7386 | 24.8869 | 25.8869 | 23.8869
2015-02-24 | 55 | 26.7152 | 29.0952 | 24.3352 |  | 25.0697 | 28.5297 | 21.6097 | 25.2556 | 26.7556 | 23.7556 | 24.89 | 25.89 | 23.89
2015-02-25 | 56 | 26.8367 | 29.2167 | 24.4567 |  | 25.1327 | 28.5927 | 21.6727 | 25.2732 | 26.7732 | 23.7732 | 24.8931 | 25.8931 | 23.8931
2015-02-26 | 57 | 26.9249 | 29.3049 | 24.5449 |  | 25.1785 | 28.6385 | 21.7185 | 25.2859 | 26.7859 | 23.7859 | 24.8954 | 25.8954 | 23.8954
2015-02-27 | 58 | 26.9951 | 29.3751 | 24.6151 |  | 25.2149 | 28.6749 | 21.7549 | 25.2961 | 26.7961 | 23.7961 | 24.8972 | 25.8972 | 23.8972
2015-02-28 | 59 | 27.0608 | 29.4408 | 24.6808 |  | 25.2489 | 28.7089 | 21.7889 | 25.3056 | 26.8056 | 23.8056 | 24.8989 | 25.8989 | 23.8989
2015-03-01 | 60 | 27.0779 | 29.4579 | 24.6979 |  | 25.2578 | 28.7178 | 21.7978 | 25.308 | 26.808 | 23.808 | 24.8994 | 25.8994 | 23.8994
2015-03-02 | 61 | 27.1022 | 29.4822 | 24.7222 |  | 25.2704 | 28.7304 | 21.8104 | 25.3115 | 26.8115 | 23.8115 | 24.9 | 25.9 | 23.9
2015-03-03 | 62 | 27.1859 | 29.5659 | 24.8059 |  | 25.3138 | 28.7738 | 21.8538 | 25.3236 | 26.8236 | 23.8236 | 24.9022 | 25.9022 | 23.9022
2015-03-04 | 63 | 27.257 | 29.637 | 24.877 |  | 25.3507 | 28.8107 | 21.8907 | 25.3339 | 26.8339 | 23.8339 | 24.904 | 25.904 | 23.904
2015-03-05 | 64 | 27.3164 | 29.6964 | 24.9364 |  | 25.3815 | 28.8415 | 21.9215 | 25.3425 | 26.8425 | 23.8425 | 24.9056 | 25.9056 | 23.9056
2015-03-06 | 65 | 27.3767 | 29.7567 | 24.9967 |  | 25.4127 | 28.8727 | 21.9527 | 25.3512 | 26.8512 | 23.8512 | 24.9071 | 25.9071 | 23.9071
2015-03-07 | 66 | 27.4253 | 29.8053 | 25.0453 |  | 25.4379 | 28.8979 | 21.9779 | 25.3582 | 26.8582 | 23.8582 | 24.9084 | 25.9084 | 23.9084
2015-03-08 | 67 | 27.4523 | 29.8323 | 25.0723 |  | 25.4519 | 28.9119 | 21.9919 | 25.3621 | 26.8621 | 23.8621 | 24.9091 | 25.9091 | 23.9091
2015-03-09 | 68 | 27.4946 | 29.8746 | 25.1146 |  | 25.4739 | 28.9339 | 22.0139 | 25.3682 | 26.8682 | 23.8682 | 24.9102 | 25.9102 | 23.9102
2015-03-10 | 69 | 27.5909 | 29.9709 | 25.2109 |  | 25.5238 | 28.9838 | 22.0638 | 25.3821 | 26.8821 | 23.8821 | 24.9127 | 25.9127 | 23.9127
2015-03-11 | 70 | 27.7394 | 30.1194 | 25.3594 |  | 25.6008 | 29.0608 | 22.1408 | 25.4036 | 26.9036 | 23.9036 | 24.9165 | 25.9165 | 23.9165
2015-03-12 | 71 | 27.8672 | 30.2472 | 25.4872 |  | 25.6671 | 29.1271 | 22.2071 | 25.422 | 26.922 | 23.922 | 24.9199 | 25.9199 | 23.9199
2015-03-13 | 72 | 27.9734 | 30.3534 | 25.5934 |  | 25.7221 | 29.1821 | 22.2621 | 25.4374 | 26.9374 | 23.9374 | 24.9226 | 25.9226 | 23.9226
2015-03-14 | 73 | 28.0355 | 30.4155 | 25.6555 |  | 25.7543 | 29.2143 | 22.2943 | 25.4463 | 26.9463 | 23.9463 | 24.9242 | 25.9242 | 23.9242
2015-03-15 | 74 | 28.1111 | 30.4911 | 25.7311 |  | 25.7935 | 29.2535 | 22.3335 | 25.4573 | 26.9573 | 23.9573 | 24.9262 | 25.9262 | 23.9262
2015-03-16 | 75 | 28.1642 | 30.5442 | 25.7842 |  | 25.8211 | 29.2811 | 22.3611 | 25.4649 | 26.9649 | 23.9649 | 24.9276 | 25.9276 | 23.9276
2015-03-17 | 76 | 28.2335 | 30.6135 | 25.8535 |  | 25.857 | 29.317 | 22.397 | 25.4749 | 26.9749 | 23.9749 | 24.9293 | 25.9293 | 23.9293
2015-03-18 | 77 | 28.3397 | 30.7197 | 25.9597 |  | 25.9121 | 29.3721 | 22.4521 | 25.4903 | 26.9903 | 23.9903 | 24.9321 | 25.9321 | 23.9321
2015-03-19 | 78 | 28.3946 | 30.7746 | 26.0146 |  | 25.9405 | 29.4005 | 22.4805 | 25.4982 | 26.9982 | 23.9982 | 24.9335 | 25.9335 | 23.9335
2015-03-20 | 79 | 28.436 | 30.816 | 26.056 |  | 25.962 | 29.422 | 22.502 | 25.5042 | 27.0042 | 24.0042 | 24.9346 | 25.9346 | 23.9346
2015-03-21 | 80 | 28.4549 | 30.8349 | 26.0749 |  | 25.9718 | 29.4318 | 22.5118 | 25.5069 | 27.0069 | 24.0069 | 24.9351 | 25.9351 | 23.9351
2015-03-22 | 81 | 28.4765 | 30.8565 | 26.0965 |  | 25.983 | 29.443 | 22.523 | 25.51 | 27.01 | 24.01 | 24.9356 | 25.9356 | 23.9356
2015-03-23 | 82 | 28.481 | 30.861 | 26.101 |  | 25.9853 | 29.4453 | 22.5253 | 25.5107 | 27.0107 | 24.0107 | 24.9358 | 25.9358 | 23.9358
2015-03-24 | 83 | 28.5161 | 30.8961 | 26.1361 |  | 26.0035 | 29.4635 | 22.5435 | 25.5158 | 27.0158 | 24.0158 | 24.9367 | 25.9367 | 23.9367
2015-03-25 | 84 | 28.5953 | 30.9753 | 26.2153 |  | 26.0446 | 29.5046 | 22.5846 | 25.5272 | 27.0272 | 24.0272 | 24.9387 | 25.9387 | 23.9387
2015-03-26 | 85 | 28.6331 | 31.0131 | 26.2531 |  | 26.0642 | 29.5242 | 22.6042 | 25.5327 | 27.0327 | 24.0327 | 24.9397 | 25.9397 | 23.9397
2015-03-27 | 86 | 28.6439 | 31.0239 | 26.2639 |  | 26.0698 | 29.5298 | 22.6098 | 25.5342 | 27.0342 | 24.0342 | 24.94 | 25.94 | 23.94
2015-03-28 | 87 | 28.6394 | 31.0194 | 26.2594 |  | 26.0675 | 29.5275 | 22.6075 | 25.5336 | 27.0336 | 24.0336 | 24.9399 | 25.9399 | 23.9399
2015-03-29 | 88 | 28.6277 | 31.0077 | 26.2477 |  | 26.0614 | 29.5214 | 22.6014 | 25.5319 | 27.0319 | 24.0319 | 24.9396 | 25.9396 | 23.9396
2015-03-30 | 89 | 28.6493 | 31.0293 | 26.2693 |  | 26.0726 | 29.5326 | 22.6126 | 25.535 | 27.035 | 24.035 | 24.9401 | 25.9401 | 23.9401
2015-03-31 | 90 | 28.7195 | 31.0995 | 26.3395 |  | 26.109 | 29.569 | 22.649 | 25.5451 | 27.0451 | 24.0451 | 24.9419 | 25.9419 | 23.9419
2015-04-01 | 91 | 28.751 | 31.131 | 26.371 |  | 26.1253 | 29.5853 | 22.6653 | 25.5497 | 27.0497 | 24.0497 | 24.9428 | 25.9428 | 23.9428
2015-04-02 | 92 | 28.7627 | 31.1427 | 26.3827 |  | 26.1314 | 29.5914 | 22.6714 | 25.5514 | 27.0514 | 24.0514 | 24.9431 | 25.9431 | 23.9431
2015-04-03 | 93 | 28.805 | 31.185 | 26.425 |  | 26.1533 | 29.6133 | 22.6933 | 25.5575 | 27.0575 | 24.0575 | 24.9442 | 25.9442 | 23.9442
2015-04-04 | 94 | 28.8644 | 31.2444 | 26.4844 |  | 26.1841 | 29.6441 | 22.7241 | 25.5661 | 27.0661 | 24.0661 | 24.9457 | 25.9457 | 23.9457
2015-04-05 | 95 | 28.9202 | 31.3002 | 26.5402 |  | 26.2131 | 29.6731 | 22.7531 | 25.5741 | 27.0741 | 24.0741 | 24.9472 | 25.9472 | 23.9472
2015-04-06 | 96 | 28.9481 | 31.3281 | 26.5681 |  | 26.2275 | 29.6875 | 22.7675 | 25.5782 | 27.0782 | 24.0782 | 24.9479 | 25.9479 | 23.9479
2015-04-07 | 97 | 29.0264 | 31.4064 | 26.6464 |  | 26.2681 | 29.7281 | 22.8081 | 25.5895 | 27.0895 | 24.0895 | 24.9499 | 25.9499 | 23.9499
2015-04-08 | 98 | 29.0606 | 31.4406 | 26.6806 |  | 26.2859 | 29.7459 | 22.8259 | 25.5944 | 27.0944 | 24.0944 | 24.9508 | 25.9508 | 23.9508
2015-04-09 | 99 | 29.0525 | 31.4325 | 26.6725 |  | 26.2817 | 29.7417 | 22.8217 | 25.5933 | 27.0933 | 24.0933 | 24.9506 | 25.9506 | 23.9506
2015-04-10 | 100 | 29.0795 | 31.4595 | 26.6995 |  | 26.2957 | 29.7557 | 22.8357 | 25.5971 | 27.0971 | 24.0971 | 24.9513 | 25.9513 | 23.9513
2015-04-11 | 101 | 29.1065 | 31.4865 | 26.7265 |  | 26.3097 | 29.7697 | 22.8497 | 25.6011 | 27.1011 | 24.1011 | 24.952 | 25.952 | 23.952
2015-04-12 | 102 | 29.1533 | 31.5333 | 26.7733 |  | 26.3339 | 29.7939 | 22.8739 | 25.6078 | 27.1078 | 24.1078 | 24.9532 | 25.9532 | 23.9532
2015-04-13 | 103 | 29.201 | 31.581 | 26.821 |  | 26.3587 | 29.8187 | 22.8987 | 25.6147 | 27.1147 | 24.1147 | 24.9544 | 25.9544 | 23.9544
2015-04-14 | 104 | 29.2451 | 31.6251 | 26.8651 |  | 26.3815 | 29.8415 | 22.9215 | 25.6211 | 27.1211 | 24.1211 | 24.9556 | 25.9556 | 23.9556
2015-04-15 | 105 | 29.2856 | 31.6656 | 26.9056 |  | 26.4025 | 29.8625 | 22.9425 | 25.6269 | 27.1269 | 24.1269 | 24.9566 | 25.9566 | 23.9566
2015-04-16 | 106 | 29.3414 | 31.7214 | 26.9614 |  | 26.4315 | 29.8915 | 22.9715 | 25.635 | 27.135 | 24.135 | 24.9581 | 25.9581 | 23.9581
2015-04-17 | 107 | 29.3882 | 31.7682 | 27.0082 |  | 26.4557 | 29.9157 | 22.9957 | 25.6417 | 27.1417 | 24.1417 | 24.9593 | 25.9593 | 23.9593
2015-04-18 | 108 | 29.462 | 31.842 | 27.082 |  | 26.494 | 29.954 | 23.034 | 25.6524 | 27.1524 | 24.1524 | 24.9612 | 25.9612 | 23.9612
2015-04-19 | 109 | 29.5277 | 31.9077 | 27.1477 |  | 26.5281 | 29.9881 | 23.0681 | 25.6619 | 27.1619 | 24.1619 | 24.9629 | 25.9629 | 23.9629
2015-04-20 | 110 | 29.5745 | 31.9545 | 27.1945 |  | 26.5523 | 30.0123 | 23.0923 | 25.6686 | 27.1686 | 24.1686 | 24.9641 | 25.9641 | 23.9641
2015-04-21 | 111 | 29.6078 | 31.9878 | 27.2278 |  | 26.5696 | 30.0296 | 23.1096 | 25.6735 | 27.1735 | 24.1735 | 24.965 | 25.965 | 23.965
2015-04-22 | 112 | 29.5916 | 31.9716 | 27.2116 |  | 26.5612 | 30.0212 | 23.1012 | 25.6711 | 27.1711 | 24.1711 | 24.9646 | 25.9646 | 23.9646
2015-04-23 | 113 | 29.6006 | 31.9806 | 27.2206 |  | 26.5659 | 30.0259 | 23.1059 | 25.6724 | 27.1724 | 24.1724 | 24.9648 | 25.9648 | 23.9648
2015-04-24 | 114 | 29.5259 | 31.9059 | 27.1459 |  | 26.5271 | 29.9871 | 23.0671 | 25.6616 | 27.1616 | 24.1616 | 24.9629 | 25.9629 | 23.9629
2015-04-25 | 115 | 29.4503 | 31.8303 | 27.0703 |  | 26.4879 | 29.9479 | 23.0279 | 25.6507 | 27.1507 | 24.1507 | 24.9609 | 25.9609 | 23.9609
2015-04-26 | 116 | 29.399 | 31.779 | 27.019 |  | 26.4613 | 29.9213 | 23.0013 | 25.6433 | 27.1433 | 24.1433 | 24.9596 | 25.9596 | 23.9596
2015-04-27 | 117 | 29.3855 | 31.7655 | 27.0055 |  | 26.4543 | 29.9143 | 22.9943 | 25.6413 | 27.1413 | 24.1413 | 24.9592 | 25.9592 | 23.9592
2015-04-28 | 118 | 29.3936 | 31.7736 | 27.0136 |  | 26.4585 | 29.9185 | 22.9985 | 25.6425 | 27.1425 | 24.1425 | 24.9594 | 25.9594 | 23.9594
2015-04-29 | 119 | 29.3801 | 31.7601 | 27.0001 |  | 26.4515 | 29.9115 | 22.9915 | 25.6406 | 27.1406 | 24.1406 | 24.9591 | 25.9591 | 23.9591
2015-04-30 | 120 | 29.3423 | 31.7223 | 26.9623 |  | 26.4319 | 29.8919 | 22.9719 | 25.6351 | 27.1351 | 24.1351 | 24.9581 | 25.9581 | 23.9581
2015-05-01 | 121 | 29.3351 | 31.7151 | 26.9551 |  | 26.4282 | 29.8882 | 22.9682 | 25.6341 | 27.1341 | 24.1341 | 24.9579 | 25.9579 | 23.9579
2015-05-02 | 122 | 29.3135 | 31.6935 | 26.9335 |  | 26.417 | 29.877 | 22.957 | 25.6309 | 27.1309 | 24.1309 | 24.9574 | 25.9574 | 23.9574
2015-05-03 | 123 | 29.2892 | 31.6692 | 26.9092 |  | 26.4044 | 29.8644 | 22.9444 | 25.6274 | 27.1274 | 24.1274 | 24.9567 | 25.9567 | 23.9567
2015-05-04 | 124 | 29.2892 | 31.6692 | 26.9092 |  | 26.4044 | 29.8644 | 22.9444 | 25.6274 | 27.1274 | 24.1274 | 24.9567 | 25.9567 | 23.9567
2015-05-05 | 125 | 29.2586 | 31.6386 | 26.8786 |  | 26.3885 | 29.8485 | 22.9285 | 25.623 | 27.123 | 24.123 | 24.9559 | 25.9559 | 23.9559
2015-05-06 | 126 | 29.2442 | 31.6242 | 26.8642 |  | 26.3811 | 29.8411 | 22.9211 | 25.6209 | 27.1209 | 24.1209 | 24.9556 | 25.9556 | 23.9556
2015-05-07 | 127 | 29.1983 | 31.5783 | 26.8183 |  | 26.3573 | 29.8173 | 22.8973 | 25.6143 | 27.1143 | 24.1143 | 24.9544 | 25.9544 | 23.9544
2015-05-08 | 128 | 29.2091 | 31.5891 | 26.8291 |  | 26.3629 | 29.8229 | 22.9029 | 25.6159 | 27.1159 | 24.1159 | 24.9546 | 25.9546 | 23.9546
2015-05-09 | 129 | 29.2271 | 31.6071 | 26.8471 |  | 26.3722 | 29.8322 | 22.9122 | 25.6185 | 27.1185 | 24.1185 | 24.9551 | 25.9551 | 23.9551
2015-05-10 | 130 | 29.2145 | 31.5945 | 26.8345 |  | 26.3657 | 29.8257 | 22.9057 | 25.6166 | 27.1166 | 24.1166 | 24.9548 | 25.9548 | 23.9548
2015-05-11 | 131 | 29.1947 | 31.5747 | 26.8147 |  | 26.3554 | 29.8154 | 22.8954 | 25.6138 | 27.1138 | 24.1138 | 24.9543 | 25.9543 | 23.9543
2015-05-12 | 132 | 29.1875 | 31.5675 | 26.8075 |  | 26.3517 | 29.8117 | 22.8917 | 25.6127 | 27.1127 | 24.1127 | 24.9541 | 25.9541 | 23.9541
2015-05-13 | 133 | 29.1812 | 31.5612 | 26.8012 |  | 26.3484 | 29.8084 | 22.8884 | 25.6118 | 27.1118 | 24.1118 | 24.9539 | 25.9539 | 23.9539
2015-05-14 | 134 | 29.1767 | 31.5567 | 26.7967 |  | 26.3461 | 29.8061 | 22.8861 | 25.6112 | 27.1112 | 24.1112 | 24.9538 | 25.9538 | 23.9538
2015-05-15 | 135 | 29.174 | 31.554 | 26.794 |  | 26.3447 | 29.8047 | 22.8847 | 25.6108 | 27.1108 | 24.1108 | 24.9537 | 25.9537 | 23.9537
2015-05-16 | 136 | 29.1605 | 31.5405 | 26.7805 |  | 26.3377 | 29.7977 | 22.8777 | 25.6089 | 27.1089 | 24.1089 | 24.9534 | 25.9534 | 23.9534
2015-05-17 | 137 | 29.0948 | 31.4748 | 26.7148 |  | 26.3036 | 29.7636 | 22.8436 | 25.5994 | 27.0994 | 24.0994 | 24.9517 | 25.9517 | 23.9517
2015-05-18 | 138 | 29.0651 | 31.4451 | 26.6851 |  | 26.2882 | 29.7482 | 22.8282 | 25.5951 | 27.0951 | 24.0951 | 24.9509 | 25.9509 | 23.9509
2015-05-19 | 139 | 29.0696 | 31.4496 | 26.6896 |  | 26.2905 | 29.7505 | 22.8305 | 25.5957 | 27.0957 | 24.0957 | 24.951 | 25.951 | 23.951
2015-05-20 | 140 | 29.1002 | 31.4802 | 26.7202 |  | 26.3064 | 29.7664 | 22.8464 | 25.6001 | 27.1001 | 24.1001 | 24.9518 | 25.9518 | 23.9518
2015-05-21 | 141 | 29.1326 | 31.5126 | 26.7526 |  | 26.3232 | 29.7832 | 22.8632 | 25.6048 | 27.1048 | 24.1048 | 24.9527 | 25.9527 | 23.9527
2015-05-22 | 142 | 29.2163 | 31.5963 | 26.8363 |  | 26.3666 | 29.8266 | 22.9066 | 25.6169 | 27.1169 | 24.1169 | 24.9548 | 25.9548 | 23.9548
2015-05-23 | 143 | 29.2433 | 31.6233 | 26.8633 |  | 26.3806 | 29.8406 | 22.9206 | 25.6208 | 27.1208 | 24.1208 | 24.9555 | 25.9555 | 23.9555
2015-05-24 | 144 | 29.3117 | 31.6917 | 26.9317 |  | 26.4161 | 29.8761 | 22.9561 | 25.6307 | 27.1307 | 24.1307 | 24.9573 | 25.9573 | 23.9573
2015-05-25 | 145 | 29.3891 | 31.7691 | 27.0091 |  | 26.4562 | 29.9162 | 22.9962 | 25.6419 | 27.1419 | 24.1419 | 24.9593 | 25.9593 | 23.9593
2015-05-26 | 146 | 29.4593 | 31.8393 | 27.0793 |  | 26.4926 | 29.9526 | 23.0326 | 25.652 | 27.152 | 24.152 | 24.9611 | 25.9611 | 23.9611
2015-05-27 | 147 | 29.5448 | 31.9248 | 27.1648 |  | 26.5369 | 29.9969 | 23.0769 | 25.6644 | 27.1644 | 24.1644 | 24.9633 | 25.9633 | 23.9633
2015-05-28 | 148 | 29.624 | 32.004 | 27.244 |  | 26.578 | 30.038 | 23.118 | 25.6758 | 27.1758 | 24.1758 | 24.9654 | 25.9654 | 23.9654
2015-05-29 | 149 | 29.7014 | 32.0814 | 27.3214 |  | 26.6181 | 30.0781 | 23.1581 | 25.687 | 27.187 | 24.187 | 24.9674 | 25.9674 | 23.9674
2015-05-30 | 150 | 29.7491 | 32.1291 | 27.3691 |  | 26.6429 | 30.1029 | 23.1829 | 25.6939 | 27.1939 | 24.1939 | 24.9686 | 25.9686 | 23.9686
2015-05-31 | 151 | 29.8094 | 32.1894 | 27.4294 |  | 26.6741 | 30.1341 | 23.2141 | 25.7026 | 27.2026 | 24.2026 | 24.9702 | 25.9702 | 23.9702
2015-06-01 | 152 | 29.9273 | 32.3073 | 27.5473 |  | 26.7353 | 30.1953 | 23.2753 | 25.7196 | 27.2196 | 24.2196 | 24.9733 | 25.9733 | 23.9733
2015-06-02 | 153 | 30.0128 | 32.3928 | 27.6328 |  | 26.7796 | 30.2396 | 23.3196 | 25.732 | 27.232 | 24.232 | 24.9755 | 25.9755 | 23.9755
2015-06-03 | 154 | 30.065 | 32.445 | 27.685 |  | 26.8067 | 30.2667 | 23.3467 | 25.7395 | 27.2395 | 24.2395 | 24.9768 | 25.9768 | 23.9768
2015-06-04 | 155 | 30.1577 | 32.5377 | 27.7777 |  | 26.8547 | 30.3147 | 23.3947 | 25.7529 | 27.2529 | 24.2529 | 24.9792 | 25.9792 | 23.9792
2015-06-05 | 156 | 30.236 | 32.616 | 27.856 |  | 26.8953 | 30.3553 | 23.4353 | 25.7642 | 27.2642 | 24.2642 | 24.9813 | 25.9813 | 23.9813
2015-06-06 | 157 | 30.2459 | 32.6259 | 27.8659 |  | 26.9005 | 30.3605 | 23.4405 | 25.7656 | 27.2656 | 24.2656 | 24.9815 | 25.9815 | 23.9815
2015-06-07 | 158 | 30.3053 | 32.6853 | 27.9253 |  | 26.9313 | 30.3913 | 23.4713 | 25.7742 | 27.2742 | 24.2742 | 24.9831 | 25.9831 | 23.9831
2015-06-08 | 159 | 30.3566 | 32.7366 | 27.9766 |  | 26.9579 | 30.4179 | 23.4979 | 25.7816 | 27.2816 | 24.2816 | 24.9844 | 25.9844 | 23.9844
2015-06-09 | 160 | 30.3971 | 32.7771 | 28.0171 |  | 26.9789 | 30.4389 | 23.5189 | 25.7875 | 27.2875 | 24.2875 | 24.9854 | 25.9854 | 23.9854
2015-06-10 | 161 | 30.4331 | 32.8131 | 28.0531 |  | 26.9975 | 30.4575 | 23.5375 | 25.7927 | 27.2927 | 24.2927 | 24.9864 | 25.9864 | 23.9864
2015-06-11 | 162 | 30.4817 | 32.8617 | 28.1017 |  | 27.0227 | 30.4827 | 23.5627 | 25.7997 | 27.2997 | 24.2997 | 24.9876 | 25.9876 | 23.9876
2015-06-12 | 163 | 30.5402 | 32.9202 | 28.1602 |  | 27.0531 | 30.5131 | 23.5931 | 25.8081 | 27.3081 | 24.3081 | 24.9892 | 25.9892 | 23.9892
2015-06-13 | 164 | 30.5753 | 32.9553 | 28.1953 |  | 27.0713 | 30.5313 | 23.6113 | 25.8132 | 27.3132 | 24.3132 | 24.9901 | 25.9901 | 23.9901
2015-06-14 | 165 | 30.6032 | 32.9832 | 28.2232 |  | 27.0857 | 30.5457 | 23.6257 | 25.8172 | 27.3172 | 24.3172 | 24.9908 | 25.9908 | 23.9908
2015-06-15 | 166 | 30.6041 | 32.9841 | 28.2241 |  | 27.0862 | 30.5462 | 23.6262 | 25.8174 | 27.3174 | 24.3174 | 24.9908 | 25.9908 | 23.9908
2015-06-16 | 167 | 30.6455 | 33.0255 | 28.2655 |  | 27.1077 | 30.5677 | 23.6477 | 25.8234 | 27.3234 | 24.3234 | 24.9919 | 25.9919 | 23.9919
2015-06-17 | 168 | 30.6455 | 33.0255 | 28.2655 |  | 27.1077 | 30.5677 | 23.6477 | 25.8234 | 27.3234 | 24.3234 | 24.9919 | 25.9919 | 23.9919
2015-06-18 | 169 | 30.5438 | 32.9238 | 28.1638 |  | 27.0549 | 30.5149 | 23.5949 | 25.8087 | 27.3087 | 24.3087 | 24.9892 | 25.9892 | 23.9892
2015-06-19 | 170 | 30.4466 | 32.8266 | 28.0666 |  | 27.0045 | 30.4645 | 23.5445 | 25.7946 | 27.2946 | 24.2946 | 24.9867 | 25.9867 | 23.9867
2015-06-20 | 171 | 30.3251 | 32.7051 | 27.9451 |  | 26.9415 | 30.4015 | 23.4815 | 25.7771 | 27.2771 | 24.2771 | 24.9836 | 25.9836 | 23.9836
2015-06-21 | 172 | 30.2612 | 32.6412 | 27.8812 |  | 26.9084 | 30.3684 | 23.4484 | 25.7678 | 27.2678 | 24.2678 | 24.9819 | 25.9819 | 23.9819
2015-06-22 | 173 | 30.2252 | 32.6052 | 27.8452 |  | 26.8897 | 30.3497 | 23.4297 | 25.7626 | 27.2626 | 24.2626 | 24.981 | 25.981 | 23.981
2015-06-23 | 174 | 30.2378 | 32.6178 | 27.8578 |  | 26.8963 | 30.3563 | 23.4363 | 25.7645 | 27.2645 | 24.2645 | 24.9813 | 25.9813 | 23.9813
2015-06-24 | 175 | 30.2297 | 32.6097 | 27.8497 |  | 26.8921 | 30.3521 | 23.4321 | 25.7633 | 27.2633 | 24.2633 | 24.9811 | 25.9811 | 23.9811
2015-06-25 | 176 | 30.2072 | 32.5872 | 27.8272 |  | 26.8804 | 30.3404 | 23.4204 | 25.76 | 27.26 | 24.26 | 24.9805 | 25.9805 | 23.9805
2015-06-26 | 177 | 30.173 | 32.553 | 27.793 |  | 26.8627 | 30.3227 | 23.4027 | 25.7551 | 27.2551 | 24.2551 | 24.9796 | 25.9796 | 23.9796
2015-06-27 | 178 | 30.1109 | 32.4909 | 27.7309 |  | 26.8305 | 30.2905 | 23.3705 | 25.7461 | 27.2461 | 24.2461 | 24.978 | 25.978 | 23.978
2015-06-28 | 179 | 30.0029 | 32.3829 | 27.6229 |  | 26.7745 | 30.2345 | 23.3145 | 25.7305 | 27.2305 | 24.2305 | 24.9752 | 25.9752 | 23.9752
2015-06-29 | 180 | 29.9381 | 32.3181 | 27.5581 |  | 26.7409 | 30.2009 | 23.2809 | 25.7212 | 27.2212 | 24.2212 | 24.9735 | 25.9735 | 23.9735
2015-06-30 | 181 | 29.8877 | 32.2677 | 27.5077 |  | 26.7147 | 30.1747 | 23.2547 | 25.7139 | 27.2139 | 24.2139 | 24.9722 | 25.9722 | 23.9722
2015-07-01 | 182 | 29.7824 | 32.1624 | 27.4024 |  | 26.6601 | 30.1201 | 23.2001 | 25.6987 | 27.1987 | 24.1987 | 24.9695 | 25.9695 | 23.9695
2015-07-02 | 183 | 29.6456 | 32.0256 | 27.2656 |  | 26.5892 | 30.0492 | 23.1292 | 25.6789 | 27.1789 | 24.1789 | 24.966 | 25.966 | 23.966
2015-07-03 | 184 | 29.5619 | 31.9419 | 27.1819 |  | 26.5458 | 30.0058 | 23.0858 | 25.6668 | 27.1668 | 24.1668 | 24.9638 | 25.9638 | 23.9638
2015-07-04 | 185 | 29.5133 | 31.8933 | 27.1333 |  | 26.5206 | 29.9806 | 23.0606 | 25.6598 | 27.1598 | 24.1598 | 24.9625 | 25.9625 | 23.9625
2015-07-05 | 186 | 29.4944 | 31.8744 | 27.1144 |  | 26.5108 | 29.9708 | 23.0508 | 25.6571 | 27.1571 | 24.1571 | 24.962 | 25.962 | 23.962
2015-07-06 | 187 | 29.489 | 31.869 | 27.109 |  | 26.508 | 29.968 | 23.048 | 25.6563 | 27.1563 | 24.1563 | 24.9619 | 25.9619 | 23.9619
2015-07-07 | 188 | 29.4098 | 31.7898 | 27.0298 |  | 26.4669 | 29.9269 | 23.0069 | 25.6449 | 27.1449 | 24.1449 | 24.9598 | 25.9598 | 23.9598
2015-07-08 | 189 | 29.3315 | 31.7115 | 26.9515 |  | 26.4263 | 29.8863 | 22.9663 | 25.6335 | 27.1335 | 24.1335 | 24.9578 | 25.9578 | 23.9578
2015-07-09 | 190 | 29.2514 | 31.6314 | 26.8714 |  | 26.3848 | 29.8448 | 22.9248 | 25.622 | 27.122 | 24.122 | 24.9557 | 25.9557 | 23.9557
2015-07-10 | 191 | 29.1965 | 31.5765 | 26.8165 |  | 26.3563 | 29.8163 | 22.8963 | 25.614 | 27.114 | 24.114 | 24.9543 | 25.9543 | 23.9543
2015-07-11 | 192 | 29.093 | 31.473 | 26.713 |  | 26.3027 | 29.7627 | 22.8427 | 25.5991 | 27.0991 | 24.0991 | 24.9516 | 25.9516 | 23.9516
2015-07-12 | 193 | 28.9598 | 31.3398 | 26.5798 |  | 26.2336 | 29.6936 | 22.7736 | 25.5799 | 27.0799 | 24.0799 | 24.9482 | 25.9482 | 23.9482
2015-07-13 | 194 | 28.8617 | 31.2417 | 26.4817 |  | 26.1827 | 29.6427 | 22.7227 | 25.5657 | 27.0657 | 24.0657 | 24.9456 | 25.9456 | 23.9456
2015-07-14 | 195 | 28.7672 | 31.1472 | 26.3872 |  | 26.1337 | 29.5937 | 22.6737 | 25.552 | 27.052 | 24.052 | 24.9432 | 25.9432 | 23.9432
2015-07-15 | 196 | 28.7114 | 31.0914 | 26.3314 |  | 26.1048 | 29.5648 | 22.6448 | 25.544 | 27.044 | 24.044 | 24.9417 | 25.9417 | 23.9417
2015-07-16 | 197 | 28.6583 | 31.0383 | 26.2783 |  | 26.0773 | 29.5373 | 22.6173 | 25.5363 | 27.0363 | 24.0363 | 24.9404 | 25.9404 | 23.9404
2015-07-17 | 198 | 28.5746 | 30.9546 | 26.1946 |  | 26.0339 | 29.4939 | 22.5739 | 25.5242 | 27.0242 | 24.0242 | 24.9382 | 25.9382 | 23.9382
2015-07-18 | 199 | 28.5962 | 30.9762 | 26.2162 |  | 26.0451 | 29.5051 | 22.5851 | 25.5273 | 27.0273 | 24.0273 | 24.9388 | 25.9388 | 23.9388
2015-07-19 | 200 | 28.5917 | 30.9717 | 26.2117 |  | 26.0427 | 29.5027 | 22.5827 | 25.5267 | 27.0267 | 24.0267 | 24.9386 | 25.9386 | 23.9386
2015-07-20 | 201 | 28.6097 | 30.9897 | 26.2297 |  | 26.0521 | 29.5121 | 22.5921 | 25.5293 | 27.0293 | 24.0293 | 24.9391 | 25.9391 | 23.9391
2015-07-21 | 202 | 28.5314 | 30.9114 | 26.1514 |  | 26.0115 | 29.4715 | 22.5515 | 25.518 | 27.018 | 24.018 | 24.9371 | 25.9371 | 23.9371
2015-07-22 | 203 | 28.4324 | 30.8124 | 26.0524 |  | 25.9601 | 29.4201 | 22.5001 | 25.5037 | 27.0037 | 24.0037 | 24.9345 | 25.9345 | 23.9345
2015-07-23 | 204 | 28.3802 | 30.7602 | 26.0002 |  | 25.9331 | 29.3931 | 22.4731 | 25.4961 | 26.9961 | 23.9961 | 24.9332 | 25.9332 | 23.9332
2015-07-24 | 205 | 28.3559 | 30.7359 | 25.9759 |  | 25.9205 | 29.3805 | 22.4605 | 25.4926 | 26.9926 | 23.9926 | 24.9325 | 25.9325 | 23.9325
2015-07-25 | 206 | 28.3433 | 30.7233 | 25.9633 |  | 25.9139 | 29.3739 | 22.4539 | 25.4908 | 26.9908 | 23.9908 | 24.9322 | 25.9322 | 23.9322
2015-07-26 | 207 | 28.3379 | 30.7179 | 25.9579 |  | 25.9111 | 29.3711 | 22.4511 | 25.49 | 26.99 | 23.99 | 24.9321 | 25.9321 | 23.9321
2015-07-27 | 208 | 28.3154 | 30.6954 | 25.9354 |  | 25.8995 | 29.3595 | 22.4395 | 25.4868 | 26.9868 | 23.9868 | 24.9315 | 25.9315 | 23.9315
2015-07-28 | 209 | 28.3082 | 30.6882 | 25.9282 |  | 25.8957 | 29.3557 | 22.4357 | 25.4857 | 26.9857 | 23.9857 | 24.9313 | 25.9313 | 23.9313
2015-07-29 | 210 | 28.3136 | 30.6936 | 25.9336 |  | 25.8985 | 29.3585 | 22.4385 | 25.4865 | 26.9865 | 23.9865 | 24.9314 | 25.9314 | 23.9314
2015-07-30 | 211 | 28.3109 | 30.6909 | 25.9309 |  | 25.8971 | 29.3571 | 22.4371 | 25.4861 | 26.9861 | 23.9861 | 24.9314 | 25.9314 | 23.9314
2015-07-31 | 212 | 28.319 | 30.699 | 25.939 |  | 25.9013 | 29.3613 | 22.4413 | 25.4873 | 26.9873 | 23.9873 | 24.9316 | 25.9316 | 23.9316
2015-08-01 | 213 | 28.382 | 30.762 | 26.002 |  | 25.934 | 29.394 | 22.474 | 25.4964 | 26.9964 | 23.9964 | 24.9332 | 25.9332 | 23.9332
2015-08-02 | 214 | 28.3829 | 30.7629 | 26.0029 |  | 25.9345 | 29.3945 | 22.4745 | 25.4965 | 26.9965 | 23.9965 | 24.9332 | 25.9332 | 23.9332
2015-08-03 | 215 | 28.3163 | 30.6963 | 25.9363 |  | 25.8999 | 29.3599 | 22.4399 | 25.4869 | 26.9869 | 23.9869 | 24.9315 | 25.9315 | 23.9315
2015-08-04 | 216 | 28.2524 | 30.6324 | 25.8724 |  | 25.8668 | 29.3268 | 22.4068 | 25.4777 | 26.9777 | 23.9777 | 24.9298 | 25.9298 | 23.9298
2015-08-05 | 217 | 28.2227 | 30.6027 | 25.8427 |  | 25.8514 | 29.3114 | 22.3914 | 25.4734 | 26.9734 | 23.9734 | 24.9291 | 25.9291 | 23.9291
2015-08-06 | 218 | 28.2164 | 30.5964 | 25.8364 |  | 25.8481 | 29.3081 | 22.3881 | 25.4725 | 26.9725 | 23.9725 | 24.9289 | 25.9289 | 23.9289
2015-08-07 | 219 | 28.2083 | 30.5883 | 25.8283 |  | 25.8439 | 29.3039 | 22.3839 | 25.4713 | 26.9713 | 23.9713 | 24.9287 | 25.9287 | 23.9287
2015-08-08 | 220 | 28.1705 | 30.5505 | 25.7905 |  | 25.8243 | 29.2843 | 22.3643 | 25.4658 | 26.9658 | 23.9658 | 24.9277 | 25.9277 | 23.9277
2015-08-09 | 221 | 28.1237 | 30.5037 | 25.7437 |  | 25.8001 | 29.2601 | 22.3401 | 25.4591 | 26.9591 | 23.9591 | 24.9265 | 25.9265 | 23.9265
2015-08-10 | 222 | 28.1147 | 30.4947 | 25.7347 |  | 25.7954 | 29.2554 | 22.3354 | 25.4578 | 26.9578 | 23.9578 | 24.9263 | 25.9263 | 23.9263
2015-08-11 | 223 | 28.1462 | 30.5262 | 25.7662 |  | 25.8117 | 29.2717 | 22.3517 | 25.4623 | 26.9623 | 23.9623 | 24.9271 | 25.9271 | 23.9271
2015-08-12 | 224 | 28.148 | 30.528 | 25.768 |  | 25.8127 | 29.2727 | 22.3527 | 25.4626 | 26.9626 | 23.9626 | 24.9271 | 25.9271 | 23.9271
2015-08-13 | 225 | 28.1291 | 30.5091 | 25.7491 |  | 25.8029 | 29.2629 | 22.3429 | 25.4599 | 26.9599 | 23.9599 | 24.9266 | 25.9266 | 23.9266
2015-08-14 | 226 | 28.1165 | 30.4965 | 25.7365 |  | 25.7963 | 29.2563 | 22.3363 | 25.4581 | 26.9581 | 23.9581 | 24.9263 | 25.9263 | 23.9263
2015-08-15 | 227 | 28.1048 | 30.4848 | 25.7248 |  | 25.7903 | 29.2503 | 22.3303 | 25.4564 | 26.9564 | 23.9564 | 24.926 | 25.926 | 23.926
2015-08-16 | 228 | 28.121 | 30.501 | 25.741 |  | 25.7987 | 29.2587 | 22.3387 | 25.4587 | 26.9587 | 23.9587 | 24.9264 | 25.9264 | 23.9264
2015-08-17 | 229 | 28.1453 | 30.5253 | 25.7653 |  | 25.8113 | 29.2713 | 22.3513 | 25.4622 | 26.9622 | 23.9622 | 24.9271 | 25.9271 | 23.9271
2015-08-18 | 230 | 28.1858 | 30.5658 | 25.8058 |  | 25.8323 | 29.2923 | 22.3723 | 25.4681 | 26.9681 | 23.9681 | 24.9281 | 25.9281 | 23.9281
2015-08-19 | 231 | 28.238 | 30.618 | 25.858 |  | 25.8593 | 29.3193 | 22.3993 | 25.4756 | 26.9756 | 23.9756 | 24.9295 | 25.9295 | 23.9295
2015-08-20 | 232 | 28.3127 | 30.6927 | 25.9327 |  | 25.8981 | 29.3581 | 22.4381 | 25.4864 | 26.9864 | 23.9864 | 24.9314 | 25.9314 | 23.9314
2015-08-21 | 233 | 28.3838 | 30.7638 | 26.0038 |  | 25.9349 | 29.3949 | 22.4749 | 25.4967 | 26.9967 | 23.9967 | 24.9332 | 25.9332 | 23.9332
2015-08-22 | 234 | 28.3658 | 30.7458 | 25.9858 |  | 25.9256 | 29.3856 | 22.4656 | 25.4941 | 26.9941 | 23.9941 | 24.9328 | 25.9328 | 23.9328
2015-08-23 | 235 | 28.3136 | 30.6936 | 25.9336 |  | 25.8985 | 29.3585 | 22.4385 | 25.4865 | 26.9865 | 23.9865 | 24.9314 | 25.9314 | 23.9314
2015-08-24 | 236 | 28.2965 | 30.6765 | 25.9165 |  | 25.8897 | 29.3497 | 22.4297 | 25.484 | 26.984 | 23.984 | 24.931 | 25.931 | 23.931
2015-08-25 | 237 | 28.2578 | 30.6378 | 25.8778 |  | 25.8696 | 29.3296 | 22.4096 | 25.4785 | 26.9785 | 23.9785 | 24.93 | 25.93 | 23.93
2015-08-26 | 238 | 28.2875 | 30.6675 | 25.9075 |  | 25.885 | 29.345 | 22.425 | 25.4827 | 26.9827 | 23.9827 | 24.9307 | 25.9307 | 23.9307
2015-08-27 | 239 | 28.3046 | 30.6846 | 25.9246 |  | 25.8939 | 29.3539 | 22.4339 | 25.4852 | 26.9852 | 23.9852 | 24.9312 | 25.9312 | 23.9312
2015-08-28 | 240 | 28.2821 | 30.6621 | 25.9021 |  | 25.8822 | 29.3422 | 22.4222 | 25.482 | 26.982 | 23.982 | 24.9306 | 25.9306 | 23.9306
2015-08-29 | 241 | 28.2452 | 30.6252 | 25.8652 |  | 25.8631 | 29.3231 | 22.4031 | 25.4766 | 26.9766 | 23.9766 | 24.9297 | 25.9297 | 23.9297
2015-08-30 | 242 | 28.2137 | 30.5937 | 25.8337 |  | 25.8467 | 29.3067 | 22.3867 | 25.4721 | 26.9721 | 23.9721 | 24.9288 | 25.9288 | 23.9288
2015-08-31 | 243 | 28.1543 | 30.5343 | 25.7743 |  | 25.8159 | 29.2759 | 22.3559 | 25.4635 | 26.9635 | 23.9635 | 24.9273 | 25.9273 | 23.9273
2015-09-01 | 244 | 28.1597 | 30.5397 | 25.7797 |  | 25.8187 | 29.2787 | 22.3587 | 25.4643 | 26.9643 | 23.9643 | 24.9274 | 25.9274 | 23.9274
2015-09-02 | 245 | 28.1966 | 30.5766 | 25.8166 |  | 25.8379 | 29.2979 | 22.3779 | 25.4696 | 26.9696 | 23.9696 | 24.9284 | 25.9284 | 23.9284
2015-09-03 | 246 | 28.2245 | 30.6045 | 25.8445 |  | 25.8523 | 29.3123 | 22.3923 | 25.4736 | 26.9736 | 23.9736 | 24.9291 | 25.9291 | 23.9291
2015-09-04 | 247 | 28.2389 | 30.6189 | 25.8589 |  | 25.8598 | 29.3198 | 22.3998 | 25.4757 | 26.9757 | 23.9757 | 24.9295 | 25.9295 | 23.9295
2015-09-05 | 248 | 28.2452 | 30.6252 | 25.8652 |  | 25.8631 | 29.3231 | 22.4031 | 25.4766 | 26.9766 | 23.9766 | 24.9297 | 25.9297 | 23.9297
2015-09-06 | 249 | 28.2137 | 30.5937 | 25.8337 |  | 25.8467 | 29.3067 | 22.3867 | 25.4721 | 26.9721 | 23.9721 | 24.9288 | 25.9288 | 23.9288
2015-09-07 | 250 | 28.1984 | 30.5784 | 25.8184 |  | 25.8388 | 29.2988 | 22.3788 | 25.4699 | 26.9699 | 23.9699 | 24.9284 | 25.9284 | 23.9284
2015-09-08 | 251 | 28.1984 | 30.5784 | 25.8184 |  | 25.8388 | 29.2988 | 22.3788 | 25.4699 | 26.9699 | 23.9699 | 24.9284 | 25.9284 | 23.9284
2015-09-09 | 252 | 28.1435 | 30.5235 | 25.7635 |  | 25.8103 | 29.2703 | 22.3503 | 25.462 | 26.962 | 23.962 | 24.927 | 25.927 | 23.927
2015-09-10 | 253 | 28.0553 | 30.4353 | 25.6753 |  | 25.7646 | 29.2246 | 22.3046 | 25.4492 | 26.9492 | 23.9492 | 24.9247 | 25.9247 | 23.9247
2015-09-11 | 254 | 28.0472 | 30.4272 | 25.6672 |  | 25.7604 | 29.2204 | 22.3004 | 25.448 | 26.948 | 23.948 | 24.9245 | 25.9245 | 23.9245
2015-09-12 | 255 | 28.0913 | 30.4713 | 25.7113 |  | 25.7833 | 29.2433 | 22.3233 | 25.4544 | 26.9544 | 23.9544 | 24.9257 | 25.9257 | 23.9257
2015-09-13 | 256 | 28.1138 | 30.4938 | 25.7338 |  | 25.7949 | 29.2549 | 22.3349 | 25.4577 | 26.9577 | 23.9577 | 24.9262 | 25.9262 | 23.9262
2015-09-14 | 257 | 28.1408 | 30.5208 | 25.7608 |  | 25.8089 | 29.2689 | 22.3489 | 25.4616 | 26.9616 | 23.9616 | 24.9269 | 25.9269 | 23.9269
2015-09-15 | 258 | 28.1696 | 30.5496 | 25.7896 |  | 25.8239 | 29.2839 | 22.3639 | 25.4657 | 26.9657 | 23.9657 | 24.9277 | 25.9277 | 23.9277
2015-09-16 | 259 | 28.1624 | 30.5424 | 25.7824 |  | 25.8201 | 29.2801 | 22.3601 | 25.4647 | 26.9647 | 23.9647 | 24.9275 | 25.9275 | 23.9275
2015-09-17 | 260 | 28.1723 | 30.5523 | 25.7923 |  | 25.8253 | 29.2853 | 22.3653 | 25.4661 | 26.9661 | 23.9661 | 24.9278 | 25.9278 | 23.9278
2015-09-18 | 261 | 28.1912 | 30.5712 | 25.8112 |  | 25.8351 | 29.2951 | 22.3751 | 25.4688 | 26.9688 | 23.9688 | 24.9283 | 25.9283 | 23.9283
2015-09-19 | 262 | 28.2209 | 30.6009 | 25.8409 |  | 25.8505 | 29.3105 | 22.3905 | 25.4731 | 26.9731 | 23.9731 | 24.929 | 25.929 | 23.929
2015-09-20 | 263 | 28.2155 | 30.5955 | 25.8355 |  | 25.8477 | 29.3077 | 22.3877 | 25.4723 | 26.9723 | 23.9723 | 24.9289 | 25.9289 | 23.9289
2015-09-21 | 264 | 28.2632 | 30.6432 | 25.8832 |  | 25.8724 | 29.3324 | 22.4124 | 25.4792 | 26.9792 | 23.9792 | 24.9301 | 25.9301 | 23.9301
2015-09-22 | 265 | 28.3163 | 30.6963 | 25.9363 |  | 25.8999 | 29.3599 | 22.4399 | 25.4869 | 26.9869 | 23.9869 | 24.9315 | 25.9315 | 23.9315
2015-09-23 | 266 | 28.3325 | 30.7125 | 25.9525 |  | 25.9083 | 29.3683 | 22.4483 | 25.4892 | 26.9892 | 23.9892 | 24.9319 | 25.9319 | 23.9319
2015-09-24 | 267 | 28.3172 | 30.6972 | 25.9372 |  | 25.9004 | 29.3604 | 22.4404 | 25.487 | 26.987 | 23.987 | 24.9315 | 25.9315 | 23.9315
2015-09-25 | 268 | 28.274 | 30.654 | 25.894 |  | 25.878 | 29.338 | 22.418 | 25.4808 | 26.9808 | 23.9808 | 24.9304 | 25.9304 | 23.9304
2015-09-26 | 269 | 28.2497 | 30.6297 | 25.8697 |  | 25.8654 | 29.3254 | 22.4054 | 25.4773 | 26.9773 | 23.9773 | 24.9298 | 25.9298 | 23.9298
2015-09-27 | 270 | 28.2812 | 30.6612 | 25.9012 |  | 25.8817 | 29.3417 | 22.4217 | 25.4818 | 26.9818 | 23.9818 | 24.9306 | 25.9306 | 23.9306
2015-09-28 | 271 | 28.3145 | 30.6945 | 25.9345 |  | 25.899 | 29.359 | 22.439 | 25.4867 | 26.9867 | 23.9867 | 24.9315 | 25.9315 | 23.9315
2015-09-29 | 272 | 28.3172 | 30.6972 | 25.9372 |  | 25.9004 | 29.3604 | 22.4404 | 25.487 | 26.987 | 23.987 | 24.9315 | 25.9315 | 23.9315
2015-09-30 | 273 | 28.3505 | 30.7305 | 25.9705 |  | 25.9177 | 29.3777 | 22.4577 | 25.4918 | 26.9918 | 23.9918 | 24.9324 | 25.9324 | 23.9324
2015-10-01 | 274 | 28.3334 | 30.7134 | 25.9534 |  | 25.9088 | 29.3688 | 22.4488 | 25.4894 | 26.9894 | 23.9894 | 24.9319 | 25.9319 | 23.9319
2015-10-02 | 275 | 28.3136 | 30.6936 | 25.9336 |  | 25.8985 | 29.3585 | 22.4385 | 25.4865 | 26.9865 | 23.9865 | 24.9314 | 25.9314 | 23.9314
2015-10-03 | 276 | 28.301 | 30.681 | 25.921 |  | 25.892 | 29.352 | 22.432 | 25.4847 | 26.9847 | 23.9847 | 24.9311 | 25.9311 | 23.9311
2015-10-04 | 277 | 28.2965 | 30.6765 | 25.9165 |  | 25.8897 | 29.3497 | 22.4297 | 25.484 | 26.984 | 23.984 | 24.931 | 25.931 | 23.931
2015-10-05 | 278 | 28.2965 | 30.6765 | 25.9165 |  | 25.8897 | 29.3497 | 22.4297 | 25.484 | 26.984 | 23.984 | 24.931 | 25.931 | 23.931
2015-10-06 | 279 | 28.3199 | 30.6999 | 25.9399 |  | 25.9018 | 29.3618 | 22.4418 | 25.4874 | 26.9874 | 23.9874 | 24.9316 | 25.9316 | 23.9316
2015-10-07 | 280 | 28.3244 | 30.7044 | 25.9444 |  | 25.9041 | 29.3641 | 22.4441 | 25.4881 | 26.9881 | 23.9881 | 24.9317 | 25.9317 | 23.9317
2015-10-08 | 281 | 28.2857 | 30.6657 | 25.9057 |  | 25.8841 | 29.3441 | 22.4241 | 25.4825 | 26.9825 | 23.9825 | 24.9307 | 25.9307 | 23.9307
2015-10-09 | 282 | 28.2749 | 30.6549 | 25.8949 |  | 25.8785 | 29.3385 | 22.4185 | 25.4809 | 26.9809 | 23.9809 | 24.9304 | 25.9304 | 23.9304
2015-10-10 | 283 | 28.3055 | 30.6855 | 25.9255 |  | 25.8943 | 29.3543 | 22.4343 | 25.4854 | 26.9854 | 23.9854 | 24.9312 | 25.9312 | 23.9312
2015-10-11 | 284 | 28.2974 | 30.6774 | 25.9174 |  | 25.8901 | 29.3501 | 22.4301 | 25.4842 | 26.9842 | 23.9842 | 24.931 | 25.931 | 23.931
2015-10-12 | 285 | 28.2596 | 30.6396 | 25.8796 |  | 25.8705 | 29.3305 | 22.4105 | 25.4787 | 26.9787 | 23.9787 | 24.93 | 25.93 | 23.93
2015-10-13 | 286 | 28.2299 | 30.6099 | 25.8499 |  | 25.8551 | 29.3151 | 22.3951 | 25.4744 | 26.9744 | 23.9744 | 24.9293 | 25.9293 | 23.9293
2015-10-14 | 287 | 28.2155 | 30.5955 | 25.8355 |  | 25.8477 | 29.3077 | 22.3877 | 25.4723 | 26.9723 | 23.9723 | 24.9289 | 25.9289 | 23.9289
2015-10-15 | 288 | 28.2011 | 30.5811 | 25.8211 |  | 25.8402 | 29.3002 | 22.3802 | 25.4703 | 26.9703 | 23.9703 | 24.9285 | 25.9285 | 23.9285
2015-10-16 | 289 | 28.1291 | 30.5091 | 25.7491 |  | 25.8029 | 29.2629 | 22.3429 | 25.4599 | 26.9599 | 23.9599 | 24.9266 | 25.9266 | 23.9266
2015-10-17 | 290 | 28.0688 | 30.4488 | 25.6888 |  | 25.7716 | 29.2316 | 22.3116 | 25.4512 | 26.9512 | 23.9512 | 24.9251 | 25.9251 | 23.9251
2015-10-18 | 291 | 28.022 | 30.402 | 25.642 |  | 25.7473 | 29.2073 | 22.2873 | 25.4444 | 26.9444 | 23.9444 | 24.9239 | 25.9239 | 23.9239
2015-10-19 | 292 | 27.9617 | 30.3417 | 25.5817 |  | 25.7161 | 29.1761 | 22.2561 | 25.4357 | 26.9357 | 23.9357 | 24.9223 | 25.9223 | 23.9223
2015-10-20 | 293 | 27.9419 | 30.3219 | 25.5619 |  | 25.7058 | 29.1658 | 22.2458 | 25.4328 | 26.9328 | 23.9328 | 24.9218 | 25.9218 | 23.9218
2015-10-21 | 294 | 27.9005 | 30.2805 | 25.5205 |  | 25.6843 | 29.1443 | 22.2243 | 25.4269 | 26.9269 | 23.9269 | 24.9207 | 25.9207 | 23.9207
2015-10-22 | 295 | 27.86 | 30.24 | 25.48 |  | 25.6633 | 29.1233 | 22.2033 | 25.421 | 26.921 | 23.921 | 24.9197 | 25.9197 | 23.9197
2015-10-23 | 296 | 27.8114 | 30.1914 | 25.4314 |  | 25.6381 | 29.0981 | 22.1781 | 25.414 | 26.914 | 23.914 | 24.9184 | 25.9184 | 23.9184
2015-10-24 | 297 | 27.752 | 30.132 | 25.372 |  | 25.6073 | 29.0673 | 22.1473 | 25.4054 | 26.9054 | 23.9054 | 24.9169 | 25.9169 | 23.9169
2015-10-25 | 298 | 27.6881 | 30.0681 | 25.3081 |  | 25.5742 | 29.0342 | 22.1142 | 25.3962 | 26.8962 | 23.8962 | 24.9152 | 25.9152 | 23.9152
2015-10-26 | 299 | 27.6467 | 30.0267 | 25.2667 |  | 25.5527 | 29.0127 | 22.0927 | 25.3902 | 26.8902 | 23.8902 | 24.9141 | 25.9141 | 23.9141
2015-10-27 | 300 | 27.5711 | 29.9511 | 25.1911 |  | 25.5135 | 28.9735 | 22.0535 | 25.3793 | 26.8793 | 23.8793 | 24.9122 | 25.9122 | 23.9122
2015-10-28 | 301 | 27.491 | 29.871 | 25.111 |  | 25.472 | 28.932 | 22.012 | 25.3677 | 26.8677 | 23.8677 | 24.9101 | 25.9101 | 23.9101
2015-10-29 | 302 | 27.4532 | 29.8332 | 25.0732 |  | 25.4524 | 28.9124 | 21.9924 | 25.3622 | 26.8622 | 23.8622 | 24.9091 | 25.9091 | 23.9091
2015-10-30 | 303 | 27.374 | 29.754 | 24.994 |  | 25.4113 | 28.8713 | 21.9513 | 25.3508 | 26.8508 | 23.8508 | 24.9071 | 25.9071 | 23.9071
2015-10-31 | 304 | 27.3038 | 29.6838 | 24.9238 |  | 25.3749 | 28.8349 | 21.9149 | 25.3407 | 26.8407 | 23.8407 | 24.9052 | 25.9052 | 23.9052
2015-11-01 | 305 | 27.2417 | 29.6217 | 24.8617 |  | 25.3427 | 28.8027 | 21.8827 | 25.3317 | 26.8317 | 23.8317 | 24.9036 | 25.9036 | 23.9036
2015-11-02 | 306 | 27.1742 | 29.5542 | 24.7942 |  | 25.3077 | 28.7677 | 21.8477 | 25.3219 | 26.8219 | 23.8219 | 24.9019 | 25.9019 | 23.9019
2015-11-03 | 307 | 27.1274 | 29.5074 | 24.7474 |  | 25.2835 | 28.7435 | 21.8235 | 25.3152 | 26.8152 | 23.8152 | 24.9007 | 25.9007 | 23.9007
2015-11-04 | 308 | 27.0599 | 29.4399 | 24.6799 |  | 25.2485 | 28.7085 | 21.7885 | 25.3054 | 26.8054 | 23.8054 | 24.8989 | 25.8989 | 23.8989
2015-11-05 | 309 | 27.005 | 29.385 | 24.625 |  | 25.22 | 28.68 | 21.76 | 25.2975 | 26.7975 | 23.7975 | 24.8975 | 25.8975 | 23.8975
2015-11-06 | 310 | 26.9627 | 29.3427 | 24.5827 |  | 25.1981 | 28.6581 | 21.7381 | 25.2914 | 26.7914 | 23.7914 | 24.8964 | 25.8964 | 23.8964
2015-11-07 | 311 | 26.969 | 29.349 | 24.589 |  | 25.2013 | 28.6613 | 21.7413 | 25.2923 | 26.7923 | 23.7923 | 24.8966 | 25.8966 | 23.8966
2015-11-08 | 312 | 26.9969 | 29.3769 | 24.6169 |  | 25.2158 | 28.6758 | 21.7558 | 25.2963 | 26.7963 | 23.7963 | 24.8973 | 25.8973 | 23.8973
2015-11-09 | 313 | 26.987 | 29.367 | 24.607 |  | 25.2107 | 28.6707 | 21.7507 | 25.2949 | 26.7949 | 23.7949 | 24.897 | 25.897 | 23.897
2015-11-10 | 314 | 26.9564 | 29.3364 | 24.5764 |  | 25.1948 | 28.6548 | 21.7348 | 25.2905 | 26.7905 | 23.7905 | 24.8962 | 25.8962 | 23.8962
2015-11-11 | 315 | 26.8781 | 29.2581 | 24.4981 |  | 25.1542 | 28.6142 | 21.6942 | 25.2792 | 26.7792 | 23.7792 | 24.8942 | 25.8942 | 23.8942
2015-11-12 | 316 | 26.7899 | 29.1699 | 24.4099 |  | 25.1085 | 28.5685 | 21.6485 | 25.2664 | 26.7664 | 23.7664 | 24.8919 | 25.8919 | 23.8919
2015-11-13 | 317 | 26.7125 | 29.0925 | 24.3325 |  | 25.0683 | 28.5283 | 21.6083 | 25.2553 | 26.7553 | 23.7553 | 24.8899 | 25.8899 | 23.8899
2015-11-14 | 318 | 26.6477 | 29.0277 | 24.2677 |  | 25.0347 | 28.4947 | 21.5747 | 25.2459 | 26.7459 | 23.7459 | 24.8882 | 25.8882 | 23.8882
2015-11-15 | 319 | 26.6288 | 29.0088 | 24.2488 |  | 25.0249 | 28.4849 | 21.5649 | 25.2432 | 26.7432 | 23.7432 | 24.8877 | 25.8877 | 23.8877
2015-11-16 | 320 | 26.5613 | 28.9413 | 24.1813 |  | 24.9899 | 28.4499 | 21.5299 | 25.2334 | 26.7334 | 23.7334 | 24.886 | 25.886 | 23.886
2015-11-17 | 321 | 26.4767 | 28.8567 | 24.0967 |  | 24.9461 | 28.4061 | 21.4861 | 25.2212 | 26.7212 | 23.7212 | 24.8838 | 25.8838 | 23.8838
2015-11-18 | 322 | 26.3858 | 28.7658 | 24.0058 |  | 24.8989 | 28.3589 | 21.4389 | 25.2081 | 26.7081 | 23.7081 | 24.8814 | 25.8814 | 23.8814
2015-11-19 | 323 | 26.2931 | 28.6731 | 23.9131 |  | 24.8509 | 28.3109 | 21.3909 | 25.1947 | 26.6947 | 23.6947 | 24.879 | 25.879 | 23.879
2015-11-20 | 324 | 26.2121 | 28.5921 | 23.8321 |  | 24.8089 | 28.2689 | 21.3489 | 25.183 | 26.683 | 23.683 | 24.8769 | 25.8769 | 23.8769
2015-11-21 | 325 | 26.1473 | 28.5273 | 23.7673 |  | 24.7753 | 28.2353 | 21.3153 | 25.1736 | 26.6736 | 23.6736 | 24.8753 | 25.8753 | 23.8753
2015-11-22 | 326 | 26.0771 | 28.4571 | 23.6971 |  | 24.7389 | 28.1989 | 21.2789 | 25.1635 | 26.6635 | 23.6635 | 24.8734 | 25.8734 | 23.8734
2015-11-23 | 327 | 26.0528 | 28.4328 | 23.6728 |  | 24.7263 | 28.1863 | 21.2663 | 25.16 | 26.66 | 23.66 | 24.8728 | 25.8728 | 23.8728
2015-11-24 | 328 | 26.0402 | 28.4202 | 23.6602 |  | 24.7197 | 28.1797 | 21.2597 | 25.1581 | 26.6581 | 23.6581 | 24.8725 | 25.8725 | 23.8725
2015-11-25 | 329 | 26.033 | 28.413 | 23.653 |  | 24.716 | 28.176 | 21.256 | 25.1571 | 26.6571 | 23.6571 | 24.8723 | 25.8723 | 23.8723
2015-11-26 | 330 | 26.024 | 28.404 | 23.644 |  | 24.7113 | 28.1713 | 21.2513 | 25.1558 | 26.6558 | 23.6558 | 24.8721 | 25.8721 | 23.8721
2015-11-27 | 331 | 26.0033 | 28.3833 | 23.6233 |  | 24.7006 | 28.1606 | 21.2406 | 25.1528 | 26.6528 | 23.6528 | 24.8715 | 25.8715 | 23.8715
2015-11-28 | 332 | 25.9547 | 28.3347 | 23.5747 |  | 24.6754 | 28.1354 | 21.2154 | 25.1458 | 26.6458 | 23.6458 | 24.8703 | 25.8703 | 23.8703
2015-11-29 | 333 | 25.9124 | 28.2924 | 23.5324 |  | 24.6535 | 28.1135 | 21.1935 | 25.1397 | 26.6397 | 23.6397 | 24.8692 | 25.8692 | 23.8692
2015-11-30 | 334 | 25.8593 | 28.2393 | 23.4793 |  | 24.6259 | 28.0859 | 21.1659 | 25.132 | 26.632 | 23.632 | 24.8678 | 25.8678 | 23.8678
2015-12-01 | 335 | 25.7846 | 28.1646 | 23.4046 |  | 24.5872 | 28.0472 | 21.1272 | 25.1212 | 26.6212 | 23.6212 | 24.8659 | 25.8659 | 23.8659
2015-12-02 | 336 | 25.7576 | 28.1376 | 23.3776 |  | 24.5732 | 28.0332 | 21.1132 | 25.1173 | 26.6173 | 23.6173 | 24.8652 | 25.8652 | 23.8652
2015-12-03 | 337 | 25.7162 | 28.0962 | 23.3362 |  | 24.5517 | 28.0117 | 21.0917 | 25.1113 | 26.6113 | 23.6113 | 24.8641 | 25.8641 | 23.8641
2015-12-04 | 338 | 25.682 | 28.062 | 23.302 |  | 24.534 | 27.994 | 21.074 | 25.1064 | 26.6064 | 23.6064 | 24.8632 | 25.8632 | 23.8632
2015-12-05 | 339 | 25.6334 | 28.0134 | 23.2534 |  | 24.5088 | 27.9688 | 21.0488 | 25.0994 | 26.5994 | 23.5994 | 24.8619 | 25.8619 | 23.8619
2015-12-06 | 340 | 25.5776 | 27.9576 | 23.1976 |  | 24.4799 | 27.9399 | 21.0199 | 25.0913 | 26.5913 | 23.5913 | 24.8605 | 25.8605 | 23.8605
2015-12-07 | 341 | 25.5038 | 27.8838 | 23.1238 |  | 24.4416 | 27.9016 | 20.9816 | 25.0807 | 26.5807 | 23.5807 | 24.8586 | 25.8586 | 23.8586
2015-12-08 | 342 | 25.3922 | 27.7722 | 23.0122 |  | 24.3837 | 27.8437 | 20.9237 | 25.0645 | 26.5645 | 23.5645 | 24.8557 | 25.8557 | 23.8557
2015-12-09 | 343 | 25.295 | 27.675 | 22.915 |  | 24.3333 | 27.7933 | 20.8733 | 25.0505 | 26.5505 | 23.5505 | 24.8532 | 25.8532 | 23.8532
2015-12-10 | 344 | 25.196 | 27.576 | 22.816 |  | 24.282 | 27.742 | 20.822 | 25.0362 | 26.5362 | 23.5362 | 24.8506 | 25.8506 | 23.8506
2015-12-11 | 345 | 25.1654 | 27.5454 | 22.7854 |  | 24.2661 | 27.7261 | 20.8061 | 25.0318 | 26.5318 | 23.5318 | 24.8498 | 25.8498 | 23.8498
2015-12-12 | 346 | 25.1375 | 27.5175 | 22.7575 |  | 24.2517 | 27.7117 | 20.7917 | 25.0278 | 26.5278 | 23.5278 | 24.8491 | 25.8491 | 23.8491
2015-12-13 | 347 | 25.0601 | 27.4401 | 22.6801 |  | 24.2115 | 27.6715 | 20.7515 | 25.0166 | 26.5166 | 23.5166 | 24.8471 | 25.8471 | 23.8471
2015-12-14 | 348 | 24.9512 | 27.3312 | 22.5712 |  | 24.1551 | 27.6151 | 20.6951 | 25.0008 | 26.5008 | 23.5008 | 24.8443 | 25.8443 | 23.8443
2015-12-15 | 349 | 24.8603 | 27.2403 | 22.4803 |  | 24.1079 | 27.5679 | 20.6479 | 24.9877 | 26.4877 | 23.4877 | 24.8419 | 25.8419 | 23.8419
2015-12-16 | 350 | 24.8 | 27.18 | 22.42 |  | 24.0767 | 27.5367 | 20.6167 | 24.979 | 26.479 | 23.479 | 24.8403 | 25.8403 | 23.8403
2015-12-17 | 351 | 24.7775 | 27.1575 | 22.3975 |  | 24.065 | 27.525 | 20.605 | 24.9758 | 26.4758 | 23.4758 | 24.8397 | 25.8397 | 23.8397
2015-12-18 | 352 | 24.782 | 27.162 | 22.402 |  | 24.0673 | 27.5273 | 20.6073 | 24.9764 | 26.4764 | 23.4764 | 24.8399 | 25.8399 | 23.8399
2015-12-19 | 353 | 24.7352 | 27.1152 | 22.3552 |  | 24.0431 | 27.5031 | 20.5831 | 24.9696 | 26.4696 | 23.4696 | 24.8387 | 25.8387 | 23.8387
2015-12-20 | 354 | 24.7271 | 27.1071 | 22.3471 |  | 24.0389 | 27.4989 | 20.5789 | 24.9685 | 26.4685 | 23.4685 | 24.8384 | 25.8384 | 23.8384
2015-12-21 | 355 | 24.7307 | 27.1107 | 22.3507 |  | 24.0407 | 27.5007 | 20.5807 | 24.969 | 26.469 | 23.469 | 24.8385 | 25.8385 | 23.8385
2015-12-22 | 356 | 24.701 | 27.081 | 22.321 |  | 24.0253 | 27.4853 | 20.5653 | 24.9647 | 26.4647 | 23.4647 | 24.8378 | 25.8378 | 23.8378
2015-12-23 | 357 | 24.6938 | 27.0738 | 22.3138 |  | 24.0216 | 27.4816 | 20.5616 | 24.9637 | 26.4637 | 23.4637 | 24.8376 | 25.8376 | 23.8376
2015-12-24 | 358 | 24.6884 | 27.0684 | 22.3084 |  | 24.0188 | 27.4788 | 20.5588 | 24.9629 | 26.4629 | 23.4629 | 24.8374 | 25.8374 | 23.8374
2015-12-25 | 359 | 24.6524 | 27.0324 | 22.2724 |  | 24.0001 | 27.4601 | 20.5401 | 24.9577 | 26.4577 | 23.4577 | 24.8365 | 25.8365 | 23.8365
2015-12-26 | 360 | 24.5588 | 26.9388 | 22.1788 |  | 23.9516 | 27.4116 | 20.4916 | 24.9442 | 26.4442 | 23.4442 | 24.8341 | 25.8341 | 23.8341
2015-12-27 | 361 | 24.4886 | 26.8686 | 22.1086 |  | 23.9152 | 27.3752 | 20.4552 | 24.934 | 26.434 | 23.434 | 24.8323 | 25.8323 | 23.8323
2015-12-28 | 362 | 24.44 | 26.82 | 22.06 |  | 23.89 | 27.35 | 20.43 | 24.927 | 26.427 | 23.427 | 24.831 | 25.831 | 23.831
2015-12-29 | 363 | 24.4175 | 26.7975 | 22.0375 |  | 23.8783 | 27.3383 | 20.4183 | 24.9237 | 26.4237 | 23.4237 | 24.8304 | 25.8304 | 23.8304
2015-12-30 | 364 | 24.4013 | 26.7813 | 22.0213 |  | 23.8699 | 27.3299 | 20.4099 | 24.9214 | 26.4214 | 23.4214 | 24.83 | 25.83 | 23.83
2015-12-31 | 365 | 24.3815 | 26.7615 | 22.0015 |  | 23.8597 | 27.3197 | 20.3997 | 24.9185 | 26.4185 | 23.4185 | 24.8295 | 25.8295 | 23.8295
|  | Neutral temp. NV Buildings | NV+ band | NV- band |  | Neutral temp MM buildings | MM+ band | MM - band | AC- temp.air based | AC.air temp + band | AC.air temp - band | AC- std.eftv.temp | AC- std.eftv.temp + band | AC- std.eftv.temp - band
January | Max | 25.1564 | 27.5364 | 22.7764 |  | 24.2615 | 27.7215 | 20.8015 | 25.0305 | 26.5305 | 23.5305 | 24.8496 | 25.8496 | 23.8496
| Mean | 24.6947 | 27.0747 | 22.3147 |  | 24.0221 | 27.4821 | 20.5621 | 24.9638 | 26.4638 | 23.4638 | 24.8376 | 25.8376 | 23.8376
| Min | 24.233 | 26.613 | 21.853 |  | 23.7827 | 27.2427 | 20.3227 | 24.8971 | 26.3971 | 23.3971 | 24.8256 | 25.8256 | 23.8256
February | Max | 27.0608 | 29.4408 | 24.6808 |  | 25.2489 | 28.7089 | 21.7889 | 25.3056 | 26.8056 | 23.8056 | 24.8989 | 25.8989 | 23.8989
| Mean | 26.1293 | 28.5093 | 23.7493 |  | 24.7659 | 28.2259 | 21.3059 | 25.171 | 26.671 | 23.671 | 24.8748 | 25.8748 | 23.8748
| Min | 25.1978 | 27.5778 | 22.8178 |  | 24.2829 | 27.7429 | 20.8229 | 25.0365 | 26.5365 | 23.5365 | 24.8506 | 25.8506 | 23.8506
March | Max | 28.7195 | 31.0995 | 26.3395 |  | 26.109 | 29.569 | 22.649 | 25.5451 | 27.0451 | 24.0451 | 24.9419 | 25.9419 | 23.9419
| Mean | 27.8987 | 30.2787 | 25.5187 |  | 25.6834 | 29.1434 | 22.2234 | 25.4266 | 26.9266 | 23.9266 | 24.9207 | 25.9207 | 23.9207
| Min | 27.0779 | 29.4579 | 24.6979 |  | 25.2578 | 28.7178 | 21.7978 | 25.308 | 26.808 | 23.808 | 24.8994 | 25.8994 | 23.8994
April | Max | 29.6078 | 31.9878 | 27.2278 |  | 26.5696 | 30.0296 | 23.1096 | 25.6735 | 27.1735 | 24.1735 | 24.965 | 25.965 | 23.965
| Mean | 29.1794 | 31.5594 | 26.7994 |  | 26.3475 | 29.8075 | 22.8875 | 25.6116 | 27.1116 | 24.1116 | 24.9539 | 25.9539 | 23.9539
| Min | 28.751 | 31.131 | 26.371 |  | 26.1253 | 29.5853 | 22.6653 | 25.5497 | 27.0497 | 24.0497 | 24.9428 | 25.9428 | 23.9428
May | Max | 29.8094 | 32.1894 | 27.4294 |  | 26.6741 | 30.1341 | 23.2141 | 25.7026 | 27.2026 | 24.2026 | 24.9702 | 25.9702 | 23.9702
| Mean | 29.4372 | 31.8173 | 27.0572 |  | 26.4812 | 29.9412 | 23.0212 | 25.6488 | 27.1488 | 24.1488 | 24.9606 | 25.9606 | 23.9606
| Min | 29.0651 | 31.4451 | 26.6851 |  | 26.2882 | 29.7482 | 22.8282 | 25.5951 | 27.0951 | 24.0951 | 24.9509 | 25.9509 | 23.9509
June | Max | 30.6455 | 33.0255 | 28.2655 |  | 27.1077 | 30.5677 | 23.6477 | 25.8234 | 27.3234 | 24.3234 | 24.9919 | 25.9919 | 23.9919
| Mean | 30.2666 | 32.6466 | 27.8866 |  | 26.9112 | 30.3712 | 23.4512 | 25.7686 | 27.2686 | 24.2686 | 24.9821 | 25.9821 | 23.9821
| Min | 29.8877 | 32.2677 | 27.5077 |  | 26.7147 | 30.1747 | 23.2547 | 25.7139 | 27.2139 | 24.2139 | 24.9722 | 25.9722 | 23.9722
July | Max | 29.7824 | 32.1624 | 27.4024 |  | 26.6601 | 30.1201 | 23.2001 | 25.6987 | 27.1987 | 24.1987 | 24.9695 | 25.9695 | 23.9695
| Mean | 29.0453 | 31.4253 | 26.6653 |  | 26.2779 | 29.7379 | 22.8179 | 25.5922 | 27.0922 | 24.0922 | 24.9504 | 25.9504 | 23.9504
| Min | 28.3082 | 30.6882 | 25.9282 |  | 25.8957 | 29.3557 | 22.4357 | 25.4857 | 26.9857 | 23.9857 | 24.9313 | 25.9313 | 23.9313
August | Max | 28.3838 | 30.7638 | 26.0038 |  | 25.9349 | 29.3949 | 22.4749 | 25.4967 | 26.9967 | 23.9967 | 24.9332 | 25.9332 | 23.9332
| Mean | 28.2443 | 30.6243 | 25.8643 |  | 25.8626 | 29.3226 | 22.4026 | 25.4765 | 26.9765 | 23.9765 | 24.9296 | 25.9296 | 23.9296
| Min | 28.1048 | 30.4848 | 25.7248 |  | 25.7903 | 29.2503 | 22.3303 | 25.4564 | 26.9564 | 23.9564 | 24.926 | 25.926 | 23.926
September | Max | 28.3505 | 30.7305 | 25.9705 |  | 25.9177 | 29.3777 | 22.4577 | 25.4918 | 26.9918 | 23.9918 | 24.9324 | 25.9324 | 23.9324
| Mean | 28.1989 | 30.5788 | 25.8189 |  | 25.839 | 29.299 | 22.379 | 25.4699 | 26.9699 | 23.9699 | 24.9285 | 25.9285 | 23.9285
| Min | 28.0472 | 30.4272 | 25.6672 |  | 25.7604 | 29.2204 | 22.3004 | 25.448 | 26.948 | 23.948 | 24.9245 | 25.9245 | 23.9245
October | Max | 28.3334 | 30.7134 | 25.9534 |  | 25.9088 | 29.3688 | 22.4488 | 25.4894 | 26.9894 | 23.9894 | 24.9319 | 25.9319 | 23.9319
| Mean | 27.8186 | 30.1986 | 25.4386 |  | 25.6419 | 29.1019 | 22.1819 | 25.415 | 26.915 | 23.915 | 24.9186 | 25.9186 | 23.9186
| Min | 27.3038 | 29.6838 | 24.9238 |  | 25.3749 | 28.8349 | 21.9149 | 25.3407 | 26.8407 | 23.8407 | 24.9052 | 25.9052 | 23.9052
November | Max | 27.2417 | 29.6217 | 24.8617 |  | 25.3427 | 28.8027 | 21.8827 | 25.3317 | 26.8317 | 23.8317 | 24.9036 | 25.9036 | 23.9036
| Mean | 26.5505 | 28.9305 | 24.1705 |  | 24.9843 | 28.4443 | 21.5243 | 25.2319 | 26.7319 | 23.7319 | 24.8857 | 25.8857 | 23.8857
| Min | 25.8593 | 28.2393 | 23.4793 |  | 24.6259 | 28.0859 | 21.1659 | 25.132 | 26.632 | 23.632 | 24.8678 | 25.8678 | 23.8678
December | Max | 25.7846 | 28.1646 | 23.4046 |  | 24.5872 | 28.0472 | 21.1272 | 25.1212 | 26.6212 | 23.6212 | 24.8659 | 25.8659 | 23.8659
| Mean | 25.0831 | 27.463 | 22.7031 |  | 24.2234 | 27.6834 | 20.7634 | 25.0199 | 26.5199 | 23.5199 | 24.8477 | 25.8477 | 23.8477
| Min | 24.3815 | 26.7615 | 22.0015 |  | 23.8597 | 27.3197 | 20.3997 | 24.9185 | 26.4185 | 23.4185 | 24.8295 | 25.8295 | 23.8295
|  | NV | MM | AC.air.temp | AC.std.eftv.temp
January | Max | 27.5364 | 27.7215 | 26.5305 | 25.8496
| Band High | 27.0747 | 27.4821 | 26.4638 | 25.8376
| Band Low | 22.3147 | 20.5621 | 23.4638 | 23.8376
| Min | 21.853 | 20.3227 | 23.3971 | 23.8256
February | Max | 29.4408 | 28.7089 | 26.8056 | 25.8989
| Band High | 28.5093 | 28.2259 | 26.671 | 25.8748
| Band Low | 23.7493 | 20.5621 | 23.671 | 23.8748
| Min | 22.8178 | 20.3227 | 23.5365 | 23.8506
March | Max | 31.0995 | 29.569 | 27.0451 | 25.9419
| Band High | 30.2787 | 29.1434 | 26.9266 | 25.9207
| Band Low | 25.5187 | 22.2234 | 23.9266 | 23.9207
| Min | 24.6979 | 21.7978 | 23.808 | 23.8994
April | Max | 31.9878 | 30.0296 | 27.1735 | 25.965
| Band High | 31.5594 | 29.8075 | 27.1116 | 25.9539
| Band Low | 26.7994 | 22.8875 | 24.1116 | 23.9539
| Min | 26.371 | 22.6653 | 24.0497 | 23.9428
May | Max | 32.1894 | 30.1341 | 27.2026 | 25.9702
| Band High | 31.8173 | 29.9412 | 27.1488 | 25.9606
| Band Low | 27.0572 | 23.0212 | 24.1488 | 23.9606
| Min | 26.6851 | 22.8282 | 24.0951 | 23.9509
June | Max | 33.0255 | 30.5677 | 27.3234 | 25.9919
| Band High | 32.6466 | 30.3712 | 27.2686 | 25.9821
| Band Low | 27.8866 | 23.4512 | 24.2686 | 23.9821
| Min | 27.5077 | 23.2547 | 24.2139 | 23.9722
July | Max | 32.1624 | 30.1201 | 27.1987 | 25.9695
| Band High | 31.4253 | 29.7379 | 27.0922 | 25.9504
| Band Low | 26.6653 | 22.8179 | 24.0922 | 23.9504
| Min | 25.9282 | 22.4357 | 23.9857 | 23.9313
August | Max | 30.7638 | 29.3949 | 26.9967 | 25.9332
| Band High | 30.6243 | 29.3226 | 26.9765 | 25.9296
| Band Low | 25.8643 | 22.4026 | 23.9765 | 23.9296
| Min | 25.7248 | 22.3303 | 23.9564 | 23.926
September | Max | 30.7305 | 29.3777 | 26.9918 | 25.9324
| Band High | 30.5788 | 29.299 | 26.9699 | 25.9285
| Band Low | 25.8189 | 22.379 | 23.9699 | 23.9285
| Min | 25.6672 | 22.3004 | 23.948 | 23.9245
October | Max | 30.7134 | 29.3688 | 26.9894 | 25.9319
| Band High | 30.1986 | 29.1019 | 26.915 | 25.9186
| Band Low | 25.4386 | 22.1819 | 23.915 | 23.9186
| Min | 24.9238 | 21.9149 | 23.8407 | 23.9052
November | Max | 29.6217 | 28.8027 | 26.8317 | 25.9036
| Band High | 28.9305 | 28.4443 | 26.7319 | 25.8857
| Band Low | 24.1705 | 21.5243 | 23.7319 | 23.8857
| Min | 23.4793 | 21.1659 | 23.632 | 23.8678
December | Max | 28.1646 | 28.0472 | 26.6212 | 25.8659
| Band High | 27.463 | 27.6834 | 26.5199 | 25.8477
| Band Low | 22.7031 | 20.7634 | 23.5199 | 23.8477
| Min | 22.0015 | 20.3997 | 23.4185 | 23.8295
Back to index
Back to index

## Custom_data_IN
City Name |  | Type city name
Year | Month | Day | Hour | DBT
1995 | 1 | 1 | 1 | 0
| 1 | 1 | 2 | 0
| 1 | 1 | 3 | 0
| 1 | 1 | 4 | 0
| 1 | 1 | 5 | 0
| 1 | 1 | 6 | 0
| 1 | 1 | 7 | 0
| 1 | 1 | 8 | 0
| 1 | 1 | 9 | 0
| 1 | 1 | 10 | 0
| 1 | 1 | 11 | 0
| 1 | 1 | 12 | 0
| 1 | 1 | 13 | 0
| 1 | 1 | 14 | 0
| 1 | 1 | 15 | 0
| 1 | 1 | 16 | 0
| 1 | 1 | 17 | 0
| 1 | 1 | 18 | 0
| 1 | 1 | 19 | 0
| 1 | 1 | 20 | 0
| 1 | 1 | 21 | 0
| 1 | 1 | 22 | 0
| 1 | 1 | 23 | 0
| 1 | 1 | 24 | 0
| 1 | 2 | 1 | 0
| 1 | 2 | 2 | 0
| 1 | 2 | 3 | 0
| 1 | 2 | 4 | 0
| 1 | 2 | 5 | 0
| 1 | 2 | 6 | 0
| 1 | 2 | 7 | 0
| 1 | 2 | 8 | 0
| 1 | 2 | 9 | 0
| 1 | 2 | 10 | 0
| 1 | 2 | 11 | 0
| 1 | 2 | 12 | 0
| 1 | 2 | 13 | 0
| 1 | 2 | 14 | 0
| 1 | 2 | 15 | 0
| 1 | 2 | 16 | 0
| 1 | 2 | 17 | 0
| 1 | 2 | 18 | 0
| 1 | 2 | 19 | 0
| 1 | 2 | 20 | 0
| 1 | 2 | 21 | 0
| 1 | 2 | 22 | 0
| 1 | 2 | 23 | 0
| 1 | 2 | 24 | 0
| 1 | 3 | 1 | 0
| 1 | 3 | 2 | 0
| 1 | 3 | 3 | 0
| 1 | 3 | 4 | 0
| 1 | 3 | 5 | 0
| 1 | 3 | 6 | 0
| 1 | 3 | 7 | 0
| 1 | 3 | 8 | 0
| 1 | 3 | 9 | 0
| 1 | 3 | 10 | 0
| 1 | 3 | 11 | 0
| 1 | 3 | 12 | 0
| 1 | 3 | 13 | 0
| 1 | 3 | 14 | 0
| 1 | 3 | 15 | 0
| 1 | 3 | 16 | 0
| 1 | 3 | 17 | 0
| 1 | 3 | 18 | 0
| 1 | 3 | 19 | 0
| 1 | 3 | 20 | 0
| 1 | 3 | 21 | 0
| 1 | 3 | 22 | 0
| 1 | 3 | 23 | 0
| 1 | 3 | 24 | 0
| 1 | 4 | 1 | 0
| 1 | 4 | 2 | 0
| 1 | 4 | 3 | 0
| 1 | 4 | 4 | 0
| 1 | 4 | 5 | 0
| 1 | 4 | 6 | 0
| 1 | 4 | 7 | 0
| 1 | 4 | 8 | 0
| 1 | 4 | 9 | 0
| 1 | 4 | 10 | 0
| 1 | 4 | 11 | 0
| 1 | 4 | 12 | 0
| 1 | 4 | 13 | 0
| 1 | 4 | 14 | 0
| 1 | 4 | 15 | 0
| 1 | 4 | 16 | 0
| 1 | 4 | 17 | 0
| 1 | 4 | 18 | 0
| 1 | 4 | 19 | 0
| 1 | 4 | 20 | 0
| 1 | 4 | 21 | 0
| 1 | 4 | 22 | 0
| 1 | 4 | 23 | 0
| 1 | 4 | 24 | 0
| 1 | 5 | 1 | 0
| 1 | 5 | 2 | 0
| 1 | 5 | 3 | 0
| 1 | 5 | 4 | 0
| 1 | 5 | 5 | 0
| 1 | 5 | 6 | 0
| 1 | 5 | 7 | 0
| 1 | 5 | 8 | 0
| 1 | 5 | 9 | 0
| 1 | 5 | 10 | 0
| 1 | 5 | 11 | 0
| 1 | 5 | 12 | 0
| 1 | 5 | 13 | 0
| 1 | 5 | 14 | 0
| 1 | 5 | 15 | 0
| 1 | 5 | 16 | 0
| 1 | 5 | 17 | 0
| 1 | 5 | 18 | 0
| 1 | 5 | 19 | 0
| 1 | 5 | 20 | 0
| 1 | 5 | 21 | 0
| 1 | 5 | 22 | 0
| 1 | 5 | 23 | 0
| 1 | 5 | 24 | 0
| 1 | 6 | 1 | 0
| 1 | 6 | 2 | 0
| 1 | 6 | 3 | 0
| 1 | 6 | 4 | 0
| 1 | 6 | 5 | 0
| 1 | 6 | 6 | 0
| 1 | 6 | 7 | 0
| 1 | 6 | 8 | 0
| 1 | 6 | 9 | 0
| 1 | 6 | 10 | 0
| 1 | 6 | 11 | 0
| 1 | 6 | 12 | 0
| 1 | 6 | 13 | 0
| 1 | 6 | 14 | 0
| 1 | 6 | 15 | 0
| 1 | 6 | 16 | 0
| 1 | 6 | 17 | 0
| 1 | 6 | 18 | 0
| 1 | 6 | 19 | 0
| 1 | 6 | 20 | 0
| 1 | 6 | 21 | 0
| 1 | 6 | 22 | 0
| 1 | 6 | 23 | 0
| 1 | 6 | 24 | 0
| 1 | 7 | 1 | 0
| 1 | 7 | 2 | 0
| 1 | 7 | 3 | 0
| 1 | 7 | 4 | 0
| 1 | 7 | 5 | 0
| 1 | 7 | 6 | 0
| 1 | 7 | 7 | 0
| 1 | 7 | 8 | 0
| 1 | 7 | 9 | 0
| 1 | 7 | 10 | 0
| 1 | 7 | 11 | 0
| 1 | 7 | 12 | 0
| 1 | 7 | 13 | 0
| 1 | 7 | 14 | 0
| 1 | 7 | 15 | 0
| 1 | 7 | 16 | 0
| 1 | 7 | 17 | 0
| 1 | 7 | 18 | 0
| 1 | 7 | 19 | 0
| 1 | 7 | 20 | 0
| 1 | 7 | 21 | 0
| 1 | 7 | 22 | 0
| 1 | 7 | 23 | 0
| 1 | 7 | 24 | 0
| 1 | 8 | 1 | 0
| 1 | 8 | 2 | 0
| 1 | 8 | 3 | 0
| 1 | 8 | 4 | 0
| 1 | 8 | 5 | 0
| 1 | 8 | 6 | 0
| 1 | 8 | 7 | 0
| 1 | 8 | 8 | 0
| 1 | 8 | 9 | 0
| 1 | 8 | 10 | 0
| 1 | 8 | 11 | 0
| 1 | 8 | 12 | 0
| 1 | 8 | 13 | 0
| 1 | 8 | 14 | 0
| 1 | 8 | 15 | 0
| 1 | 8 | 16 | 0
| 1 | 8 | 17 | 0
| 1 | 8 | 18 | 0
| 1 | 8 | 19 | 0
| 1 | 8 | 20 | 0
| 1 | 8 | 21 | 0
| 1 | 8 | 22 | 0
| 1 | 8 | 23 | 0
| 1 | 8 | 24 | 0
| 1 | 9 | 1 | 0
| 1 | 9 | 2 | 0
| 1 | 9 | 3 | 0
| 1 | 9 | 4 | 0
| 1 | 9 | 5 | 0
| 1 | 9 | 6 | 0
| 1 | 9 | 7 | 0
| 1 | 9 | 8 | 0
| 1 | 9 | 9 | 0
| 1 | 9 | 10 | 0
| 1 | 9 | 11 | 0
| 1 | 9 | 12 | 0
| 1 | 9 | 13 | 0
| 1 | 9 | 14 | 0
| 1 | 9 | 15 | 0
| 1 | 9 | 16 | 0
| 1 | 9 | 17 | 0
| 1 | 9 | 18 | 0
| 1 | 9 | 19 | 0
| 1 | 9 | 20 | 0
| 1 | 9 | 21 | 0
| 1 | 9 | 22 | 0
| 1 | 9 | 23 | 0
| 1 | 9 | 24 | 0
| 1 | 10 | 1 | 0
| 1 | 10 | 2 | 0
| 1 | 10 | 3 | 0
| 1 | 10 | 4 | 0
| 1 | 10 | 5 | 0
| 1 | 10 | 6 | 0
| 1 | 10 | 7 | 0
| 1 | 10 | 8 | 0
| 1 | 10 | 9 | 0
| 1 | 10 | 10 | 0
| 1 | 10 | 11 | 0
| 1 | 10 | 12 | 0
| 1 | 10 | 13 | 0
| 1 | 10 | 14 | 0
| 1 | 10 | 15 | 0
| 1 | 10 | 16 | 0
| 1 | 10 | 17 | 0
| 1 | 10 | 18 | 0
| 1 | 10 | 19 | 0
| 1 | 10 | 20 | 0
| 1 | 10 | 21 | 0
| 1 | 10 | 22 | 0
| 1 | 10 | 23 | 0
| 1 | 10 | 24 | 0
| 1 | 11 | 1 | 0
| 1 | 11 | 2 | 0
| 1 | 11 | 3 | 0
| 1 | 11 | 4 | 0
| 1 | 11 | 5 | 0
| 1 | 11 | 6 | 0
| 1 | 11 | 7 | 0
| 1 | 11 | 8 | 0
| 1 | 11 | 9 | 0
| 1 | 11 | 10 | 0
| 1 | 11 | 11 | 0
| 1 | 11 | 12 | 0
| 1 | 11 | 13 | 0
| 1 | 11 | 14 | 0
| 1 | 11 | 15 | 0
| 1 | 11 | 16 | 0
| 1 | 11 | 17 | 0
| 1 | 11 | 18 | 0
| 1 | 11 | 19 | 0
| 1 | 11 | 20 | 0
| 1 | 11 | 21 | 0
| 1 | 11 | 22 | 0
| 1 | 11 | 23 | 0
| 1 | 11 | 24 | 0
| 1 | 12 | 1 | 0
| 1 | 12 | 2 | 0
| 1 | 12 | 3 | 0
| 1 | 12 | 4 | 0
| 1 | 12 | 5 | 0
| 1 | 12 | 6 | 0
| 1 | 12 | 7 | 0
| 1 | 12 | 8 | 0
| 1 | 12 | 9 | 0
| 1 | 12 | 10 | 0
| 1 | 12 | 11 | 0
| 1 | 12 | 12 | 0
| 1 | 12 | 13 | 0
| 1 | 12 | 14 | 0
| 1 | 12 | 15 | 0
| 1 | 12 | 16 | 0
| 1 | 12 | 17 | 0
| 1 | 12 | 18 | 0
| 1 | 12 | 19 | 0
| 1 | 12 | 20 | 0
| 1 | 12 | 21 | 0
| 1 | 12 | 22 | 0
| 1 | 12 | 23 | 0
| 1 | 12 | 24 | 0
| 1 | 13 | 1 | 0
| 1 | 13 | 2 | 0
| 1 | 13 | 3 | 0
| 1 | 13 | 4 | 0
| 1 | 13 | 5 | 0
| 1 | 13 | 6 | 0
| 1 | 13 | 7 | 0
| 1 | 13 | 8 | 0
| 1 | 13 | 9 | 0
| 1 | 13 | 10 | 0
| 1 | 13 | 11 | 0
| 1 | 13 | 12 | 0
| 1 | 13 | 13 | 0
| 1 | 13 | 14 | 0
| 1 | 13 | 15 | 0
| 1 | 13 | 16 | 0
| 1 | 13 | 17 | 0
| 1 | 13 | 18 | 0
| 1 | 13 | 19 | 0
| 1 | 13 | 20 | 0
| 1 | 13 | 21 | 0
| 1 | 13 | 22 | 0
| 1 | 13 | 23 | 0
| 1 | 13 | 24 | 0
| 1 | 14 | 1 | 0
| 1 | 14 | 2 | 0
| 1 | 14 | 3 | 0
| 1 | 14 | 4 | 0
| 1 | 14 | 5 | 0
| 1 | 14 | 6 | 0
| 1 | 14 | 7 | 0
| 1 | 14 | 8 | 0
| 1 | 14 | 9 | 0
| 1 | 14 | 10 | 0
| 1 | 14 | 11 | 0
| 1 | 14 | 12 | 0
| 1 | 14 | 13 | 0
| 1 | 14 | 14 | 0
| 1 | 14 | 15 | 0
| 1 | 14 | 16 | 0
| 1 | 14 | 17 | 0
| 1 | 14 | 18 | 0
| 1 | 14 | 19 | 0
| 1 | 14 | 20 | 0
| 1 | 14 | 21 | 0
| 1 | 14 | 22 | 0
| 1 | 14 | 23 | 0
| 1 | 14 | 24 | 0
| 1 | 15 | 1 | 0
| 1 | 15 | 2 | 0
| 1 | 15 | 3 | 0
| 1 | 15 | 4 | 0
| 1 | 15 | 5 | 0
| 1 | 15 | 6 | 0
| 1 | 15 | 7 | 0
| 1 | 15 | 8 | 0
| 1 | 15 | 9 | 0
| 1 | 15 | 10 | 0
| 1 | 15 | 11 | 0
| 1 | 15 | 12 | 0
| 1 | 15 | 13 | 0
| 1 | 15 | 14 | 0
| 1 | 15 | 15 | 0
| 1 | 15 | 16 | 0
| 1 | 15 | 17 | 0
| 1 | 15 | 18 | 0
| 1 | 15 | 19 | 0
| 1 | 15 | 20 | 0
| 1 | 15 | 21 | 0
| 1 | 15 | 22 | 0
| 1 | 15 | 23 | 0
| 1 | 15 | 24 | 0
| 1 | 16 | 1 | 0
| 1 | 16 | 2 | 0
| 1 | 16 | 3 | 0
| 1 | 16 | 4 | 0
| 1 | 16 | 5 | 0
| 1 | 16 | 6 | 0
| 1 | 16 | 7 | 0
| 1 | 16 | 8 | 0
| 1 | 16 | 9 | 0
| 1 | 16 | 10 | 0
| 1 | 16 | 11 | 0
| 1 | 16 | 12 | 0
| 1 | 16 | 13 | 0
| 1 | 16 | 14 | 0
| 1 | 16 | 15 | 0
| 1 | 16 | 16 | 0
| 1 | 16 | 17 | 0
| 1 | 16 | 18 | 0
| 1 | 16 | 19 | 0
| 1 | 16 | 20 | 0
| 1 | 16 | 21 | 0
| 1 | 16 | 22 | 0
| 1 | 16 | 23 | 0
| 1 | 16 | 24 | 0
| 1 | 17 | 1 | 0
| 1 | 17 | 2 | 0
| 1 | 17 | 3 | 0
| 1 | 17 | 4 | 0
| 1 | 17 | 5 | 0
| 1 | 17 | 6 | 0
| 1 | 17 | 7 | 0
| 1 | 17 | 8 | 0
| 1 | 17 | 9 | 0
| 1 | 17 | 10 | 0
| 1 | 17 | 11 | 0
| 1 | 17 | 12 | 0
| 1 | 17 | 13 | 0
| 1 | 17 | 14 | 0
| 1 | 17 | 15 | 0
| 1 | 17 | 16 | 0
| 1 | 17 | 17 | 0
| 1 | 17 | 18 | 0
| 1 | 17 | 19 | 0
| 1 | 17 | 20 | 0
| 1 | 17 | 21 | 0
| 1 | 17 | 22 | 0
| 1 | 17 | 23 | 0
| 1 | 17 | 24 | 0
| 1 | 18 | 1 | 0
| 1 | 18 | 2 | 0
| 1 | 18 | 3 | 0
| 1 | 18 | 4 | 0
| 1 | 18 | 5 | 0
| 1 | 18 | 6 | 0
| 1 | 18 | 7 | 0
| 1 | 18 | 8 | 0
| 1 | 18 | 9 | 0
| 1 | 18 | 10 | 0
| 1 | 18 | 11 | 0
| 1 | 18 | 12 | 0
| 1 | 18 | 13 | 0
| 1 | 18 | 14 | 0
| 1 | 18 | 15 | 0
| 1 | 18 | 16 | 0
| 1 | 18 | 17 | 0
| 1 | 18 | 18 | 0
| 1 | 18 | 19 | 0
| 1 | 18 | 20 | 0
| 1 | 18 | 21 | 0
| 1 | 18 | 22 | 0
| 1 | 18 | 23 | 0
| 1 | 18 | 24 | 0
| 1 | 19 | 1 | 0
| 1 | 19 | 2 | 0
| 1 | 19 | 3 | 0
| 1 | 19 | 4 | 0
| 1 | 19 | 5 | 0
| 1 | 19 | 6 | 0
| 1 | 19 | 7 | 0
| 1 | 19 | 8 | 0
| 1 | 19 | 9 | 0
| 1 | 19 | 10 | 0
| 1 | 19 | 11 | 0
| 1 | 19 | 12 | 0
| 1 | 19 | 13 | 0
| 1 | 19 | 14 | 0
| 1 | 19 | 15 | 0
| 1 | 19 | 16 | 0
| 1 | 19 | 17 | 0
| 1 | 19 | 18 | 0
| 1 | 19 | 19 | 0
| 1 | 19 | 20 | 0
| 1 | 19 | 21 | 0
| 1 | 19 | 22 | 0
| 1 | 19 | 23 | 0
| 1 | 19 | 24 | 0
| 1 | 20 | 1 | 0
| 1 | 20 | 2 | 0
| 1 | 20 | 3 | 0
| 1 | 20 | 4 | 0
| 1 | 20 | 5 | 0
| 1 | 20 | 6 | 0
| 1 | 20 | 7 | 0
| 1 | 20 | 8 | 0
| 1 | 20 | 9 | 0
| 1 | 20 | 10 | 0
| 1 | 20 | 11 | 0
| 1 | 20 | 12 | 0
| 1 | 20 | 13 | 0
| 1 | 20 | 14 | 0
| 1 | 20 | 15 | 0
| 1 | 20 | 16 | 0
| 1 | 20 | 17 | 0
| 1 | 20 | 18 | 0
| 1 | 20 | 19 | 0
| 1 | 20 | 20 | 0
| 1 | 20 | 21 | 0
| 1 | 20 | 22 | 0
| 1 | 20 | 23 | 0
| 1 | 20 | 24 | 0
| 1 | 21 | 1 | 0
| 1 | 21 | 2 | 0
| 1 | 21 | 3 | 0
| 1 | 21 | 4 | 0
| 1 | 21 | 5 | 0
| 1 | 21 | 6 | 0
| 1 | 21 | 7 | 0
| 1 | 21 | 8 | 0
| 1 | 21 | 9 | 0
| 1 | 21 | 10 | 0
| 1 | 21 | 11 | 0
| 1 | 21 | 12 | 0
| 1 | 21 | 13 | 0
| 1 | 21 | 14 | 0
| 1 | 21 | 15 | 0
| 1 | 21 | 16 | 0
| 1 | 21 | 17 | 0
| 1 | 21 | 18 | 0
| 1 | 21 | 19 | 0
| 1 | 21 | 20 | 0
| 1 | 21 | 21 | 0
| 1 | 21 | 22 | 0
| 1 | 21 | 23 | 0
| 1 | 21 | 24 | 0
| 1 | 22 | 1 | 0
| 1 | 22 | 2 | 0
| 1 | 22 | 3 | 0
| 1 | 22 | 4 | 0
| 1 | 22 | 5 | 0
| 1 | 22 | 6 | 0
| 1 | 22 | 7 | 0
| 1 | 22 | 8 | 0
| 1 | 22 | 9 | 0
| 1 | 22 | 10 | 0
| 1 | 22 | 11 | 0
| 1 | 22 | 12 | 0
| 1 | 22 | 13 | 0
| 1 | 22 | 14 | 0
| 1 | 22 | 15 | 0
| 1 | 22 | 16 | 0
| 1 | 22 | 17 | 0
| 1 | 22 | 18 | 0
| 1 | 22 | 19 | 0
| 1 | 22 | 20 | 0
| 1 | 22 | 21 | 0
| 1 | 22 | 22 | 0
| 1 | 22 | 23 | 0
| 1 | 22 | 24 | 0
| 1 | 23 | 1 | 0
| 1 | 23 | 2 | 0
| 1 | 23 | 3 | 0
| 1 | 23 | 4 | 0
| 1 | 23 | 5 | 0
| 1 | 23 | 6 | 0
| 1 | 23 | 7 | 0
| 1 | 23 | 8 | 0
| 1 | 23 | 9 | 0
| 1 | 23 | 10 | 0
| 1 | 23 | 11 | 0
| 1 | 23 | 12 | 0
| 1 | 23 | 13 | 0
| 1 | 23 | 14 | 0
| 1 | 23 | 15 | 0
| 1 | 23 | 16 | 0
| 1 | 23 | 17 | 0
| 1 | 23 | 18 | 0
| 1 | 23 | 19 | 0
| 1 | 23 | 20 | 0
| 1 | 23 | 21 | 0
| 1 | 23 | 22 | 0
| 1 | 23 | 23 | 0
| 1 | 23 | 24 | 0
| 1 | 24 | 1 | 0
| 1 | 24 | 2 | 0
| 1 | 24 | 3 | 0
| 1 | 24 | 4 | 0
| 1 | 24 | 5 | 0
| 1 | 24 | 6 | 0
| 1 | 24 | 7 | 0
| 1 | 24 | 8 | 0
| 1 | 24 | 9 | 0
| 1 | 24 | 10 | 0
| 1 | 24 | 11 | 0
| 1 | 24 | 12 | 0
| 1 | 24 | 13 | 0
| 1 | 24 | 14 | 0
| 1 | 24 | 15 | 0
| 1 | 24 | 16 | 0
| 1 | 24 | 17 | 0
| 1 | 24 | 18 | 0
| 1 | 24 | 19 | 0
| 1 | 24 | 20 | 0
| 1 | 24 | 21 | 0
| 1 | 24 | 22 | 0
| 1 | 24 | 23 | 0
| 1 | 24 | 24 | 0
| 1 | 25 | 1 | 0
| 1 | 25 | 2 | 0
| 1 | 25 | 3 | 0
| 1 | 25 | 4 | 0
| 1 | 25 | 5 | 0
| 1 | 25 | 6 | 0
| 1 | 25 | 7 | 0
| 1 | 25 | 8 | 0
| 1 | 25 | 9 | 0
| 1 | 25 | 10 | 0
| 1 | 25 | 11 | 0
| 1 | 25 | 12 | 0
| 1 | 25 | 13 | 0
| 1 | 25 | 14 | 0
| 1 | 25 | 15 | 0
| 1 | 25 | 16 | 0
| 1 | 25 | 17 | 0
| 1 | 25 | 18 | 0
| 1 | 25 | 19 | 0
| 1 | 25 | 20 | 0
| 1 | 25 | 21 | 0
| 1 | 25 | 22 | 0
| 1 | 25 | 23 | 0
| 1 | 25 | 24 | 0
| 1 | 26 | 1 | 0
| 1 | 26 | 2 | 0
| 1 | 26 | 3 | 0
| 1 | 26 | 4 | 0
| 1 | 26 | 5 | 0
| 1 | 26 | 6 | 0
| 1 | 26 | 7 | 0
| 1 | 26 | 8 | 0
| 1 | 26 | 9 | 0
| 1 | 26 | 10 | 0
| 1 | 26 | 11 | 0
| 1 | 26 | 12 | 0
| 1 | 26 | 13 | 0
| 1 | 26 | 14 | 0
| 1 | 26 | 15 | 0
| 1 | 26 | 16 | 0
| 1 | 26 | 17 | 0
| 1 | 26 | 18 | 0
| 1 | 26 | 19 | 0
| 1 | 26 | 20 | 0
| 1 | 26 | 21 | 0
| 1 | 26 | 22 | 0
| 1 | 26 | 23 | 0
| 1 | 26 | 24 | 0
| 1 | 27 | 1 | 0
| 1 | 27 | 2 | 0
| 1 | 27 | 3 | 0
| 1 | 27 | 4 | 0
| 1 | 27 | 5 | 0
| 1 | 27 | 6 | 0
| 1 | 27 | 7 | 0
| 1 | 27 | 8 | 0
| 1 | 27 | 9 | 0
| 1 | 27 | 10 | 0
| 1 | 27 | 11 | 0
| 1 | 27 | 12 | 0
| 1 | 27 | 13 | 0
| 1 | 27 | 14 | 0
| 1 | 27 | 15 | 0
| 1 | 27 | 16 | 0
| 1 | 27 | 17 | 0
| 1 | 27 | 18 | 0
| 1 | 27 | 19 | 0
| 1 | 27 | 20 | 0
| 1 | 27 | 21 | 0
| 1 | 27 | 22 | 0
| 1 | 27 | 23 | 0
| 1 | 27 | 24 | 0
| 1 | 28 | 1 | 0
| 1 | 28 | 2 | 0
| 1 | 28 | 3 | 0
| 1 | 28 | 4 | 0
| 1 | 28 | 5 | 0
| 1 | 28 | 6 | 0
| 1 | 28 | 7 | 0
| 1 | 28 | 8 | 0
| 1 | 28 | 9 | 0
| 1 | 28 | 10 | 0
| 1 | 28 | 11 | 0
| 1 | 28 | 12 | 0
| 1 | 28 | 13 | 0
| 1 | 28 | 14 | 0
| 1 | 28 | 15 | 0
| 1 | 28 | 16 | 0
| 1 | 28 | 17 | 0
| 1 | 28 | 18 | 0
| 1 | 28 | 19 | 0
| 1 | 28 | 20 | 0
| 1 | 28 | 21 | 0
| 1 | 28 | 22 | 0
| 1 | 28 | 23 | 0
| 1 | 28 | 24 | 0
| 1 | 29 | 1 | 0
| 1 | 29 | 2 | 0
| 1 | 29 | 3 | 0
| 1 | 29 | 4 | 0
| 1 | 29 | 5 | 0
| 1 | 29 | 6 | 0
| 1 | 29 | 7 | 0
| 1 | 29 | 8 | 0
| 1 | 29 | 9 | 0
| 1 | 29 | 10 | 0
| 1 | 29 | 11 | 0
| 1 | 29 | 12 | 0
| 1 | 29 | 13 | 0
| 1 | 29 | 14 | 0
| 1 | 29 | 15 | 0
| 1 | 29 | 16 | 0
| 1 | 29 | 17 | 0
| 1 | 29 | 18 | 0
| 1 | 29 | 19 | 0
| 1 | 29 | 20 | 0
| 1 | 29 | 21 | 0
| 1 | 29 | 22 | 0
| 1 | 29 | 23 | 0
| 1 | 29 | 24 | 0
| 1 | 30 | 1 | 0
| 1 | 30 | 2 | 0
| 1 | 30 | 3 | 0
| 1 | 30 | 4 | 0
| 1 | 30 | 5 | 0
| 1 | 30 | 6 | 0
| 1 | 30 | 7 | 0
| 1 | 30 | 8 | 0
| 1 | 30 | 9 | 0
| 1 | 30 | 10 | 0
| 1 | 30 | 11 | 0
| 1 | 30 | 12 | 0
| 1 | 30 | 13 | 0
| 1 | 30 | 14 | 0
| 1 | 30 | 15 | 0
| 1 | 30 | 16 | 0
| 1 | 30 | 17 | 0
| 1 | 30 | 18 | 0
| 1 | 30 | 19 | 0
| 1 | 30 | 20 | 0
| 1 | 30 | 21 | 0
| 1 | 30 | 22 | 0
| 1 | 30 | 23 | 0
| 1 | 30 | 24 | 0
| 1 | 31 | 1 | 0
| 1 | 31 | 2 | 0
| 1 | 31 | 3 | 0
| 1 | 31 | 4 | 0
| 1 | 31 | 5 | 0
| 1 | 31 | 6 | 0
| 1 | 31 | 7 | 0
| 1 | 31 | 8 | 0
| 1 | 31 | 9 | 0
| 1 | 31 | 10 | 0
| 1 | 31 | 11 | 0
| 1 | 31 | 12 | 0
| 1 | 31 | 13 | 0
| 1 | 31 | 14 | 0
| 1 | 31 | 15 | 0
| 1 | 31 | 16 | 0
| 1 | 31 | 17 | 0
| 1 | 31 | 18 | 0
| 1 | 31 | 19 | 0
| 1 | 31 | 20 | 0
| 1 | 31 | 21 | 0
| 1 | 31 | 22 | 0
| 1 | 31 | 23 | 0
| 1 | 31 | 24 | 0
| 2 | 1 | 1 | 0
| 2 | 1 | 2 | 0
| 2 | 1 | 3 | 0
| 2 | 1 | 4 | 0
| 2 | 1 | 5 | 0
| 2 | 1 | 6 | 0
| 2 | 1 | 7 | 0
| 2 | 1 | 8 | 0
| 2 | 1 | 9 | 0
| 2 | 1 | 10 | 0
| 2 | 1 | 11 | 0
| 2 | 1 | 12 | 0
| 2 | 1 | 13 | 0
| 2 | 1 | 14 | 0
| 2 | 1 | 15 | 0
| 2 | 1 | 16 | 0
| 2 | 1 | 17 | 0
| 2 | 1 | 18 | 0
| 2 | 1 | 19 | 0
| 2 | 1 | 20 | 0
| 2 | 1 | 21 | 0
| 2 | 1 | 22 | 0
| 2 | 1 | 23 | 0
| 2 | 1 | 24 | 0
| 2 | 2 | 1 | 0
| 2 | 2 | 2 | 0
| 2 | 2 | 3 | 0
| 2 | 2 | 4 | 0
| 2 | 2 | 5 | 0
| 2 | 2 | 6 | 0
| 2 | 2 | 7 | 0
| 2 | 2 | 8 | 0
| 2 | 2 | 9 | 0
| 2 | 2 | 10 | 0
| 2 | 2 | 11 | 0
| 2 | 2 | 12 | 0
| 2 | 2 | 13 | 0
| 2 | 2 | 14 | 0
| 2 | 2 | 15 | 0
| 2 | 2 | 16 | 0
| 2 | 2 | 17 | 0
| 2 | 2 | 18 | 0
| 2 | 2 | 19 | 0
| 2 | 2 | 20 | 0
| 2 | 2 | 21 | 0
| 2 | 2 | 22 | 0
| 2 | 2 | 23 | 0
| 2 | 2 | 24 | 0
| 2 | 3 | 1 | 0
| 2 | 3 | 2 | 0
| 2 | 3 | 3 | 0
| 2 | 3 | 4 | 0
| 2 | 3 | 5 | 0
| 2 | 3 | 6 | 0
| 2 | 3 | 7 | 0
| 2 | 3 | 8 | 0
| 2 | 3 | 9 | 0
| 2 | 3 | 10 | 0
| 2 | 3 | 11 | 0
| 2 | 3 | 12 | 0
| 2 | 3 | 13 | 0
| 2 | 3 | 14 | 0
| 2 | 3 | 15 | 0
| 2 | 3 | 16 | 0
| 2 | 3 | 17 | 0
| 2 | 3 | 18 | 0
| 2 | 3 | 19 | 0
| 2 | 3 | 20 | 0
| 2 | 3 | 21 | 0
| 2 | 3 | 22 | 0
| 2 | 3 | 23 | 0
| 2 | 3 | 24 | 0
| 2 | 4 | 1 | 0
| 2 | 4 | 2 | 0
| 2 | 4 | 3 | 0
| 2 | 4 | 4 | 0
| 2 | 4 | 5 | 0
| 2 | 4 | 6 | 0
| 2 | 4 | 7 | 0
| 2 | 4 | 8 | 0
| 2 | 4 | 9 | 0
| 2 | 4 | 10 | 0
| 2 | 4 | 11 | 0
| 2 | 4 | 12 | 0
| 2 | 4 | 13 | 0
| 2 | 4 | 14 | 0
| 2 | 4 | 15 | 0
| 2 | 4 | 16 | 0
| 2 | 4 | 17 | 0
| 2 | 4 | 18 | 0
| 2 | 4 | 19 | 0
| 2 | 4 | 20 | 0
| 2 | 4 | 21 | 0
| 2 | 4 | 22 | 0
| 2 | 4 | 23 | 0
| 2 | 4 | 24 | 0
| 2 | 5 | 1 | 0
| 2 | 5 | 2 | 0
| 2 | 5 | 3 | 0
| 2 | 5 | 4 | 0
| 2 | 5 | 5 | 0
| 2 | 5 | 6 | 0
| 2 | 5 | 7 | 0
| 2 | 5 | 8 | 0
| 2 | 5 | 9 | 0
| 2 | 5 | 10 | 0
| 2 | 5 | 11 | 0
| 2 | 5 | 12 | 0
| 2 | 5 | 13 | 0
| 2 | 5 | 14 | 0
| 2 | 5 | 15 | 0
| 2 | 5 | 16 | 0
| 2 | 5 | 17 | 0
| 2 | 5 | 18 | 0
| 2 | 5 | 19 | 0
| 2 | 5 | 20 | 0
| 2 | 5 | 21 | 0
| 2 | 5 | 22 | 0
| 2 | 5 | 23 | 0
| 2 | 5 | 24 | 0
| 2 | 6 | 1 | 0
| 2 | 6 | 2 | 0
| 2 | 6 | 3 | 0
| 2 | 6 | 4 | 0
| 2 | 6 | 5 | 0
| 2 | 6 | 6 | 0
| 2 | 6 | 7 | 0
| 2 | 6 | 8 | 0
| 2 | 6 | 9 | 0
| 2 | 6 | 10 | 0
| 2 | 6 | 11 | 0
| 2 | 6 | 12 | 0
| 2 | 6 | 13 | 0
| 2 | 6 | 14 | 0
| 2 | 6 | 15 | 0
| 2 | 6 | 16 | 0
| 2 | 6 | 17 | 0
| 2 | 6 | 18 | 0
| 2 | 6 | 19 | 0
| 2 | 6 | 20 | 0
| 2 | 6 | 21 | 0
| 2 | 6 | 22 | 0
| 2 | 6 | 23 | 0
| 2 | 6 | 24 | 0
| 2 | 7 | 1 | 0
| 2 | 7 | 2 | 0
| 2 | 7 | 3 | 0
| 2 | 7 | 4 | 0
| 2 | 7 | 5 | 0
| 2 | 7 | 6 | 0
| 2 | 7 | 7 | 0
| 2 | 7 | 8 | 0
| 2 | 7 | 9 | 0
| 2 | 7 | 10 | 0
| 2 | 7 | 11 | 0
| 2 | 7 | 12 | 0
| 2 | 7 | 13 | 0
| 2 | 7 | 14 | 0
| 2 | 7 | 15 | 0
| 2 | 7 | 16 | 0
| 2 | 7 | 17 | 0
| 2 | 7 | 18 | 0
| 2 | 7 | 19 | 0
| 2 | 7 | 20 | 0
| 2 | 7 | 21 | 0
| 2 | 7 | 22 | 0
| 2 | 7 | 23 | 0
| 2 | 7 | 24 | 0
| 2 | 8 | 1 | 0
| 2 | 8 | 2 | 0
| 2 | 8 | 3 | 0
| 2 | 8 | 4 | 0
| 2 | 8 | 5 | 0
| 2 | 8 | 6 | 0
| 2 | 8 | 7 | 0
| 2 | 8 | 8 | 0
| 2 | 8 | 9 | 0
| 2 | 8 | 10 | 0
| 2 | 8 | 11 | 0
| 2 | 8 | 12 | 0
| 2 | 8 | 13 | 0
| 2 | 8 | 14 | 0
| 2 | 8 | 15 | 0
| 2 | 8 | 16 | 0
| 2 | 8 | 17 | 0
| 2 | 8 | 18 | 0
| 2 | 8 | 19 | 0
| 2 | 8 | 20 | 0
| 2 | 8 | 21 | 0
| 2 | 8 | 22 | 0
| 2 | 8 | 23 | 0
| 2 | 8 | 24 | 0
| 2 | 9 | 1 | 0
| 2 | 9 | 2 | 0
| 2 | 9 | 3 | 0
| 2 | 9 | 4 | 0
| 2 | 9 | 5 | 0
| 2 | 9 | 6 | 0
| 2 | 9 | 7 | 0
| 2 | 9 | 8 | 0
| 2 | 9 | 9 | 0
| 2 | 9 | 10 | 0
| 2 | 9 | 11 | 0
| 2 | 9 | 12 | 0
| 2 | 9 | 13 | 0
| 2 | 9 | 14 | 0
| 2 | 9 | 15 | 0
| 2 | 9 | 16 | 0
| 2 | 9 | 17 | 0
| 2 | 9 | 18 | 0
| 2 | 9 | 19 | 0
| 2 | 9 | 20 | 0
| 2 | 9 | 21 | 0
| 2 | 9 | 22 | 0
| 2 | 9 | 23 | 0
| 2 | 9 | 24 | 0
| 2 | 10 | 1 | 0
| 2 | 10 | 2 | 0
| 2 | 10 | 3 | 0
| 2 | 10 | 4 | 0
| 2 | 10 | 5 | 0
| 2 | 10 | 6 | 0
| 2 | 10 | 7 | 0
| 2 | 10 | 8 | 0
| 2 | 10 | 9 | 0
| 2 | 10 | 10 | 0
| 2 | 10 | 11 | 0
| 2 | 10 | 12 | 0
| 2 | 10 | 13 | 0
| 2 | 10 | 14 | 0
| 2 | 10 | 15 | 0
| 2 | 10 | 16 | 0
| 2 | 10 | 17 | 0
| 2 | 10 | 18 | 0
| 2 | 10 | 19 | 0
| 2 | 10 | 20 | 0
| 2 | 10 | 21 | 0
| 2 | 10 | 22 | 0
| 2 | 10 | 23 | 0
| 2 | 10 | 24 | 0
| 2 | 11 | 1 | 0
| 2 | 11 | 2 | 0
| 2 | 11 | 3 | 0
| 2 | 11 | 4 | 0
| 2 | 11 | 5 | 0
| 2 | 11 | 6 | 0
| 2 | 11 | 7 | 0
| 2 | 11 | 8 | 0
| 2 | 11 | 9 | 0
| 2 | 11 | 10 | 0
| 2 | 11 | 11 | 0
| 2 | 11 | 12 | 0
| 2 | 11 | 13 | 0
| 2 | 11 | 14 | 0
| 2 | 11 | 15 | 0
| 2 | 11 | 16 | 0
| 2 | 11 | 17 | 0
| 2 | 11 | 18 | 0
| 2 | 11 | 19 | 0
| 2 | 11 | 20 | 0
| 2 | 11 | 21 | 0
| 2 | 11 | 22 | 0
| 2 | 11 | 23 | 0
| 2 | 11 | 24 | 0
| 2 | 12 | 1 | 0
| 2 | 12 | 2 | 0
| 2 | 12 | 3 | 0
| 2 | 12 | 4 | 0
| 2 | 12 | 5 | 0
| 2 | 12 | 6 | 0
| 2 | 12 | 7 | 0
| 2 | 12 | 8 | 0
| 2 | 12 | 9 | 0
| 2 | 12 | 10 | 0
| 2 | 12 | 11 | 0
| 2 | 12 | 12 | 0
| 2 | 12 | 13 | 0
| 2 | 12 | 14 | 0
| 2 | 12 | 15 | 0
| 2 | 12 | 16 | 0
| 2 | 12 | 17 | 0
| 2 | 12 | 18 | 0
| 2 | 12 | 19 | 0
| 2 | 12 | 20 | 0
| 2 | 12 | 21 | 0
| 2 | 12 | 22 | 0
| 2 | 12 | 23 | 0
| 2 | 12 | 24 | 0
| 2 | 13 | 1 | 0
| 2 | 13 | 2 | 0
| 2 | 13 | 3 | 0
| 2 | 13 | 4 | 0
| 2 | 13 | 5 | 0
| 2 | 13 | 6 | 0
| 2 | 13 | 7 | 0
| 2 | 13 | 8 | 0
| 2 | 13 | 9 | 0
| 2 | 13 | 10 | 0
| 2 | 13 | 11 | 0
| 2 | 13 | 12 | 0
| 2 | 13 | 13 | 0
| 2 | 13 | 14 | 0
| 2 | 13 | 15 | 0
| 2 | 13 | 16 | 0
| 2 | 13 | 17 | 0
| 2 | 13 | 18 | 0
| 2 | 13 | 19 | 0
| 2 | 13 | 20 | 0
| 2 | 13 | 21 | 0
| 2 | 13 | 22 | 0
| 2 | 13 | 23 | 0
| 2 | 13 | 24 | 0
| 2 | 14 | 1 | 0
| 2 | 14 | 2 | 0
| 2 | 14 | 3 | 0
| 2 | 14 | 4 | 0
| 2 | 14 | 5 | 0
| 2 | 14 | 6 | 0
| 2 | 14 | 7 | 0
| 2 | 14 | 8 | 0
| 2 | 14 | 9 | 0
| 2 | 14 | 10 | 0
| 2 | 14 | 11 | 0
| 2 | 14 | 12 | 0
| 2 | 14 | 13 | 0
| 2 | 14 | 14 | 0
| 2 | 14 | 15 | 0
| 2 | 14 | 16 | 0
| 2 | 14 | 17 | 0
| 2 | 14 | 18 | 0
| 2 | 14 | 19 | 0
| 2 | 14 | 20 | 0
| 2 | 14 | 21 | 0
| 2 | 14 | 22 | 0
| 2 | 14 | 23 | 0
| 2 | 14 | 24 | 0
| 2 | 15 | 1 | 0
| 2 | 15 | 2 | 0
| 2 | 15 | 3 | 0
| 2 | 15 | 4 | 0
| 2 | 15 | 5 | 0
| 2 | 15 | 6 | 0
| 2 | 15 | 7 | 0
| 2 | 15 | 8 | 0
| 2 | 15 | 9 | 0
| 2 | 15 | 10 | 0
| 2 | 15 | 11 | 0
| 2 | 15 | 12 | 0
| 2 | 15 | 13 | 0
| 2 | 15 | 14 | 0
| 2 | 15 | 15 | 0
| 2 | 15 | 16 | 0
| 2 | 15 | 17 | 0
| 2 | 15 | 18 | 0
| 2 | 15 | 19 | 0
| 2 | 15 | 20 | 0
| 2 | 15 | 21 | 0
| 2 | 15 | 22 | 0
| 2 | 15 | 23 | 0
| 2 | 15 | 24 | 0
| 2 | 16 | 1 | 0
| 2 | 16 | 2 | 0
| 2 | 16 | 3 | 0
| 2 | 16 | 4 | 0
| 2 | 16 | 5 | 0
| 2 | 16 | 6 | 0
| 2 | 16 | 7 | 0
| 2 | 16 | 8 | 0
| 2 | 16 | 9 | 0
| 2 | 16 | 10 | 0
| 2 | 16 | 11 | 0
| 2 | 16 | 12 | 0
| 2 | 16 | 13 | 0
| 2 | 16 | 14 | 0
| 2 | 16 | 15 | 0
| 2 | 16 | 16 | 0
| 2 | 16 | 17 | 0
| 2 | 16 | 18 | 0
| 2 | 16 | 19 | 0
| 2 | 16 | 20 | 0
| 2 | 16 | 21 | 0
| 2 | 16 | 22 | 0
| 2 | 16 | 23 | 0
| 2 | 16 | 24 | 0
| 2 | 17 | 1 | 0
| 2 | 17 | 2 | 0
| 2 | 17 | 3 | 0
| 2 | 17 | 4 | 0
| 2 | 17 | 5 | 0
| 2 | 17 | 6 | 0
| 2 | 17 | 7 | 0
| 2 | 17 | 8 | 0
| 2 | 17 | 9 | 0
| 2 | 17 | 10 | 0
| 2 | 17 | 11 | 0
| 2 | 17 | 12 | 0
| 2 | 17 | 13 | 0
| 2 | 17 | 14 | 0
| 2 | 17 | 15 | 0
| 2 | 17 | 16 | 0
| 2 | 17 | 17 | 0
| 2 | 17 | 18 | 0
| 2 | 17 | 19 | 0
| 2 | 17 | 20 | 0
| 2 | 17 | 21 | 0
| 2 | 17 | 22 | 0
| 2 | 17 | 23 | 0
| 2 | 17 | 24 | 0
| 2 | 18 | 1 | 0
| 2 | 18 | 2 | 0
| 2 | 18 | 3 | 0
| 2 | 18 | 4 | 0
| 2 | 18 | 5 | 0
| 2 | 18 | 6 | 0
| 2 | 18 | 7 | 0
| 2 | 18 | 8 | 0
| 2 | 18 | 9 | 0
| 2 | 18 | 10 | 0
| 2 | 18 | 11 | 0
| 2 | 18 | 12 | 0
| 2 | 18 | 13 | 0
| 2 | 18 | 14 | 0
| 2 | 18 | 15 | 0
| 2 | 18 | 16 | 0
| 2 | 18 | 17 | 0
| 2 | 18 | 18 | 0
| 2 | 18 | 19 | 0
| 2 | 18 | 20 | 0
| 2 | 18 | 21 | 0
| 2 | 18 | 22 | 0
| 2 | 18 | 23 | 0
| 2 | 18 | 24 | 0
| 2 | 19 | 1 | 0
| 2 | 19 | 2 | 0
| 2 | 19 | 3 | 0
| 2 | 19 | 4 | 0
| 2 | 19 | 5 | 0
| 2 | 19 | 6 | 0
| 2 | 19 | 7 | 0
| 2 | 19 | 8 | 0
| 2 | 19 | 9 | 0
| 2 | 19 | 10 | 0
| 2 | 19 | 11 | 0
| 2 | 19 | 12 | 0
| 2 | 19 | 13 | 0
| 2 | 19 | 14 | 0
| 2 | 19 | 15 | 0
| 2 | 19 | 16 | 0
| 2 | 19 | 17 | 0
| 2 | 19 | 18 | 0
| 2 | 19 | 19 | 0
| 2 | 19 | 20 | 0
| 2 | 19 | 21 | 0
| 2 | 19 | 22 | 0
| 2 | 19 | 23 | 0
| 2 | 19 | 24 | 0
| 2 | 20 | 1 | 0
| 2 | 20 | 2 | 0
| 2 | 20 | 3 | 0
| 2 | 20 | 4 | 0
| 2 | 20 | 5 | 0
| 2 | 20 | 6 | 0
| 2 | 20 | 7 | 0
| 2 | 20 | 8 | 0
| 2 | 20 | 9 | 0
| 2 | 20 | 10 | 0
| 2 | 20 | 11 | 0
| 2 | 20 | 12 | 0
| 2 | 20 | 13 | 0
| 2 | 20 | 14 | 0
| 2 | 20 | 15 | 0
| 2 | 20 | 16 | 0
| 2 | 20 | 17 | 0
| 2 | 20 | 18 | 0
| 2 | 20 | 19 | 0
| 2 | 20 | 20 | 0
| 2 | 20 | 21 | 0
| 2 | 20 | 22 | 0
| 2 | 20 | 23 | 0
| 2 | 20 | 24 | 0
| 2 | 21 | 1 | 0
| 2 | 21 | 2 | 0
| 2 | 21 | 3 | 0
| 2 | 21 | 4 | 0
| 2 | 21 | 5 | 0
| 2 | 21 | 6 | 0
| 2 | 21 | 7 | 0
| 2 | 21 | 8 | 0
| 2 | 21 | 9 | 0
| 2 | 21 | 10 | 0
| 2 | 21 | 11 | 0
| 2 | 21 | 12 | 0
| 2 | 21 | 13 | 0
| 2 | 21 | 14 | 0
| 2 | 21 | 15 | 0
| 2 | 21 | 16 | 0
| 2 | 21 | 17 | 0
| 2 | 21 | 18 | 0
| 2 | 21 | 19 | 0
| 2 | 21 | 20 | 0
| 2 | 21 | 21 | 0
| 2 | 21 | 22 | 0
| 2 | 21 | 23 | 0
| 2 | 21 | 24 | 0
| 2 | 22 | 1 | 0
| 2 | 22 | 2 | 0
| 2 | 22 | 3 | 0
| 2 | 22 | 4 | 0
| 2 | 22 | 5 | 0
| 2 | 22 | 6 | 0
| 2 | 22 | 7 | 0
| 2 | 22 | 8 | 0
| 2 | 22 | 9 | 0
| 2 | 22 | 10 | 0
| 2 | 22 | 11 | 0
| 2 | 22 | 12 | 0
| 2 | 22 | 13 | 0
| 2 | 22 | 14 | 0
| 2 | 22 | 15 | 0
| 2 | 22 | 16 | 0
| 2 | 22 | 17 | 0
| 2 | 22 | 18 | 0
| 2 | 22 | 19 | 0
| 2 | 22 | 20 | 0
| 2 | 22 | 21 | 0
| 2 | 22 | 22 | 0
| 2 | 22 | 23 | 0
| 2 | 22 | 24 | 0
| 2 | 23 | 1 | 0
| 2 | 23 | 2 | 0
| 2 | 23 | 3 | 0
| 2 | 23 | 4 | 0
| 2 | 23 | 5 | 0
| 2 | 23 | 6 | 0
| 2 | 23 | 7 | 0
| 2 | 23 | 8 | 0
| 2 | 23 | 9 | 0
| 2 | 23 | 10 | 0
| 2 | 23 | 11 | 0
| 2 | 23 | 12 | 0
| 2 | 23 | 13 | 0
| 2 | 23 | 14 | 0
| 2 | 23 | 15 | 0
| 2 | 23 | 16 | 0
| 2 | 23 | 17 | 0
| 2 | 23 | 18 | 0
| 2 | 23 | 19 | 0
| 2 | 23 | 20 | 0
| 2 | 23 | 21 | 0
| 2 | 23 | 22 | 0
| 2 | 23 | 23 | 0
| 2 | 23 | 24 | 0
| 2 | 24 | 1 | 0
| 2 | 24 | 2 | 0
| 2 | 24 | 3 | 0
| 2 | 24 | 4 | 0
| 2 | 24 | 5 | 0
| 2 | 24 | 6 | 0
| 2 | 24 | 7 | 0
| 2 | 24 | 8 | 0
| 2 | 24 | 9 | 0
| 2 | 24 | 10 | 0
| 2 | 24 | 11 | 0
| 2 | 24 | 12 | 0
| 2 | 24 | 13 | 0
| 2 | 24 | 14 | 0
| 2 | 24 | 15 | 0
| 2 | 24 | 16 | 0
| 2 | 24 | 17 | 0
| 2 | 24 | 18 | 0
| 2 | 24 | 19 | 0
| 2 | 24 | 20 | 0
| 2 | 24 | 21 | 0
| 2 | 24 | 22 | 0
| 2 | 24 | 23 | 0
| 2 | 24 | 24 | 0
| 2 | 25 | 1 | 0
| 2 | 25 | 2 | 0
| 2 | 25 | 3 | 0
| 2 | 25 | 4 | 0
| 2 | 25 | 5 | 0
| 2 | 25 | 6 | 0
| 2 | 25 | 7 | 0
| 2 | 25 | 8 | 0
| 2 | 25 | 9 | 0
| 2 | 25 | 10 | 0
| 2 | 25 | 11 | 0
| 2 | 25 | 12 | 0
| 2 | 25 | 13 | 0
| 2 | 25 | 14 | 0
| 2 | 25 | 15 | 0
| 2 | 25 | 16 | 0
| 2 | 25 | 17 | 0
| 2 | 25 | 18 | 0
| 2 | 25 | 19 | 0
| 2 | 25 | 20 | 0
| 2 | 25 | 21 | 0
| 2 | 25 | 22 | 0
| 2 | 25 | 23 | 0
| 2 | 25 | 24 | 0
| 2 | 26 | 1 | 0
| 2 | 26 | 2 | 0
| 2 | 26 | 3 | 0
| 2 | 26 | 4 | 0
| 2 | 26 | 5 | 0
| 2 | 26 | 6 | 0
| 2 | 26 | 7 | 0
| 2 | 26 | 8 | 0
| 2 | 26 | 9 | 0
| 2 | 26 | 10 | 0
| 2 | 26 | 11 | 0
| 2 | 26 | 12 | 0
| 2 | 26 | 13 | 0
| 2 | 26 | 14 | 0
| 2 | 26 | 15 | 0
| 2 | 26 | 16 | 0
| 2 | 26 | 17 | 0
| 2 | 26 | 18 | 0
| 2 | 26 | 19 | 0
| 2 | 26 | 20 | 0
| 2 | 26 | 21 | 0
| 2 | 26 | 22 | 0
| 2 | 26 | 23 | 0
| 2 | 26 | 24 | 0
| 2 | 27 | 1 | 0
| 2 | 27 | 2 | 0
| 2 | 27 | 3 | 0
| 2 | 27 | 4 | 0
| 2 | 27 | 5 | 0
| 2 | 27 | 6 | 0
| 2 | 27 | 7 | 0
| 2 | 27 | 8 | 0
| 2 | 27 | 9 | 0
| 2 | 27 | 10 | 0
| 2 | 27 | 11 | 0
| 2 | 27 | 12 | 0
| 2 | 27 | 13 | 0
| 2 | 27 | 14 | 0
| 2 | 27 | 15 | 0
| 2 | 27 | 16 | 0
| 2 | 27 | 17 | 0
| 2 | 27 | 18 | 0
| 2 | 27 | 19 | 0
| 2 | 27 | 20 | 0
| 2 | 27 | 21 | 0
| 2 | 27 | 22 | 0
| 2 | 27 | 23 | 0
| 2 | 27 | 24 | 0
| 2 | 28 | 1 | 0
| 2 | 28 | 2 | 0
| 2 | 28 | 3 | 0
| 2 | 28 | 4 | 0
| 2 | 28 | 5 | 0
| 2 | 28 | 6 | 0
| 2 | 28 | 7 | 0
| 2 | 28 | 8 | 0
| 2 | 28 | 9 | 0
| 2 | 28 | 10 | 0
| 2 | 28 | 11 | 0
| 2 | 28 | 12 | 0
| 2 | 28 | 13 | 0
| 2 | 28 | 14 | 0
| 2 | 28 | 15 | 0
| 2 | 28 | 16 | 0
| 2 | 28 | 17 | 0
| 2 | 28 | 18 | 0
| 2 | 28 | 19 | 0
| 2 | 28 | 20 | 0
| 2 | 28 | 21 | 0
| 2 | 28 | 22 | 0
| 2 | 28 | 23 | 0
| 2 | 28 | 24 | 0
| 3 | 1 | 1 | 0
| 3 | 1 | 2 | 0
| 3 | 1 | 3 | 0
| 3 | 1 | 4 | 0
| 3 | 1 | 5 | 0
| 3 | 1 | 6 | 0
| 3 | 1 | 7 | 0
| 3 | 1 | 8 | 0
| 3 | 1 | 9 | 0
| 3 | 1 | 10 | 0
| 3 | 1 | 11 | 0
| 3 | 1 | 12 | 0
| 3 | 1 | 13 | 0
| 3 | 1 | 14 | 0
| 3 | 1 | 15 | 0
| 3 | 1 | 16 | 0
| 3 | 1 | 17 | 0
| 3 | 1 | 18 | 0
| 3 | 1 | 19 | 0
| 3 | 1 | 20 | 0
| 3 | 1 | 21 | 0
| 3 | 1 | 22 | 0
| 3 | 1 | 23 | 0
| 3 | 1 | 24 | 0
| 3 | 2 | 1 | 0
| 3 | 2 | 2 | 0
| 3 | 2 | 3 | 0
| 3 | 2 | 4 | 0
| 3 | 2 | 5 | 0
| 3 | 2 | 6 | 0
| 3 | 2 | 7 | 0
| 3 | 2 | 8 | 0
| 3 | 2 | 9 | 0
| 3 | 2 | 10 | 0
| 3 | 2 | 11 | 0
| 3 | 2 | 12 | 0
| 3 | 2 | 13 | 0
| 3 | 2 | 14 | 0
| 3 | 2 | 15 | 0
| 3 | 2 | 16 | 0
| 3 | 2 | 17 | 0
| 3 | 2 | 18 | 0
| 3 | 2 | 19 | 0
| 3 | 2 | 20 | 0
| 3 | 2 | 21 | 0
| 3 | 2 | 22 | 0
| 3 | 2 | 23 | 0
| 3 | 2 | 24 | 0
| 3 | 3 | 1 | 0
| 3 | 3 | 2 | 0
| 3 | 3 | 3 | 0
| 3 | 3 | 4 | 0
| 3 | 3 | 5 | 0
| 3 | 3 | 6 | 0
| 3 | 3 | 7 | 0
| 3 | 3 | 8 | 0
| 3 | 3 | 9 | 0
| 3 | 3 | 10 | 0
| 3 | 3 | 11 | 0
| 3 | 3 | 12 | 0
| 3 | 3 | 13 | 0
| 3 | 3 | 14 | 0
| 3 | 3 | 15 | 0
| 3 | 3 | 16 | 0
| 3 | 3 | 17 | 0
| 3 | 3 | 18 | 0
| 3 | 3 | 19 | 0
| 3 | 3 | 20 | 0
| 3 | 3 | 21 | 0
| 3 | 3 | 22 | 0
| 3 | 3 | 23 | 0
| 3 | 3 | 24 | 0
| 3 | 4 | 1 | 0
| 3 | 4 | 2 | 0
| 3 | 4 | 3 | 0
| 3 | 4 | 4 | 0
| 3 | 4 | 5 | 0
| 3 | 4 | 6 | 0
| 3 | 4 | 7 | 0
| 3 | 4 | 8 | 0
| 3 | 4 | 9 | 0
| 3 | 4 | 10 | 0
| 3 | 4 | 11 | 0
| 3 | 4 | 12 | 0
| 3 | 4 | 13 | 0
| 3 | 4 | 14 | 0
| 3 | 4 | 15 | 0
| 3 | 4 | 16 | 0
| 3 | 4 | 17 | 0
| 3 | 4 | 18 | 0
| 3 | 4 | 19 | 0
| 3 | 4 | 20 | 0
| 3 | 4 | 21 | 0
| 3 | 4 | 22 | 0
| 3 | 4 | 23 | 0
| 3 | 4 | 24 | 0
| 3 | 5 | 1 | 0
| 3 | 5 | 2 | 0
| 3 | 5 | 3 | 0
| 3 | 5 | 4 | 0
| 3 | 5 | 5 | 0
| 3 | 5 | 6 | 0
| 3 | 5 | 7 | 0
| 3 | 5 | 8 | 0
| 3 | 5 | 9 | 0
| 3 | 5 | 10 | 0
| 3 | 5 | 11 | 0
| 3 | 5 | 12 | 0
| 3 | 5 | 13 | 0
| 3 | 5 | 14 | 0
| 3 | 5 | 15 | 0
| 3 | 5 | 16 | 0
| 3 | 5 | 17 | 0
| 3 | 5 | 18 | 0
| 3 | 5 | 19 | 0
| 3 | 5 | 20 | 0
| 3 | 5 | 21 | 0
| 3 | 5 | 22 | 0
| 3 | 5 | 23 | 0
| 3 | 5 | 24 | 0
| 3 | 6 | 1 | 0
| 3 | 6 | 2 | 0
| 3 | 6 | 3 | 0
| 3 | 6 | 4 | 0
| 3 | 6 | 5 | 0
| 3 | 6 | 6 | 0
| 3 | 6 | 7 | 0
| 3 | 6 | 8 | 0
| 3 | 6 | 9 | 0
| 3 | 6 | 10 | 0
| 3 | 6 | 11 | 0
| 3 | 6 | 12 | 0
| 3 | 6 | 13 | 0
| 3 | 6 | 14 | 0
| 3 | 6 | 15 | 0
| 3 | 6 | 16 | 0
| 3 | 6 | 17 | 0
| 3 | 6 | 18 | 0
| 3 | 6 | 19 | 0
| 3 | 6 | 20 | 0
| 3 | 6 | 21 | 0
| 3 | 6 | 22 | 0
| 3 | 6 | 23 | 0
| 3 | 6 | 24 | 0
| 3 | 7 | 1 | 0
| 3 | 7 | 2 | 0
| 3 | 7 | 3 | 0
| 3 | 7 | 4 | 0
| 3 | 7 | 5 | 0
| 3 | 7 | 6 | 0
| 3 | 7 | 7 | 0
| 3 | 7 | 8 | 0
| 3 | 7 | 9 | 0
| 3 | 7 | 10 | 0
| 3 | 7 | 11 | 0
| 3 | 7 | 12 | 0
| 3 | 7 | 13 | 0
| 3 | 7 | 14 | 0
| 3 | 7 | 15 | 0
| 3 | 7 | 16 | 0
| 3 | 7 | 17 | 0
| 3 | 7 | 18 | 0
| 3 | 7 | 19 | 0
| 3 | 7 | 20 | 0
| 3 | 7 | 21 | 0
| 3 | 7 | 22 | 0
| 3 | 7 | 23 | 0
| 3 | 7 | 24 | 0
| 3 | 8 | 1 | 0
| 3 | 8 | 2 | 0
| 3 | 8 | 3 | 0
| 3 | 8 | 4 | 0
| 3 | 8 | 5 | 0
| 3 | 8 | 6 | 0
| 3 | 8 | 7 | 0
| 3 | 8 | 8 | 0
| 3 | 8 | 9 | 0
| 3 | 8 | 10 | 0
| 3 | 8 | 11 | 0
| 3 | 8 | 12 | 0
| 3 | 8 | 13 | 0
| 3 | 8 | 14 | 0
| 3 | 8 | 15 | 0
| 3 | 8 | 16 | 0
| 3 | 8 | 17 | 0
| 3 | 8 | 18 | 0
| 3 | 8 | 19 | 0
| 3 | 8 | 20 | 0
| 3 | 8 | 21 | 0
| 3 | 8 | 22 | 0
| 3 | 8 | 23 | 0
| 3 | 8 | 24 | 0
| 3 | 9 | 1 | 0
| 3 | 9 | 2 | 0
| 3 | 9 | 3 | 0
| 3 | 9 | 4 | 0
| 3 | 9 | 5 | 0
| 3 | 9 | 6 | 0
| 3 | 9 | 7 | 0
| 3 | 9 | 8 | 0
| 3 | 9 | 9 | 0
| 3 | 9 | 10 | 0
| 3 | 9 | 11 | 0
| 3 | 9 | 12 | 0
| 3 | 9 | 13 | 0
| 3 | 9 | 14 | 0
| 3 | 9 | 15 | 0
| 3 | 9 | 16 | 0
| 3 | 9 | 17 | 0
| 3 | 9 | 18 | 0
| 3 | 9 | 19 | 0
| 3 | 9 | 20 | 0
| 3 | 9 | 21 | 0
| 3 | 9 | 22 | 0
| 3 | 9 | 23 | 0
| 3 | 9 | 24 | 0
| 3 | 10 | 1 | 0
| 3 | 10 | 2 | 0
| 3 | 10 | 3 | 0
| 3 | 10 | 4 | 0
| 3 | 10 | 5 | 0
| 3 | 10 | 6 | 0
| 3 | 10 | 7 | 0
| 3 | 10 | 8 | 0
| 3 | 10 | 9 | 0
| 3 | 10 | 10 | 0
| 3 | 10 | 11 | 0
| 3 | 10 | 12 | 0
| 3 | 10 | 13 | 0
| 3 | 10 | 14 | 0
| 3 | 10 | 15 | 0
| 3 | 10 | 16 | 0
| 3 | 10 | 17 | 0
| 3 | 10 | 18 | 0
| 3 | 10 | 19 | 0
| 3 | 10 | 20 | 0
| 3 | 10 | 21 | 0
| 3 | 10 | 22 | 0
| 3 | 10 | 23 | 0
| 3 | 10 | 24 | 0
| 3 | 11 | 1 | 0
| 3 | 11 | 2 | 0
| 3 | 11 | 3 | 0
| 3 | 11 | 4 | 0
| 3 | 11 | 5 | 0
| 3 | 11 | 6 | 0
| 3 | 11 | 7 | 0
| 3 | 11 | 8 | 0
| 3 | 11 | 9 | 0
| 3 | 11 | 10 | 0
| 3 | 11 | 11 | 0
| 3 | 11 | 12 | 0
| 3 | 11 | 13 | 0
| 3 | 11 | 14 | 0
| 3 | 11 | 15 | 0
| 3 | 11 | 16 | 0
| 3 | 11 | 17 | 0
| 3 | 11 | 18 | 0
| 3 | 11 | 19 | 0
| 3 | 11 | 20 | 0
| 3 | 11 | 21 | 0
| 3 | 11 | 22 | 0
| 3 | 11 | 23 | 0
| 3 | 11 | 24 | 0
| 3 | 12 | 1 | 0
| 3 | 12 | 2 | 0
| 3 | 12 | 3 | 0
| 3 | 12 | 4 | 0
| 3 | 12 | 5 | 0
| 3 | 12 | 6 | 0
| 3 | 12 | 7 | 0
| 3 | 12 | 8 | 0
| 3 | 12 | 9 | 0
| 3 | 12 | 10 | 0
| 3 | 12 | 11 | 0
| 3 | 12 | 12 | 0
| 3 | 12 | 13 | 0
| 3 | 12 | 14 | 0
| 3 | 12 | 15 | 0
| 3 | 12 | 16 | 0
| 3 | 12 | 17 | 0
| 3 | 12 | 18 | 0
| 3 | 12 | 19 | 0
| 3 | 12 | 20 | 0
| 3 | 12 | 21 | 0
| 3 | 12 | 22 | 0
| 3 | 12 | 23 | 0
| 3 | 12 | 24 | 0
| 3 | 13 | 1 | 0
| 3 | 13 | 2 | 0
| 3 | 13 | 3 | 0
| 3 | 13 | 4 | 0
| 3 | 13 | 5 | 0
| 3 | 13 | 6 | 0
| 3 | 13 | 7 | 0
| 3 | 13 | 8 | 0
| 3 | 13 | 9 | 0
| 3 | 13 | 10 | 0
| 3 | 13 | 11 | 0
| 3 | 13 | 12 | 0
| 3 | 13 | 13 | 0
| 3 | 13 | 14 | 0
| 3 | 13 | 15 | 0
| 3 | 13 | 16 | 0
| 3 | 13 | 17 | 0
| 3 | 13 | 18 | 0
| 3 | 13 | 19 | 0
| 3 | 13 | 20 | 0
| 3 | 13 | 21 | 0
| 3 | 13 | 22 | 0
| 3 | 13 | 23 | 0
| 3 | 13 | 24 | 0
| 3 | 14 | 1 | 0
| 3 | 14 | 2 | 0
| 3 | 14 | 3 | 0
| 3 | 14 | 4 | 0
| 3 | 14 | 5 | 0
| 3 | 14 | 6 | 0
| 3 | 14 | 7 | 0
| 3 | 14 | 8 | 0
| 3 | 14 | 9 | 0
| 3 | 14 | 10 | 0
| 3 | 14 | 11 | 0
| 3 | 14 | 12 | 0
| 3 | 14 | 13 | 0
| 3 | 14 | 14 | 0
| 3 | 14 | 15 | 0
| 3 | 14 | 16 | 0
| 3 | 14 | 17 | 0
| 3 | 14 | 18 | 0
| 3 | 14 | 19 | 0
| 3 | 14 | 20 | 0
| 3 | 14 | 21 | 0
| 3 | 14 | 22 | 0
| 3 | 14 | 23 | 0
| 3 | 14 | 24 | 0
| 3 | 15 | 1 | 0
| 3 | 15 | 2 | 0
| 3 | 15 | 3 | 0
| 3 | 15 | 4 | 0
| 3 | 15 | 5 | 0
| 3 | 15 | 6 | 0
| 3 | 15 | 7 | 0
| 3 | 15 | 8 | 0
| 3 | 15 | 9 | 0
| 3 | 15 | 10 | 0
| 3 | 15 | 11 | 0
| 3 | 15 | 12 | 0
| 3 | 15 | 13 | 0
| 3 | 15 | 14 | 0
| 3 | 15 | 15 | 0
| 3 | 15 | 16 | 0
| 3 | 15 | 17 | 0
| 3 | 15 | 18 | 0
| 3 | 15 | 19 | 0
| 3 | 15 | 20 | 0
| 3 | 15 | 21 | 0
| 3 | 15 | 22 | 0
| 3 | 15 | 23 | 0
| 3 | 15 | 24 | 0
| 3 | 16 | 1 | 0
| 3 | 16 | 2 | 0
| 3 | 16 | 3 | 0
| 3 | 16 | 4 | 0
| 3 | 16 | 5 | 0
| 3 | 16 | 6 | 0
| 3 | 16 | 7 | 0
| 3 | 16 | 8 | 0
| 3 | 16 | 9 | 0
| 3 | 16 | 10 | 0
| 3 | 16 | 11 | 0
| 3 | 16 | 12 | 0
| 3 | 16 | 13 | 0
| 3 | 16 | 14 | 0
| 3 | 16 | 15 | 0
| 3 | 16 | 16 | 0
| 3 | 16 | 17 | 0
| 3 | 16 | 18 | 0
| 3 | 16 | 19 | 0
| 3 | 16 | 20 | 0
| 3 | 16 | 21 | 0
| 3 | 16 | 22 | 0
| 3 | 16 | 23 | 0
| 3 | 16 | 24 | 0
| 3 | 17 | 1 | 0
| 3 | 17 | 2 | 0
| 3 | 17 | 3 | 0
| 3 | 17 | 4 | 0
| 3 | 17 | 5 | 0
| 3 | 17 | 6 | 0
| 3 | 17 | 7 | 0
| 3 | 17 | 8 | 0
| 3 | 17 | 9 | 0
| 3 | 17 | 10 | 0
| 3 | 17 | 11 | 0
| 3 | 17 | 12 | 0
| 3 | 17 | 13 | 0
| 3 | 17 | 14 | 0
| 3 | 17 | 15 | 0
| 3 | 17 | 16 | 0
| 3 | 17 | 17 | 0
| 3 | 17 | 18 | 0
| 3 | 17 | 19 | 0
| 3 | 17 | 20 | 0
| 3 | 17 | 21 | 0
| 3 | 17 | 22 | 0
| 3 | 17 | 23 | 0
| 3 | 17 | 24 | 0
| 3 | 18 | 1 | 0
| 3 | 18 | 2 | 0
| 3 | 18 | 3 | 0
| 3 | 18 | 4 | 0
| 3 | 18 | 5 | 0
| 3 | 18 | 6 | 0
| 3 | 18 | 7 | 0
| 3 | 18 | 8 | 0
| 3 | 18 | 9 | 0
| 3 | 18 | 10 | 0
| 3 | 18 | 11 | 0
| 3 | 18 | 12 | 0
| 3 | 18 | 13 | 0
| 3 | 18 | 14 | 0
| 3 | 18 | 15 | 0
| 3 | 18 | 16 | 0
| 3 | 18 | 17 | 0
| 3 | 18 | 18 | 0
| 3 | 18 | 19 | 0
| 3 | 18 | 20 | 0
| 3 | 18 | 21 | 0
| 3 | 18 | 22 | 0
| 3 | 18 | 23 | 0
| 3 | 18 | 24 | 0
| 3 | 19 | 1 | 0
| 3 | 19 | 2 | 0
| 3 | 19 | 3 | 0
| 3 | 19 | 4 | 0
| 3 | 19 | 5 | 0
| 3 | 19 | 6 | 0
| 3 | 19 | 7 | 0
| 3 | 19 | 8 | 0
| 3 | 19 | 9 | 0
| 3 | 19 | 10 | 0
| 3 | 19 | 11 | 0
| 3 | 19 | 12 | 0
| 3 | 19 | 13 | 0
| 3 | 19 | 14 | 0
| 3 | 19 | 15 | 0
| 3 | 19 | 16 | 0
| 3 | 19 | 17 | 0
| 3 | 19 | 18 | 0
| 3 | 19 | 19 | 0
| 3 | 19 | 20 | 0
| 3 | 19 | 21 | 0
| 3 | 19 | 22 | 0
| 3 | 19 | 23 | 0
| 3 | 19 | 24 | 0
| 3 | 20 | 1 | 0
| 3 | 20 | 2 | 0
| 3 | 20 | 3 | 0
| 3 | 20 | 4 | 0
| 3 | 20 | 5 | 0
| 3 | 20 | 6 | 0
| 3 | 20 | 7 | 0
| 3 | 20 | 8 | 0
| 3 | 20 | 9 | 0
| 3 | 20 | 10 | 0
| 3 | 20 | 11 | 0
| 3 | 20 | 12 | 0
| 3 | 20 | 13 | 0
| 3 | 20 | 14 | 0
| 3 | 20 | 15 | 0
| 3 | 20 | 16 | 0
| 3 | 20 | 17 | 0
| 3 | 20 | 18 | 0
| 3 | 20 | 19 | 0
| 3 | 20 | 20 | 0
| 3 | 20 | 21 | 0
| 3 | 20 | 22 | 0
| 3 | 20 | 23 | 0
| 3 | 20 | 24 | 0
| 3 | 21 | 1 | 0
| 3 | 21 | 2 | 0
| 3 | 21 | 3 | 0
| 3 | 21 | 4 | 0
| 3 | 21 | 5 | 0
| 3 | 21 | 6 | 0
| 3 | 21 | 7 | 0
| 3 | 21 | 8 | 0
| 3 | 21 | 9 | 0
| 3 | 21 | 10 | 0
| 3 | 21 | 11 | 0
| 3 | 21 | 12 | 0
| 3 | 21 | 13 | 0
| 3 | 21 | 14 | 0
| 3 | 21 | 15 | 0
| 3 | 21 | 16 | 0
| 3 | 21 | 17 | 0
| 3 | 21 | 18 | 0
| 3 | 21 | 19 | 0
| 3 | 21 | 20 | 0
| 3 | 21 | 21 | 0
| 3 | 21 | 22 | 0
| 3 | 21 | 23 | 0
| 3 | 21 | 24 | 0
| 3 | 22 | 1 | 0
| 3 | 22 | 2 | 0
| 3 | 22 | 3 | 0
| 3 | 22 | 4 | 0
| 3 | 22 | 5 | 0
| 3 | 22 | 6 | 0
| 3 | 22 | 7 | 0
| 3 | 22 | 8 | 0
| 3 | 22 | 9 | 0
| 3 | 22 | 10 | 0
| 3 | 22 | 11 | 0
| 3 | 22 | 12 | 0
| 3 | 22 | 13 | 0
| 3 | 22 | 14 | 0
| 3 | 22 | 15 | 0
| 3 | 22 | 16 | 0
| 3 | 22 | 17 | 0
| 3 | 22 | 18 | 0
| 3 | 22 | 19 | 0
| 3 | 22 | 20 | 0
| 3 | 22 | 21 | 0
| 3 | 22 | 22 | 0
| 3 | 22 | 23 | 0
| 3 | 22 | 24 | 0
| 3 | 23 | 1 | 0
| 3 | 23 | 2 | 0
| 3 | 23 | 3 | 0
| 3 | 23 | 4 | 0
| 3 | 23 | 5 | 0
| 3 | 23 | 6 | 0
| 3 | 23 | 7 | 0
| 3 | 23 | 8 | 0
| 3 | 23 | 9 | 0
| 3 | 23 | 10 | 0
| 3 | 23 | 11 | 0
| 3 | 23 | 12 | 0
| 3 | 23 | 13 | 0
| 3 | 23 | 14 | 0
| 3 | 23 | 15 | 0
| 3 | 23 | 16 | 0
| 3 | 23 | 17 | 0
| 3 | 23 | 18 | 0
| 3 | 23 | 19 | 0
| 3 | 23 | 20 | 0
| 3 | 23 | 21 | 0
| 3 | 23 | 22 | 0
| 3 | 23 | 23 | 0
| 3 | 23 | 24 | 0
| 3 | 24 | 1 | 0
| 3 | 24 | 2 | 0
| 3 | 24 | 3 | 0
| 3 | 24 | 4 | 0
| 3 | 24 | 5 | 0
| 3 | 24 | 6 | 0
| 3 | 24 | 7 | 0
| 3 | 24 | 8 | 0
| 3 | 24 | 9 | 0
| 3 | 24 | 10 | 0
| 3 | 24 | 11 | 0
| 3 | 24 | 12 | 0
| 3 | 24 | 13 | 0
| 3 | 24 | 14 | 0
| 3 | 24 | 15 | 0
| 3 | 24 | 16 | 0
| 3 | 24 | 17 | 0
| 3 | 24 | 18 | 0
| 3 | 24 | 19 | 0
| 3 | 24 | 20 | 0
| 3 | 24 | 21 | 0
| 3 | 24 | 22 | 0
| 3 | 24 | 23 | 0
| 3 | 24 | 24 | 0
| 3 | 25 | 1 | 0
| 3 | 25 | 2 | 0
| 3 | 25 | 3 | 0
| 3 | 25 | 4 | 0
| 3 | 25 | 5 | 0
| 3 | 25 | 6 | 0
| 3 | 25 | 7 | 0
| 3 | 25 | 8 | 0
| 3 | 25 | 9 | 0
| 3 | 25 | 10 | 0
| 3 | 25 | 11 | 0
| 3 | 25 | 12 | 0
| 3 | 25 | 13 | 0
| 3 | 25 | 14 | 0
| 3 | 25 | 15 | 0
| 3 | 25 | 16 | 0
| 3 | 25 | 17 | 0
| 3 | 25 | 18 | 0
| 3 | 25 | 19 | 0
| 3 | 25 | 20 | 0
| 3 | 25 | 21 | 0
| 3 | 25 | 22 | 0
| 3 | 25 | 23 | 0
| 3 | 25 | 24 | 0
| 3 | 26 | 1 | 0
| 3 | 26 | 2 | 0
| 3 | 26 | 3 | 0
| 3 | 26 | 4 | 0
| 3 | 26 | 5 | 0
| 3 | 26 | 6 | 0
| 3 | 26 | 7 | 0
| 3 | 26 | 8 | 0
| 3 | 26 | 9 | 0
| 3 | 26 | 10 | 0
| 3 | 26 | 11 | 0
| 3 | 26 | 12 | 0
| 3 | 26 | 13 | 0
| 3 | 26 | 14 | 0
| 3 | 26 | 15 | 0
| 3 | 26 | 16 | 0
| 3 | 26 | 17 | 0
| 3 | 26 | 18 | 0
| 3 | 26 | 19 | 0
| 3 | 26 | 20 | 0
| 3 | 26 | 21 | 0
| 3 | 26 | 22 | 0
| 3 | 26 | 23 | 0
| 3 | 26 | 24 | 0
| 3 | 27 | 1 | 0
| 3 | 27 | 2 | 0
| 3 | 27 | 3 | 0
| 3 | 27 | 4 | 0
| 3 | 27 | 5 | 0
| 3 | 27 | 6 | 0
| 3 | 27 | 7 | 0
| 3 | 27 | 8 | 0
| 3 | 27 | 9 | 0
| 3 | 27 | 10 | 0
| 3 | 27 | 11 | 0
| 3 | 27 | 12 | 0
| 3 | 27 | 13 | 0
| 3 | 27 | 14 | 0
| 3 | 27 | 15 | 0
| 3 | 27 | 16 | 0
| 3 | 27 | 17 | 0
| 3 | 27 | 18 | 0
| 3 | 27 | 19 | 0
| 3 | 27 | 20 | 0
| 3 | 27 | 21 | 0
| 3 | 27 | 22 | 0
| 3 | 27 | 23 | 0
| 3 | 27 | 24 | 0
| 3 | 28 | 1 | 0
| 3 | 28 | 2 | 0
| 3 | 28 | 3 | 0
| 3 | 28 | 4 | 0
| 3 | 28 | 5 | 0
| 3 | 28 | 6 | 0
| 3 | 28 | 7 | 0
| 3 | 28 | 8 | 0
| 3 | 28 | 9 | 0
| 3 | 28 | 10 | 0
| 3 | 28 | 11 | 0
| 3 | 28 | 12 | 0
| 3 | 28 | 13 | 0
| 3 | 28 | 14 | 0
| 3 | 28 | 15 | 0
| 3 | 28 | 16 | 0
| 3 | 28 | 17 | 0
| 3 | 28 | 18 | 0
| 3 | 28 | 19 | 0
| 3 | 28 | 20 | 0
| 3 | 28 | 21 | 0
| 3 | 28 | 22 | 0
| 3 | 28 | 23 | 0
| 3 | 28 | 24 | 0
| 3 | 29 | 1 | 0
| 3 | 29 | 2 | 0
| 3 | 29 | 3 | 0
| 3 | 29 | 4 | 0
| 3 | 29 | 5 | 0
| 3 | 29 | 6 | 0
| 3 | 29 | 7 | 0
| 3 | 29 | 8 | 0
| 3 | 29 | 9 | 0
| 3 | 29 | 10 | 0
| 3 | 29 | 11 | 0
| 3 | 29 | 12 | 0
| 3 | 29 | 13 | 0
| 3 | 29 | 14 | 0
| 3 | 29 | 15 | 0
| 3 | 29 | 16 | 0
| 3 | 29 | 17 | 0
| 3 | 29 | 18 | 0
| 3 | 29 | 19 | 0
| 3 | 29 | 20 | 0
| 3 | 29 | 21 | 0
| 3 | 29 | 22 | 0
| 3 | 29 | 23 | 0
| 3 | 29 | 24 | 0
| 3 | 30 | 1 | 0
| 3 | 30 | 2 | 0
| 3 | 30 | 3 | 0
| 3 | 30 | 4 | 0
| 3 | 30 | 5 | 0
| 3 | 30 | 6 | 0
| 3 | 30 | 7 | 0
| 3 | 30 | 8 | 0
| 3 | 30 | 9 | 0
| 3 | 30 | 10 | 0
| 3 | 30 | 11 | 0
| 3 | 30 | 12 | 0
| 3 | 30 | 13 | 0
| 3 | 30 | 14 | 0
| 3 | 30 | 15 | 0
| 3 | 30 | 16 | 0
| 3 | 30 | 17 | 0
| 3 | 30 | 18 | 0
| 3 | 30 | 19 | 0
| 3 | 30 | 20 | 0
| 3 | 30 | 21 | 0
| 3 | 30 | 22 | 0
| 3 | 30 | 23 | 0
| 3 | 30 | 24 | 0
| 3 | 31 | 1 | 0
| 3 | 31 | 2 | 0
| 3 | 31 | 3 | 0
| 3 | 31 | 4 | 0
| 3 | 31 | 5 | 0
| 3 | 31 | 6 | 0
| 3 | 31 | 7 | 0
| 3 | 31 | 8 | 0
| 3 | 31 | 9 | 0
| 3 | 31 | 10 | 0
| 3 | 31 | 11 | 0
| 3 | 31 | 12 | 0
| 3 | 31 | 13 | 0
| 3 | 31 | 14 | 0
| 3 | 31 | 15 | 0
| 3 | 31 | 16 | 0
| 3 | 31 | 17 | 0
| 3 | 31 | 18 | 0
| 3 | 31 | 19 | 0
| 3 | 31 | 20 | 0
| 3 | 31 | 21 | 0
| 3 | 31 | 22 | 0
| 3 | 31 | 23 | 0
| 3 | 31 | 24 | 0
| 4 | 1 | 1 | 0
| 4 | 1 | 2 | 0
| 4 | 1 | 3 | 0
| 4 | 1 | 4 | 0
| 4 | 1 | 5 | 0
| 4 | 1 | 6 | 0
| 4 | 1 | 7 | 0
| 4 | 1 | 8 | 0
| 4 | 1 | 9 | 0
| 4 | 1 | 10 | 0
| 4 | 1 | 11 | 0
| 4 | 1 | 12 | 0
| 4 | 1 | 13 | 0
| 4 | 1 | 14 | 0
| 4 | 1 | 15 | 0
| 4 | 1 | 16 | 0
| 4 | 1 | 17 | 0
| 4 | 1 | 18 | 0
| 4 | 1 | 19 | 0
| 4 | 1 | 20 | 0
| 4 | 1 | 21 | 0
| 4 | 1 | 22 | 0
| 4 | 1 | 23 | 0
| 4 | 1 | 24 | 0
| 4 | 2 | 1 | 0
| 4 | 2 | 2 | 0
| 4 | 2 | 3 | 0
| 4 | 2 | 4 | 0
| 4 | 2 | 5 | 0
| 4 | 2 | 6 | 0
| 4 | 2 | 7 | 0
| 4 | 2 | 8 | 0
| 4 | 2 | 9 | 0
| 4 | 2 | 10 | 0
| 4 | 2 | 11 | 0
| 4 | 2 | 12 | 0
| 4 | 2 | 13 | 0
| 4 | 2 | 14 | 0
| 4 | 2 | 15 | 0
| 4 | 2 | 16 | 0
| 4 | 2 | 17 | 0
| 4 | 2 | 18 | 0
| 4 | 2 | 19 | 0
| 4 | 2 | 20 | 0
| 4 | 2 | 21 | 0
| 4 | 2 | 22 | 0
| 4 | 2 | 23 | 0
| 4 | 2 | 24 | 0
| 4 | 3 | 1 | 0
| 4 | 3 | 2 | 0
| 4 | 3 | 3 | 0
| 4 | 3 | 4 | 0
| 4 | 3 | 5 | 0
| 4 | 3 | 6 | 0
| 4 | 3 | 7 | 0
| 4 | 3 | 8 | 0
| 4 | 3 | 9 | 0
| 4 | 3 | 10 | 0
| 4 | 3 | 11 | 0
| 4 | 3 | 12 | 0
| 4 | 3 | 13 | 0
| 4 | 3 | 14 | 0
| 4 | 3 | 15 | 0
| 4 | 3 | 16 | 0
| 4 | 3 | 17 | 0
| 4 | 3 | 18 | 0
| 4 | 3 | 19 | 0
| 4 | 3 | 20 | 0
| 4 | 3 | 21 | 0
| 4 | 3 | 22 | 0
| 4 | 3 | 23 | 0
| 4 | 3 | 24 | 0
| 4 | 4 | 1 | 0
| 4 | 4 | 2 | 0
| 4 | 4 | 3 | 0
| 4 | 4 | 4 | 0
| 4 | 4 | 5 | 0
| 4 | 4 | 6 | 0
| 4 | 4 | 7 | 0
| 4 | 4 | 8 | 0
| 4 | 4 | 9 | 0
| 4 | 4 | 10 | 0
| 4 | 4 | 11 | 0
| 4 | 4 | 12 | 0
| 4 | 4 | 13 | 0
| 4 | 4 | 14 | 0
| 4 | 4 | 15 | 0
| 4 | 4 | 16 | 0
| 4 | 4 | 17 | 0
| 4 | 4 | 18 | 0
| 4 | 4 | 19 | 0
| 4 | 4 | 20 | 0
| 4 | 4 | 21 | 0
| 4 | 4 | 22 | 0
| 4 | 4 | 23 | 0
| 4 | 4 | 24 | 0
| 4 | 5 | 1 | 0
| 4 | 5 | 2 | 0
| 4 | 5 | 3 | 0
| 4 | 5 | 4 | 0
| 4 | 5 | 5 | 0
| 4 | 5 | 6 | 0
| 4 | 5 | 7 | 0
| 4 | 5 | 8 | 0
| 4 | 5 | 9 | 0
| 4 | 5 | 10 | 0
| 4 | 5 | 11 | 0
| 4 | 5 | 12 | 0
| 4 | 5 | 13 | 0
| 4 | 5 | 14 | 0
| 4 | 5 | 15 | 0
| 4 | 5 | 16 | 0
| 4 | 5 | 17 | 0
| 4 | 5 | 18 | 0
| 4 | 5 | 19 | 0
| 4 | 5 | 20 | 0
| 4 | 5 | 21 | 0
| 4 | 5 | 22 | 0
| 4 | 5 | 23 | 0
| 4 | 5 | 24 | 0
| 4 | 6 | 1 | 0
| 4 | 6 | 2 | 0
| 4 | 6 | 3 | 0
| 4 | 6 | 4 | 0
| 4 | 6 | 5 | 0
| 4 | 6 | 6 | 0
| 4 | 6 | 7 | 0
| 4 | 6 | 8 | 0
| 4 | 6 | 9 | 0
| 4 | 6 | 10 | 0
| 4 | 6 | 11 | 0
| 4 | 6 | 12 | 0
| 4 | 6 | 13 | 0
| 4 | 6 | 14 | 0
| 4 | 6 | 15 | 0
| 4 | 6 | 16 | 0
| 4 | 6 | 17 | 0
| 4 | 6 | 18 | 0
| 4 | 6 | 19 | 0
| 4 | 6 | 20 | 0
| 4 | 6 | 21 | 0
| 4 | 6 | 22 | 0
| 4 | 6 | 23 | 0
| 4 | 6 | 24 | 0
| 4 | 7 | 1 | 0
| 4 | 7 | 2 | 0
| 4 | 7 | 3 | 0
| 4 | 7 | 4 | 0
| 4 | 7 | 5 | 0
| 4 | 7 | 6 | 0
| 4 | 7 | 7 | 0
| 4 | 7 | 8 | 0
| 4 | 7 | 9 | 0
| 4 | 7 | 10 | 0
| 4 | 7 | 11 | 0
| 4 | 7 | 12 | 0
| 4 | 7 | 13 | 0
| 4 | 7 | 14 | 0
| 4 | 7 | 15 | 0
| 4 | 7 | 16 | 0
| 4 | 7 | 17 | 0
| 4 | 7 | 18 | 0
| 4 | 7 | 19 | 0
| 4 | 7 | 20 | 0
| 4 | 7 | 21 | 0
| 4 | 7 | 22 | 0
| 4 | 7 | 23 | 0
| 4 | 7 | 24 | 0
| 4 | 8 | 1 | 0
| 4 | 8 | 2 | 0
| 4 | 8 | 3 | 0
| 4 | 8 | 4 | 0
| 4 | 8 | 5 | 0
| 4 | 8 | 6 | 0
| 4 | 8 | 7 | 0
| 4 | 8 | 8 | 0
| 4 | 8 | 9 | 0
| 4 | 8 | 10 | 0
| 4 | 8 | 11 | 0
| 4 | 8 | 12 | 0
| 4 | 8 | 13 | 0
| 4 | 8 | 14 | 0
| 4 | 8 | 15 | 0
| 4 | 8 | 16 | 0
| 4 | 8 | 17 | 0
| 4 | 8 | 18 | 0
| 4 | 8 | 19 | 0
| 4 | 8 | 20 | 0
| 4 | 8 | 21 | 0
| 4 | 8 | 22 | 0
| 4 | 8 | 23 | 0
| 4 | 8 | 24 | 0
| 4 | 9 | 1 | 0
| 4 | 9 | 2 | 0
| 4 | 9 | 3 | 0
| 4 | 9 | 4 | 0
| 4 | 9 | 5 | 0
| 4 | 9 | 6 | 0
| 4 | 9 | 7 | 0
| 4 | 9 | 8 | 0
| 4 | 9 | 9 | 0
| 4 | 9 | 10 | 0
| 4 | 9 | 11 | 0
| 4 | 9 | 12 | 0
| 4 | 9 | 13 | 0
| 4 | 9 | 14 | 0
| 4 | 9 | 15 | 0
| 4 | 9 | 16 | 0
| 4 | 9 | 17 | 0
| 4 | 9 | 18 | 0
| 4 | 9 | 19 | 0
| 4 | 9 | 20 | 0
| 4 | 9 | 21 | 0
| 4 | 9 | 22 | 0
| 4 | 9 | 23 | 0
| 4 | 9 | 24 | 0
| 4 | 10 | 1 | 0
| 4 | 10 | 2 | 0
| 4 | 10 | 3 | 0
| 4 | 10 | 4 | 0
| 4 | 10 | 5 | 0
| 4 | 10 | 6 | 0
| 4 | 10 | 7 | 0
| 4 | 10 | 8 | 0
| 4 | 10 | 9 | 0
| 4 | 10 | 10 | 0
| 4 | 10 | 11 | 0
| 4 | 10 | 12 | 0
| 4 | 10 | 13 | 0
| 4 | 10 | 14 | 0
| 4 | 10 | 15 | 0
| 4 | 10 | 16 | 0
| 4 | 10 | 17 | 0
| 4 | 10 | 18 | 0
| 4 | 10 | 19 | 0
| 4 | 10 | 20 | 0
| 4 | 10 | 21 | 0
| 4 | 10 | 22 | 0
| 4 | 10 | 23 | 0
| 4 | 10 | 24 | 0
| 4 | 11 | 1 | 0
| 4 | 11 | 2 | 0
| 4 | 11 | 3 | 0
| 4 | 11 | 4 | 0
| 4 | 11 | 5 | 0
| 4 | 11 | 6 | 0
| 4 | 11 | 7 | 0
| 4 | 11 | 8 | 0
| 4 | 11 | 9 | 0
| 4 | 11 | 10 | 0
| 4 | 11 | 11 | 0
| 4 | 11 | 12 | 0
| 4 | 11 | 13 | 0
| 4 | 11 | 14 | 0
| 4 | 11 | 15 | 0
| 4 | 11 | 16 | 0
| 4 | 11 | 17 | 0
| 4 | 11 | 18 | 0
| 4 | 11 | 19 | 0
| 4 | 11 | 20 | 0
| 4 | 11 | 21 | 0
| 4 | 11 | 22 | 0
| 4 | 11 | 23 | 0
| 4 | 11 | 24 | 0
| 4 | 12 | 1 | 0
| 4 | 12 | 2 | 0
| 4 | 12 | 3 | 0
| 4 | 12 | 4 | 0
| 4 | 12 | 5 | 0
| 4 | 12 | 6 | 0
| 4 | 12 | 7 | 0
| 4 | 12 | 8 | 0
| 4 | 12 | 9 | 0
| 4 | 12 | 10 | 0
| 4 | 12 | 11 | 0
| 4 | 12 | 12 | 0
| 4 | 12 | 13 | 0
| 4 | 12 | 14 | 0
| 4 | 12 | 15 | 0
| 4 | 12 | 16 | 0
| 4 | 12 | 17 | 0
| 4 | 12 | 18 | 0
| 4 | 12 | 19 | 0
| 4 | 12 | 20 | 0
| 4 | 12 | 21 | 0
| 4 | 12 | 22 | 0
| 4 | 12 | 23 | 0
| 4 | 12 | 24 | 0
| 4 | 13 | 1 | 0
| 4 | 13 | 2 | 0
| 4 | 13 | 3 | 0
| 4 | 13 | 4 | 0
| 4 | 13 | 5 | 0
| 4 | 13 | 6 | 0
| 4 | 13 | 7 | 0
| 4 | 13 | 8 | 0
| 4 | 13 | 9 | 0
| 4 | 13 | 10 | 0
| 4 | 13 | 11 | 0
| 4 | 13 | 12 | 0
| 4 | 13 | 13 | 0
| 4 | 13 | 14 | 0
| 4 | 13 | 15 | 0
| 4 | 13 | 16 | 0
| 4 | 13 | 17 | 0
| 4 | 13 | 18 | 0
| 4 | 13 | 19 | 0
| 4 | 13 | 20 | 0
| 4 | 13 | 21 | 0
| 4 | 13 | 22 | 0
| 4 | 13 | 23 | 0
| 4 | 13 | 24 | 0
| 4 | 14 | 1 | 0
| 4 | 14 | 2 | 0
| 4 | 14 | 3 | 0
| 4 | 14 | 4 | 0
| 4 | 14 | 5 | 0
| 4 | 14 | 6 | 0
| 4 | 14 | 7 | 0
| 4 | 14 | 8 | 0
| 4 | 14 | 9 | 0
| 4 | 14 | 10 | 0
| 4 | 14 | 11 | 0
| 4 | 14 | 12 | 0
| 4 | 14 | 13 | 0
| 4 | 14 | 14 | 0
| 4 | 14 | 15 | 0
| 4 | 14 | 16 | 0
| 4 | 14 | 17 | 0
| 4 | 14 | 18 | 0
| 4 | 14 | 19 | 0
| 4 | 14 | 20 | 0
| 4 | 14 | 21 | 0
| 4 | 14 | 22 | 0
| 4 | 14 | 23 | 0
| 4 | 14 | 24 | 0
| 4 | 15 | 1 | 0
| 4 | 15 | 2 | 0
| 4 | 15 | 3 | 0
| 4 | 15 | 4 | 0
| 4 | 15 | 5 | 0
| 4 | 15 | 6 | 0
| 4 | 15 | 7 | 0
| 4 | 15 | 8 | 0
| 4 | 15 | 9 | 0
| 4 | 15 | 10 | 0
| 4 | 15 | 11 | 0
| 4 | 15 | 12 | 0
| 4 | 15 | 13 | 0
| 4 | 15 | 14 | 0
| 4 | 15 | 15 | 0
| 4 | 15 | 16 | 0
| 4 | 15 | 17 | 0
| 4 | 15 | 18 | 0
| 4 | 15 | 19 | 0
| 4 | 15 | 20 | 0
| 4 | 15 | 21 | 0
| 4 | 15 | 22 | 0
| 4 | 15 | 23 | 0
| 4 | 15 | 24 | 0
| 4 | 16 | 1 | 0
| 4 | 16 | 2 | 0
| 4 | 16 | 3 | 0
| 4 | 16 | 4 | 0
| 4 | 16 | 5 | 0
| 4 | 16 | 6 | 0
| 4 | 16 | 7 | 0
| 4 | 16 | 8 | 0
| 4 | 16 | 9 | 0
| 4 | 16 | 10 | 0
| 4 | 16 | 11 | 0
| 4 | 16 | 12 | 0
| 4 | 16 | 13 | 0
| 4 | 16 | 14 | 0
| 4 | 16 | 15 | 0
| 4 | 16 | 16 | 0
| 4 | 16 | 17 | 0
| 4 | 16 | 18 | 0
| 4 | 16 | 19 | 0
| 4 | 16 | 20 | 0
| 4 | 16 | 21 | 0
| 4 | 16 | 22 | 0
| 4 | 16 | 23 | 0
| 4 | 16 | 24 | 0
| 4 | 17 | 1 | 0
| 4 | 17 | 2 | 0
| 4 | 17 | 3 | 0
| 4 | 17 | 4 | 0
| 4 | 17 | 5 | 0
| 4 | 17 | 6 | 0
| 4 | 17 | 7 | 0
| 4 | 17 | 8 | 0
| 4 | 17 | 9 | 0
| 4 | 17 | 10 | 0
| 4 | 17 | 11 | 0
| 4 | 17 | 12 | 0
| 4 | 17 | 13 | 0
| 4 | 17 | 14 | 0
| 4 | 17 | 15 | 0
| 4 | 17 | 16 | 0
| 4 | 17 | 17 | 0
| 4 | 17 | 18 | 0
| 4 | 17 | 19 | 0
| 4 | 17 | 20 | 0
| 4 | 17 | 21 | 0
| 4 | 17 | 22 | 0
| 4 | 17 | 23 | 0
| 4 | 17 | 24 | 0
| 4 | 18 | 1 | 0
| 4 | 18 | 2 | 0
| 4 | 18 | 3 | 0
| 4 | 18 | 4 | 0
| 4 | 18 | 5 | 0
| 4 | 18 | 6 | 0
| 4 | 18 | 7 | 0
| 4 | 18 | 8 | 0
| 4 | 18 | 9 | 0
| 4 | 18 | 10 | 0
| 4 | 18 | 11 | 0
| 4 | 18 | 12 | 0
| 4 | 18 | 13 | 0
| 4 | 18 | 14 | 0
| 4 | 18 | 15 | 0
| 4 | 18 | 16 | 0
| 4 | 18 | 17 | 0
| 4 | 18 | 18 | 0
| 4 | 18 | 19 | 0
| 4 | 18 | 20 | 0
| 4 | 18 | 21 | 0
| 4 | 18 | 22 | 0
| 4 | 18 | 23 | 0
| 4 | 18 | 24 | 0
| 4 | 19 | 1 | 0
| 4 | 19 | 2 | 0
| 4 | 19 | 3 | 0
| 4 | 19 | 4 | 0
| 4 | 19 | 5 | 0
| 4 | 19 | 6 | 0
| 4 | 19 | 7 | 0
| 4 | 19 | 8 | 0
| 4 | 19 | 9 | 0
| 4 | 19 | 10 | 0
| 4 | 19 | 11 | 0
| 4 | 19 | 12 | 0
| 4 | 19 | 13 | 0
| 4 | 19 | 14 | 0
| 4 | 19 | 15 | 0
| 4 | 19 | 16 | 0
| 4 | 19 | 17 | 0
| 4 | 19 | 18 | 0
| 4 | 19 | 19 | 0
| 4 | 19 | 20 | 0
| 4 | 19 | 21 | 0
| 4 | 19 | 22 | 0
| 4 | 19 | 23 | 0
| 4 | 19 | 24 | 0
| 4 | 20 | 1 | 0
| 4 | 20 | 2 | 0
| 4 | 20 | 3 | 0
| 4 | 20 | 4 | 0
| 4 | 20 | 5 | 0
| 4 | 20 | 6 | 0
| 4 | 20 | 7 | 0
| 4 | 20 | 8 | 0
| 4 | 20 | 9 | 0
| 4 | 20 | 10 | 0
| 4 | 20 | 11 | 0
| 4 | 20 | 12 | 0
| 4 | 20 | 13 | 0
| 4 | 20 | 14 | 0
| 4 | 20 | 15 | 0
| 4 | 20 | 16 | 0
| 4 | 20 | 17 | 0
| 4 | 20 | 18 | 0
| 4 | 20 | 19 | 0
| 4 | 20 | 20 | 0
| 4 | 20 | 21 | 0
| 4 | 20 | 22 | 0
| 4 | 20 | 23 | 0
| 4 | 20 | 24 | 0
| 4 | 21 | 1 | 0
| 4 | 21 | 2 | 0
| 4 | 21 | 3 | 0
| 4 | 21 | 4 | 0
| 4 | 21 | 5 | 0
| 4 | 21 | 6 | 0
| 4 | 21 | 7 | 0
| 4 | 21 | 8 | 0
| 4 | 21 | 9 | 0
| 4 | 21 | 10 | 0
| 4 | 21 | 11 | 0
| 4 | 21 | 12 | 0
| 4 | 21 | 13 | 0
| 4 | 21 | 14 | 0
| 4 | 21 | 15 | 0
| 4 | 21 | 16 | 0
| 4 | 21 | 17 | 0
| 4 | 21 | 18 | 0
| 4 | 21 | 19 | 0
| 4 | 21 | 20 | 0
| 4 | 21 | 21 | 0
| 4 | 21 | 22 | 0
| 4 | 21 | 23 | 0
| 4 | 21 | 24 | 0
| 4 | 22 | 1 | 0
| 4 | 22 | 2 | 0
| 4 | 22 | 3 | 0
| 4 | 22 | 4 | 0
| 4 | 22 | 5 | 0
| 4 | 22 | 6 | 0
| 4 | 22 | 7 | 0
| 4 | 22 | 8 | 0
| 4 | 22 | 9 | 0
| 4 | 22 | 10 | 0
| 4 | 22 | 11 | 0
| 4 | 22 | 12 | 0
| 4 | 22 | 13 | 0
| 4 | 22 | 14 | 0
| 4 | 22 | 15 | 0
| 4 | 22 | 16 | 0
| 4 | 22 | 17 | 0
| 4 | 22 | 18 | 0
| 4 | 22 | 19 | 0
| 4 | 22 | 20 | 0
| 4 | 22 | 21 | 0
| 4 | 22 | 22 | 0
| 4 | 22 | 23 | 0
| 4 | 22 | 24 | 0
| 4 | 23 | 1 | 0
| 4 | 23 | 2 | 0
| 4 | 23 | 3 | 0
| 4 | 23 | 4 | 0
| 4 | 23 | 5 | 0
| 4 | 23 | 6 | 0
| 4 | 23 | 7 | 0
| 4 | 23 | 8 | 0
| 4 | 23 | 9 | 0
| 4 | 23 | 10 | 0
| 4 | 23 | 11 | 0
| 4 | 23 | 12 | 0
| 4 | 23 | 13 | 0
| 4 | 23 | 14 | 0
| 4 | 23 | 15 | 0
| 4 | 23 | 16 | 0
| 4 | 23 | 17 | 0
| 4 | 23 | 18 | 0
| 4 | 23 | 19 | 0
| 4 | 23 | 20 | 0
| 4 | 23 | 21 | 0
| 4 | 23 | 22 | 0
| 4 | 23 | 23 | 0
| 4 | 23 | 24 | 0
| 4 | 24 | 1 | 0
| 4 | 24 | 2 | 0
| 4 | 24 | 3 | 0
| 4 | 24 | 4 | 0
| 4 | 24 | 5 | 0
| 4 | 24 | 6 | 0
| 4 | 24 | 7 | 0
| 4 | 24 | 8 | 0
| 4 | 24 | 9 | 0
| 4 | 24 | 10 | 0
| 4 | 24 | 11 | 0
| 4 | 24 | 12 | 0
| 4 | 24 | 13 | 0
| 4 | 24 | 14 | 0
| 4 | 24 | 15 | 0
| 4 | 24 | 16 | 0
| 4 | 24 | 17 | 0
| 4 | 24 | 18 | 0
| 4 | 24 | 19 | 0
| 4 | 24 | 20 | 0
| 4 | 24 | 21 | 0
| 4 | 24 | 22 | 0
| 4 | 24 | 23 | 0
| 4 | 24 | 24 | 0
| 4 | 25 | 1 | 0
| 4 | 25 | 2 | 0
| 4 | 25 | 3 | 0
| 4 | 25 | 4 | 0
| 4 | 25 | 5 | 0
| 4 | 25 | 6 | 0
| 4 | 25 | 7 | 0
| 4 | 25 | 8 | 0
| 4 | 25 | 9 | 0
| 4 | 25 | 10 | 0
| 4 | 25 | 11 | 0
| 4 | 25 | 12 | 0
| 4 | 25 | 13 | 0
| 4 | 25 | 14 | 0
| 4 | 25 | 15 | 0
| 4 | 25 | 16 | 0
| 4 | 25 | 17 | 0
| 4 | 25 | 18 | 0
| 4 | 25 | 19 | 0
| 4 | 25 | 20 | 0
| 4 | 25 | 21 | 0
| 4 | 25 | 22 | 0
| 4 | 25 | 23 | 0
| 4 | 25 | 24 | 0
| 4 | 26 | 1 | 0
| 4 | 26 | 2 | 0
| 4 | 26 | 3 | 0
| 4 | 26 | 4 | 0
| 4 | 26 | 5 | 0
| 4 | 26 | 6 | 0
| 4 | 26 | 7 | 0
| 4 | 26 | 8 | 0
| 4 | 26 | 9 | 0
| 4 | 26 | 10 | 0
| 4 | 26 | 11 | 0
| 4 | 26 | 12 | 0
| 4 | 26 | 13 | 0
| 4 | 26 | 14 | 0
| 4 | 26 | 15 | 0
| 4 | 26 | 16 | 0
| 4 | 26 | 17 | 0
| 4 | 26 | 18 | 0
| 4 | 26 | 19 | 0
| 4 | 26 | 20 | 0
| 4 | 26 | 21 | 0
| 4 | 26 | 22 | 0
| 4 | 26 | 23 | 0
| 4 | 26 | 24 | 0
| 4 | 27 | 1 | 0
| 4 | 27 | 2 | 0
| 4 | 27 | 3 | 0
| 4 | 27 | 4 | 0
| 4 | 27 | 5 | 0
| 4 | 27 | 6 | 0
| 4 | 27 | 7 | 0
| 4 | 27 | 8 | 0
| 4 | 27 | 9 | 0
| 4 | 27 | 10 | 0
| 4 | 27 | 11 | 0
| 4 | 27 | 12 | 0
| 4 | 27 | 13 | 0
| 4 | 27 | 14 | 0
| 4 | 27 | 15 | 0
| 4 | 27 | 16 | 0
| 4 | 27 | 17 | 0
| 4 | 27 | 18 | 0
| 4 | 27 | 19 | 0
| 4 | 27 | 20 | 0
| 4 | 27 | 21 | 0
| 4 | 27 | 22 | 0
| 4 | 27 | 23 | 0
| 4 | 27 | 24 | 0
| 4 | 28 | 1 | 0
| 4 | 28 | 2 | 0
| 4 | 28 | 3 | 0
| 4 | 28 | 4 | 0
| 4 | 28 | 5 | 0
| 4 | 28 | 6 | 0
| 4 | 28 | 7 | 0
| 4 | 28 | 8 | 0
| 4 | 28 | 9 | 0
| 4 | 28 | 10 | 0
| 4 | 28 | 11 | 0
| 4 | 28 | 12 | 0
| 4 | 28 | 13 | 0
| 4 | 28 | 14 | 0
| 4 | 28 | 15 | 0
| 4 | 28 | 16 | 0
| 4 | 28 | 17 | 0
| 4 | 28 | 18 | 0
| 4 | 28 | 19 | 0
| 4 | 28 | 20 | 0
| 4 | 28 | 21 | 0
| 4 | 28 | 22 | 0
| 4 | 28 | 23 | 0
| 4 | 28 | 24 | 0
| 4 | 29 | 1 | 0
| 4 | 29 | 2 | 0
| 4 | 29 | 3 | 0
| 4 | 29 | 4 | 0
| 4 | 29 | 5 | 0
| 4 | 29 | 6 | 0
| 4 | 29 | 7 | 0
| 4 | 29 | 8 | 0
| 4 | 29 | 9 | 0
| 4 | 29 | 10 | 0
| 4 | 29 | 11 | 0
| 4 | 29 | 12 | 0
| 4 | 29 | 13 | 0
| 4 | 29 | 14 | 0
| 4 | 29 | 15 | 0
| 4 | 29 | 16 | 0
| 4 | 29 | 17 | 0
| 4 | 29 | 18 | 0
| 4 | 29 | 19 | 0
| 4 | 29 | 20 | 0
| 4 | 29 | 21 | 0
| 4 | 29 | 22 | 0
| 4 | 29 | 23 | 0
| 4 | 29 | 24 | 0
| 4 | 30 | 1 | 0
| 4 | 30 | 2 | 0
| 4 | 30 | 3 | 0
| 4 | 30 | 4 | 0
| 4 | 30 | 5 | 0
| 4 | 30 | 6 | 0
| 4 | 30 | 7 | 0
| 4 | 30 | 8 | 0
| 4 | 30 | 9 | 0
| 4 | 30 | 10 | 0
| 4 | 30 | 11 | 0
| 4 | 30 | 12 | 0
| 4 | 30 | 13 | 0
| 4 | 30 | 14 | 0
| 4 | 30 | 15 | 0
| 4 | 30 | 16 | 0
| 4 | 30 | 17 | 0
| 4 | 30 | 18 | 0
| 4 | 30 | 19 | 0
| 4 | 30 | 20 | 0
| 4 | 30 | 21 | 0
| 4 | 30 | 22 | 0
| 4 | 30 | 23 | 0
| 4 | 30 | 24 | 0
| 5 | 1 | 1 | 0
| 5 | 1 | 2 | 0
| 5 | 1 | 3 | 0
| 5 | 1 | 4 | 0
| 5 | 1 | 5 | 0
| 5 | 1 | 6 | 0
| 5 | 1 | 7 | 0
| 5 | 1 | 8 | 0
| 5 | 1 | 9 | 0
| 5 | 1 | 10 | 0
| 5 | 1 | 11 | 0
| 5 | 1 | 12 | 0
| 5 | 1 | 13 | 0
| 5 | 1 | 14 | 0
| 5 | 1 | 15 | 0
| 5 | 1 | 16 | 0
| 5 | 1 | 17 | 0
| 5 | 1 | 18 | 0
| 5 | 1 | 19 | 0
| 5 | 1 | 20 | 0
| 5 | 1 | 21 | 0
| 5 | 1 | 22 | 0
| 5 | 1 | 23 | 0
| 5 | 1 | 24 | 0
| 5 | 2 | 1 | 0
| 5 | 2 | 2 | 0
| 5 | 2 | 3 | 0
| 5 | 2 | 4 | 0
| 5 | 2 | 5 | 0
| 5 | 2 | 6 | 0
| 5 | 2 | 7 | 0
| 5 | 2 | 8 | 0
| 5 | 2 | 9 | 0
| 5 | 2 | 10 | 0
| 5 | 2 | 11 | 0
| 5 | 2 | 12 | 0
| 5 | 2 | 13 | 0
| 5 | 2 | 14 | 0
| 5 | 2 | 15 | 0
| 5 | 2 | 16 | 0
| 5 | 2 | 17 | 0
| 5 | 2 | 18 | 0
| 5 | 2 | 19 | 0
| 5 | 2 | 20 | 0
| 5 | 2 | 21 | 0
| 5 | 2 | 22 | 0
| 5 | 2 | 23 | 0
| 5 | 2 | 24 | 0
| 5 | 3 | 1 | 0
| 5 | 3 | 2 | 0
| 5 | 3 | 3 | 0
| 5 | 3 | 4 | 0
| 5 | 3 | 5 | 0
| 5 | 3 | 6 | 0
| 5 | 3 | 7 | 0
| 5 | 3 | 8 | 0
| 5 | 3 | 9 | 0
| 5 | 3 | 10 | 0
| 5 | 3 | 11 | 0
| 5 | 3 | 12 | 0
| 5 | 3 | 13 | 0
| 5 | 3 | 14 | 0
| 5 | 3 | 15 | 0
| 5 | 3 | 16 | 0
| 5 | 3 | 17 | 0
| 5 | 3 | 18 | 0
| 5 | 3 | 19 | 0
| 5 | 3 | 20 | 0
| 5 | 3 | 21 | 0
| 5 | 3 | 22 | 0
| 5 | 3 | 23 | 0
| 5 | 3 | 24 | 0
| 5 | 4 | 1 | 0
| 5 | 4 | 2 | 0
| 5 | 4 | 3 | 0
| 5 | 4 | 4 | 0
| 5 | 4 | 5 | 0
| 5 | 4 | 6 | 0
| 5 | 4 | 7 | 0
| 5 | 4 | 8 | 0
| 5 | 4 | 9 | 0
| 5 | 4 | 10 | 0
| 5 | 4 | 11 | 0
| 5 | 4 | 12 | 0
| 5 | 4 | 13 | 0
| 5 | 4 | 14 | 0
| 5 | 4 | 15 | 0
| 5 | 4 | 16 | 0
| 5 | 4 | 17 | 0
| 5 | 4 | 18 | 0
| 5 | 4 | 19 | 0
| 5 | 4 | 20 | 0
| 5 | 4 | 21 | 0
| 5 | 4 | 22 | 0
| 5 | 4 | 23 | 0
| 5 | 4 | 24 | 0
| 5 | 5 | 1 | 0
| 5 | 5 | 2 | 0
| 5 | 5 | 3 | 0
| 5 | 5 | 4 | 0
| 5 | 5 | 5 | 0
| 5 | 5 | 6 | 0
| 5 | 5 | 7 | 0
| 5 | 5 | 8 | 0
| 5 | 5 | 9 | 0
| 5 | 5 | 10 | 0
| 5 | 5 | 11 | 0
| 5 | 5 | 12 | 0
| 5 | 5 | 13 | 0
| 5 | 5 | 14 | 0
| 5 | 5 | 15 | 0
| 5 | 5 | 16 | 0
| 5 | 5 | 17 | 0
| 5 | 5 | 18 | 0
| 5 | 5 | 19 | 0
| 5 | 5 | 20 | 0
| 5 | 5 | 21 | 0
| 5 | 5 | 22 | 0
| 5 | 5 | 23 | 0
| 5 | 5 | 24 | 0
| 5 | 6 | 1 | 0
| 5 | 6 | 2 | 0
| 5 | 6 | 3 | 0
| 5 | 6 | 4 | 0
| 5 | 6 | 5 | 0
| 5 | 6 | 6 | 0
| 5 | 6 | 7 | 0
| 5 | 6 | 8 | 0
| 5 | 6 | 9 | 0
| 5 | 6 | 10 | 0
| 5 | 6 | 11 | 0
| 5 | 6 | 12 | 0
| 5 | 6 | 13 | 0
| 5 | 6 | 14 | 0
| 5 | 6 | 15 | 0
| 5 | 6 | 16 | 0
| 5 | 6 | 17 | 0
| 5 | 6 | 18 | 0
| 5 | 6 | 19 | 0
| 5 | 6 | 20 | 0
| 5 | 6 | 21 | 0
| 5 | 6 | 22 | 0
| 5 | 6 | 23 | 0
| 5 | 6 | 24 | 0
| 5 | 7 | 1 | 0
| 5 | 7 | 2 | 0
| 5 | 7 | 3 | 0
| 5 | 7 | 4 | 0
| 5 | 7 | 5 | 0
| 5 | 7 | 6 | 0
| 5 | 7 | 7 | 0
| 5 | 7 | 8 | 0
| 5 | 7 | 9 | 0
| 5 | 7 | 10 | 0
| 5 | 7 | 11 | 0
| 5 | 7 | 12 | 0
| 5 | 7 | 13 | 0
| 5 | 7 | 14 | 0
| 5 | 7 | 15 | 0
| 5 | 7 | 16 | 0
| 5 | 7 | 17 | 0
| 5 | 7 | 18 | 0
| 5 | 7 | 19 | 0
| 5 | 7 | 20 | 0
| 5 | 7 | 21 | 0
| 5 | 7 | 22 | 0
| 5 | 7 | 23 | 0
| 5 | 7 | 24 | 0
| 5 | 8 | 1 | 0
| 5 | 8 | 2 | 0
| 5 | 8 | 3 | 0
| 5 | 8 | 4 | 0
| 5 | 8 | 5 | 0
| 5 | 8 | 6 | 0
| 5 | 8 | 7 | 0
| 5 | 8 | 8 | 0
| 5 | 8 | 9 | 0
| 5 | 8 | 10 | 0
| 5 | 8 | 11 | 0
| 5 | 8 | 12 | 0
| 5 | 8 | 13 | 0
| 5 | 8 | 14 | 0
| 5 | 8 | 15 | 0
| 5 | 8 | 16 | 0
| 5 | 8 | 17 | 0
| 5 | 8 | 18 | 0
| 5 | 8 | 19 | 0
| 5 | 8 | 20 | 0
| 5 | 8 | 21 | 0
| 5 | 8 | 22 | 0
| 5 | 8 | 23 | 0
| 5 | 8 | 24 | 0
| 5 | 9 | 1 | 0
| 5 | 9 | 2 | 0
| 5 | 9 | 3 | 0
| 5 | 9 | 4 | 0
| 5 | 9 | 5 | 0
| 5 | 9 | 6 | 0
| 5 | 9 | 7 | 0
| 5 | 9 | 8 | 0
| 5 | 9 | 9 | 0
| 5 | 9 | 10 | 0
| 5 | 9 | 11 | 0
| 5 | 9 | 12 | 0
| 5 | 9 | 13 | 0
| 5 | 9 | 14 | 0
| 5 | 9 | 15 | 0
| 5 | 9 | 16 | 0
| 5 | 9 | 17 | 0
| 5 | 9 | 18 | 0
| 5 | 9 | 19 | 0
| 5 | 9 | 20 | 0
| 5 | 9 | 21 | 0
| 5 | 9 | 22 | 0
| 5 | 9 | 23 | 0
| 5 | 9 | 24 | 0
| 5 | 10 | 1 | 0
| 5 | 10 | 2 | 0
| 5 | 10 | 3 | 0
| 5 | 10 | 4 | 0
| 5 | 10 | 5 | 0
| 5 | 10 | 6 | 0
| 5 | 10 | 7 | 0
| 5 | 10 | 8 | 0
| 5 | 10 | 9 | 0
| 5 | 10 | 10 | 0
| 5 | 10 | 11 | 0
| 5 | 10 | 12 | 0
| 5 | 10 | 13 | 0
| 5 | 10 | 14 | 0
| 5 | 10 | 15 | 0
| 5 | 10 | 16 | 0
| 5 | 10 | 17 | 0
| 5 | 10 | 18 | 0
| 5 | 10 | 19 | 0
| 5 | 10 | 20 | 0
| 5 | 10 | 21 | 0
| 5 | 10 | 22 | 0
| 5 | 10 | 23 | 0
| 5 | 10 | 24 | 0
| 5 | 11 | 1 | 0
| 5 | 11 | 2 | 0
| 5 | 11 | 3 | 0
| 5 | 11 | 4 | 0
| 5 | 11 | 5 | 0
| 5 | 11 | 6 | 0
| 5 | 11 | 7 | 0
| 5 | 11 | 8 | 0
| 5 | 11 | 9 | 0
| 5 | 11 | 10 | 0
| 5 | 11 | 11 | 0
| 5 | 11 | 12 | 0
| 5 | 11 | 13 | 0
| 5 | 11 | 14 | 0
| 5 | 11 | 15 | 0
| 5 | 11 | 16 | 0
| 5 | 11 | 17 | 0
| 5 | 11 | 18 | 0
| 5 | 11 | 19 | 0
| 5 | 11 | 20 | 0
| 5 | 11 | 21 | 0
| 5 | 11 | 22 | 0
| 5 | 11 | 23 | 0
| 5 | 11 | 24 | 0
| 5 | 12 | 1 | 0
| 5 | 12 | 2 | 0
| 5 | 12 | 3 | 0
| 5 | 12 | 4 | 0
| 5 | 12 | 5 | 0
| 5 | 12 | 6 | 0
| 5 | 12 | 7 | 0
| 5 | 12 | 8 | 0
| 5 | 12 | 9 | 0
| 5 | 12 | 10 | 0
| 5 | 12 | 11 | 0
| 5 | 12 | 12 | 0
| 5 | 12 | 13 | 0
| 5 | 12 | 14 | 0
| 5 | 12 | 15 | 0
| 5 | 12 | 16 | 0
| 5 | 12 | 17 | 0
| 5 | 12 | 18 | 0
| 5 | 12 | 19 | 0
| 5 | 12 | 20 | 0
| 5 | 12 | 21 | 0
| 5 | 12 | 22 | 0
| 5 | 12 | 23 | 0
| 5 | 12 | 24 | 0
| 5 | 13 | 1 | 0
| 5 | 13 | 2 | 0
| 5 | 13 | 3 | 0
| 5 | 13 | 4 | 0
| 5 | 13 | 5 | 0
| 5 | 13 | 6 | 0
| 5 | 13 | 7 | 0
| 5 | 13 | 8 | 0
| 5 | 13 | 9 | 0
| 5 | 13 | 10 | 0
| 5 | 13 | 11 | 0
| 5 | 13 | 12 | 0
| 5 | 13 | 13 | 0
| 5 | 13 | 14 | 0
| 5 | 13 | 15 | 0
| 5 | 13 | 16 | 0
| 5 | 13 | 17 | 0
| 5 | 13 | 18 | 0
| 5 | 13 | 19 | 0
| 5 | 13 | 20 | 0
| 5 | 13 | 21 | 0
| 5 | 13 | 22 | 0
| 5 | 13 | 23 | 0
| 5 | 13 | 24 | 0
| 5 | 14 | 1 | 0
| 5 | 14 | 2 | 0
| 5 | 14 | 3 | 0
| 5 | 14 | 4 | 0
| 5 | 14 | 5 | 0
| 5 | 14 | 6 | 0
| 5 | 14 | 7 | 0
| 5 | 14 | 8 | 0
| 5 | 14 | 9 | 0
| 5 | 14 | 10 | 0
| 5 | 14 | 11 | 0
| 5 | 14 | 12 | 0
| 5 | 14 | 13 | 0
| 5 | 14 | 14 | 0
| 5 | 14 | 15 | 0
| 5 | 14 | 16 | 0
| 5 | 14 | 17 | 0
| 5 | 14 | 18 | 0
| 5 | 14 | 19 | 0
| 5 | 14 | 20 | 0
| 5 | 14 | 21 | 0
| 5 | 14 | 22 | 0
| 5 | 14 | 23 | 0
| 5 | 14 | 24 | 0
| 5 | 15 | 1 | 0
| 5 | 15 | 2 | 0
| 5 | 15 | 3 | 0
| 5 | 15 | 4 | 0
| 5 | 15 | 5 | 0
| 5 | 15 | 6 | 0
| 5 | 15 | 7 | 0
| 5 | 15 | 8 | 0
| 5 | 15 | 9 | 0
| 5 | 15 | 10 | 0
| 5 | 15 | 11 | 0
| 5 | 15 | 12 | 0
| 5 | 15 | 13 | 0
| 5 | 15 | 14 | 0
| 5 | 15 | 15 | 0
| 5 | 15 | 16 | 0
| 5 | 15 | 17 | 0
| 5 | 15 | 18 | 0
| 5 | 15 | 19 | 0
| 5 | 15 | 20 | 0
| 5 | 15 | 21 | 0
| 5 | 15 | 22 | 0
| 5 | 15 | 23 | 0
| 5 | 15 | 24 | 0
| 5 | 16 | 1 | 0
| 5 | 16 | 2 | 0
| 5 | 16 | 3 | 0
| 5 | 16 | 4 | 0
| 5 | 16 | 5 | 0
| 5 | 16 | 6 | 0
| 5 | 16 | 7 | 0
| 5 | 16 | 8 | 0
| 5 | 16 | 9 | 0
| 5 | 16 | 10 | 0
| 5 | 16 | 11 | 0
| 5 | 16 | 12 | 0
| 5 | 16 | 13 | 0
| 5 | 16 | 14 | 0
| 5 | 16 | 15 | 0
| 5 | 16 | 16 | 0
| 5 | 16 | 17 | 0
| 5 | 16 | 18 | 0
| 5 | 16 | 19 | 0
| 5 | 16 | 20 | 0
| 5 | 16 | 21 | 0
| 5 | 16 | 22 | 0
| 5 | 16 | 23 | 0
| 5 | 16 | 24 | 0
| 5 | 17 | 1 | 0
| 5 | 17 | 2 | 0
| 5 | 17 | 3 | 0
| 5 | 17 | 4 | 0
| 5 | 17 | 5 | 0
| 5 | 17 | 6 | 0
| 5 | 17 | 7 | 0
| 5 | 17 | 8 | 0
| 5 | 17 | 9 | 0
| 5 | 17 | 10 | 0
| 5 | 17 | 11 | 0
| 5 | 17 | 12 | 0
| 5 | 17 | 13 | 0
| 5 | 17 | 14 | 0
| 5 | 17 | 15 | 0
| 5 | 17 | 16 | 0
| 5 | 17 | 17 | 0
| 5 | 17 | 18 | 0
| 5 | 17 | 19 | 0
| 5 | 17 | 20 | 0
| 5 | 17 | 21 | 0
| 5 | 17 | 22 | 0
| 5 | 17 | 23 | 0
| 5 | 17 | 24 | 0
| 5 | 18 | 1 | 0
| 5 | 18 | 2 | 0
| 5 | 18 | 3 | 0
| 5 | 18 | 4 | 0
| 5 | 18 | 5 | 0
| 5 | 18 | 6 | 0
| 5 | 18 | 7 | 0
| 5 | 18 | 8 | 0
| 5 | 18 | 9 | 0
| 5 | 18 | 10 | 0
| 5 | 18 | 11 | 0
| 5 | 18 | 12 | 0
| 5 | 18 | 13 | 0
| 5 | 18 | 14 | 0
| 5 | 18 | 15 | 0
| 5 | 18 | 16 | 0
| 5 | 18 | 17 | 0
| 5 | 18 | 18 | 0
| 5 | 18 | 19 | 0
| 5 | 18 | 20 | 0
| 5 | 18 | 21 | 0
| 5 | 18 | 22 | 0
| 5 | 18 | 23 | 0
| 5 | 18 | 24 | 0
| 5 | 19 | 1 | 0
| 5 | 19 | 2 | 0
| 5 | 19 | 3 | 0
| 5 | 19 | 4 | 0
| 5 | 19 | 5 | 0
| 5 | 19 | 6 | 0
| 5 | 19 | 7 | 0
| 5 | 19 | 8 | 0
| 5 | 19 | 9 | 0
| 5 | 19 | 10 | 0
| 5 | 19 | 11 | 0
| 5 | 19 | 12 | 0
| 5 | 19 | 13 | 0
| 5 | 19 | 14 | 0
| 5 | 19 | 15 | 0
| 5 | 19 | 16 | 0
| 5 | 19 | 17 | 0
| 5 | 19 | 18 | 0
| 5 | 19 | 19 | 0
| 5 | 19 | 20 | 0
| 5 | 19 | 21 | 0
| 5 | 19 | 22 | 0
| 5 | 19 | 23 | 0
| 5 | 19 | 24 | 0
| 5 | 20 | 1 | 0
| 5 | 20 | 2 | 0
| 5 | 20 | 3 | 0
| 5 | 20 | 4 | 0
| 5 | 20 | 5 | 0
| 5 | 20 | 6 | 0
| 5 | 20 | 7 | 0
| 5 | 20 | 8 | 0
| 5 | 20 | 9 | 0
| 5 | 20 | 10 | 0
| 5 | 20 | 11 | 0
| 5 | 20 | 12 | 0
| 5 | 20 | 13 | 0
| 5 | 20 | 14 | 0
| 5 | 20 | 15 | 0
| 5 | 20 | 16 | 0
| 5 | 20 | 17 | 0
| 5 | 20 | 18 | 0
| 5 | 20 | 19 | 0
| 5 | 20 | 20 | 0
| 5 | 20 | 21 | 0
| 5 | 20 | 22 | 0
| 5 | 20 | 23 | 0
| 5 | 20 | 24 | 0
| 5 | 21 | 1 | 0
| 5 | 21 | 2 | 0
| 5 | 21 | 3 | 0
| 5 | 21 | 4 | 0
| 5 | 21 | 5 | 0
| 5 | 21 | 6 | 0
| 5 | 21 | 7 | 0
| 5 | 21 | 8 | 0
| 5 | 21 | 9 | 0
| 5 | 21 | 10 | 0
| 5 | 21 | 11 | 0
| 5 | 21 | 12 | 0
| 5 | 21 | 13 | 0
| 5 | 21 | 14 | 0
| 5 | 21 | 15 | 0
| 5 | 21 | 16 | 0
| 5 | 21 | 17 | 0
| 5 | 21 | 18 | 0
| 5 | 21 | 19 | 0
| 5 | 21 | 20 | 0
| 5 | 21 | 21 | 0
| 5 | 21 | 22 | 0
| 5 | 21 | 23 | 0
| 5 | 21 | 24 | 0
| 5 | 22 | 1 | 0
| 5 | 22 | 2 | 0
| 5 | 22 | 3 | 0
| 5 | 22 | 4 | 0
| 5 | 22 | 5 | 0
| 5 | 22 | 6 | 0
| 5 | 22 | 7 | 0
| 5 | 22 | 8 | 0
| 5 | 22 | 9 | 0
| 5 | 22 | 10 | 0
| 5 | 22 | 11 | 0
| 5 | 22 | 12 | 0
| 5 | 22 | 13 | 0
| 5 | 22 | 14 | 0
| 5 | 22 | 15 | 0
| 5 | 22 | 16 | 0
| 5 | 22 | 17 | 0
| 5 | 22 | 18 | 0
| 5 | 22 | 19 | 0
| 5 | 22 | 20 | 0
| 5 | 22 | 21 | 0
| 5 | 22 | 22 | 0
| 5 | 22 | 23 | 0
| 5 | 22 | 24 | 0
| 5 | 23 | 1 | 0
| 5 | 23 | 2 | 0
| 5 | 23 | 3 | 0
| 5 | 23 | 4 | 0
| 5 | 23 | 5 | 0
| 5 | 23 | 6 | 0
| 5 | 23 | 7 | 0
| 5 | 23 | 8 | 0
| 5 | 23 | 9 | 0
| 5 | 23 | 10 | 0
| 5 | 23 | 11 | 0
| 5 | 23 | 12 | 0
| 5 | 23 | 13 | 0
| 5 | 23 | 14 | 0
| 5 | 23 | 15 | 0
| 5 | 23 | 16 | 0
| 5 | 23 | 17 | 0
| 5 | 23 | 18 | 0
| 5 | 23 | 19 | 0
| 5 | 23 | 20 | 0
| 5 | 23 | 21 | 0
| 5 | 23 | 22 | 0
| 5 | 23 | 23 | 0
| 5 | 23 | 24 | 0
| 5 | 24 | 1 | 0
| 5 | 24 | 2 | 0
| 5 | 24 | 3 | 0
| 5 | 24 | 4 | 0
| 5 | 24 | 5 | 0
| 5 | 24 | 6 | 0
| 5 | 24 | 7 | 0
| 5 | 24 | 8 | 0
| 5 | 24 | 9 | 0
| 5 | 24 | 10 | 0
| 5 | 24 | 11 | 0
| 5 | 24 | 12 | 0
| 5 | 24 | 13 | 0
| 5 | 24 | 14 | 0
| 5 | 24 | 15 | 0
| 5 | 24 | 16 | 0
| 5 | 24 | 17 | 0
| 5 | 24 | 18 | 0
| 5 | 24 | 19 | 0
| 5 | 24 | 20 | 0
| 5 | 24 | 21 | 0
| 5 | 24 | 22 | 0
| 5 | 24 | 23 | 0
| 5 | 24 | 24 | 0
| 5 | 25 | 1 | 0
| 5 | 25 | 2 | 0
| 5 | 25 | 3 | 0
| 5 | 25 | 4 | 0
| 5 | 25 | 5 | 0
| 5 | 25 | 6 | 0
| 5 | 25 | 7 | 0
| 5 | 25 | 8 | 0
| 5 | 25 | 9 | 0
| 5 | 25 | 10 | 0
| 5 | 25 | 11 | 0
| 5 | 25 | 12 | 0
| 5 | 25 | 13 | 0
| 5 | 25 | 14 | 0
| 5 | 25 | 15 | 0
| 5 | 25 | 16 | 0
| 5 | 25 | 17 | 0
| 5 | 25 | 18 | 0
| 5 | 25 | 19 | 0
| 5 | 25 | 20 | 0
| 5 | 25 | 21 | 0
| 5 | 25 | 22 | 0
| 5 | 25 | 23 | 0
| 5 | 25 | 24 | 0
| 5 | 26 | 1 | 0
| 5 | 26 | 2 | 0
| 5 | 26 | 3 | 0
| 5 | 26 | 4 | 0
| 5 | 26 | 5 | 0
| 5 | 26 | 6 | 0
| 5 | 26 | 7 | 0
| 5 | 26 | 8 | 0
| 5 | 26 | 9 | 0
| 5 | 26 | 10 | 0
| 5 | 26 | 11 | 0
| 5 | 26 | 12 | 0
| 5 | 26 | 13 | 0
| 5 | 26 | 14 | 0
| 5 | 26 | 15 | 0
| 5 | 26 | 16 | 0
| 5 | 26 | 17 | 0
| 5 | 26 | 18 | 0
| 5 | 26 | 19 | 0
| 5 | 26 | 20 | 0
| 5 | 26 | 21 | 0
| 5 | 26 | 22 | 0
| 5 | 26 | 23 | 0
| 5 | 26 | 24 | 0
| 5 | 27 | 1 | 0
| 5 | 27 | 2 | 0
| 5 | 27 | 3 | 0
| 5 | 27 | 4 | 0
| 5 | 27 | 5 | 0
| 5 | 27 | 6 | 0
| 5 | 27 | 7 | 0
| 5 | 27 | 8 | 0
| 5 | 27 | 9 | 0
| 5 | 27 | 10 | 0
| 5 | 27 | 11 | 0
| 5 | 27 | 12 | 0
| 5 | 27 | 13 | 0
| 5 | 27 | 14 | 0
| 5 | 27 | 15 | 0
| 5 | 27 | 16 | 0
| 5 | 27 | 17 | 0
| 5 | 27 | 18 | 0
| 5 | 27 | 19 | 0
| 5 | 27 | 20 | 0
| 5 | 27 | 21 | 0
| 5 | 27 | 22 | 0
| 5 | 27 | 23 | 0
| 5 | 27 | 24 | 0
| 5 | 28 | 1 | 0
| 5 | 28 | 2 | 0
| 5 | 28 | 3 | 0
| 5 | 28 | 4 | 0
| 5 | 28 | 5 | 0
| 5 | 28 | 6 | 0
| 5 | 28 | 7 | 0
| 5 | 28 | 8 | 0
| 5 | 28 | 9 | 0
| 5 | 28 | 10 | 0
| 5 | 28 | 11 | 0
| 5 | 28 | 12 | 0
| 5 | 28 | 13 | 0
| 5 | 28 | 14 | 0
| 5 | 28 | 15 | 0
| 5 | 28 | 16 | 0
| 5 | 28 | 17 | 0
| 5 | 28 | 18 | 0
| 5 | 28 | 19 | 0
| 5 | 28 | 20 | 0
| 5 | 28 | 21 | 0
| 5 | 28 | 22 | 0
| 5 | 28 | 23 | 0
| 5 | 28 | 24 | 0
| 5 | 29 | 1 | 0
| 5 | 29 | 2 | 0
| 5 | 29 | 3 | 0
| 5 | 29 | 4 | 0
| 5 | 29 | 5 | 0
| 5 | 29 | 6 | 0
| 5 | 29 | 7 | 0
| 5 | 29 | 8 | 0
| 5 | 29 | 9 | 0
| 5 | 29 | 10 | 0
| 5 | 29 | 11 | 0
| 5 | 29 | 12 | 0
| 5 | 29 | 13 | 0
| 5 | 29 | 14 | 0
| 5 | 29 | 15 | 0
| 5 | 29 | 16 | 0
| 5 | 29 | 17 | 0
| 5 | 29 | 18 | 0
| 5 | 29 | 19 | 0
| 5 | 29 | 20 | 0
| 5 | 29 | 21 | 0
| 5 | 29 | 22 | 0
| 5 | 29 | 23 | 0
| 5 | 29 | 24 | 0
| 5 | 30 | 1 | 0
| 5 | 30 | 2 | 0
| 5 | 30 | 3 | 0
| 5 | 30 | 4 | 0
| 5 | 30 | 5 | 0
| 5 | 30 | 6 | 0
| 5 | 30 | 7 | 0
| 5 | 30 | 8 | 0
| 5 | 30 | 9 | 0
| 5 | 30 | 10 | 0
| 5 | 30 | 11 | 0
| 5 | 30 | 12 | 0
| 5 | 30 | 13 | 0
| 5 | 30 | 14 | 0
| 5 | 30 | 15 | 0
| 5 | 30 | 16 | 0
| 5 | 30 | 17 | 0
| 5 | 30 | 18 | 0
| 5 | 30 | 19 | 0
| 5 | 30 | 20 | 0
| 5 | 30 | 21 | 0
| 5 | 30 | 22 | 0
| 5 | 30 | 23 | 0
| 5 | 30 | 24 | 0
| 5 | 31 | 1 | 0
| 5 | 31 | 2 | 0
| 5 | 31 | 3 | 0
| 5 | 31 | 4 | 0
| 5 | 31 | 5 | 0
| 5 | 31 | 6 | 0
| 5 | 31 | 7 | 0
| 5 | 31 | 8 | 0
| 5 | 31 | 9 | 0
| 5 | 31 | 10 | 0
| 5 | 31 | 11 | 0
| 5 | 31 | 12 | 0
| 5 | 31 | 13 | 0
| 5 | 31 | 14 | 0
| 5 | 31 | 15 | 0
| 5 | 31 | 16 | 0
| 5 | 31 | 17 | 0
| 5 | 31 | 18 | 0
| 5 | 31 | 19 | 0
| 5 | 31 | 20 | 0
| 5 | 31 | 21 | 0
| 5 | 31 | 22 | 0
| 5 | 31 | 23 | 0
| 5 | 31 | 24 | 0
| 6 | 1 | 1 | 0
| 6 | 1 | 2 | 0
| 6 | 1 | 3 | 0
| 6 | 1 | 4 | 0
| 6 | 1 | 5 | 0
| 6 | 1 | 6 | 0
| 6 | 1 | 7 | 0
| 6 | 1 | 8 | 0
| 6 | 1 | 9 | 0
| 6 | 1 | 10 | 0
| 6 | 1 | 11 | 0
| 6 | 1 | 12 | 0
| 6 | 1 | 13 | 0
| 6 | 1 | 14 | 0
| 6 | 1 | 15 | 0
| 6 | 1 | 16 | 0
| 6 | 1 | 17 | 0
| 6 | 1 | 18 | 0
| 6 | 1 | 19 | 0
| 6 | 1 | 20 | 0
| 6 | 1 | 21 | 0
| 6 | 1 | 22 | 0
| 6 | 1 | 23 | 0
| 6 | 1 | 24 | 0
| 6 | 2 | 1 | 0
| 6 | 2 | 2 | 0
| 6 | 2 | 3 | 0
| 6 | 2 | 4 | 0
| 6 | 2 | 5 | 0
| 6 | 2 | 6 | 0
| 6 | 2 | 7 | 0
| 6 | 2 | 8 | 0
| 6 | 2 | 9 | 0
| 6 | 2 | 10 | 0
| 6 | 2 | 11 | 0
| 6 | 2 | 12 | 0
| 6 | 2 | 13 | 0
| 6 | 2 | 14 | 0
| 6 | 2 | 15 | 0
| 6 | 2 | 16 | 0
| 6 | 2 | 17 | 0
| 6 | 2 | 18 | 0
| 6 | 2 | 19 | 0
| 6 | 2 | 20 | 0
| 6 | 2 | 21 | 0
| 6 | 2 | 22 | 0
| 6 | 2 | 23 | 0
| 6 | 2 | 24 | 0
| 6 | 3 | 1 | 0
| 6 | 3 | 2 | 0
| 6 | 3 | 3 | 0
| 6 | 3 | 4 | 0
| 6 | 3 | 5 | 0
| 6 | 3 | 6 | 0
| 6 | 3 | 7 | 0
| 6 | 3 | 8 | 0
| 6 | 3 | 9 | 0
| 6 | 3 | 10 | 0
| 6 | 3 | 11 | 0
| 6 | 3 | 12 | 0
| 6 | 3 | 13 | 0
| 6 | 3 | 14 | 0
| 6 | 3 | 15 | 0
| 6 | 3 | 16 | 0
| 6 | 3 | 17 | 0
| 6 | 3 | 18 | 0
| 6 | 3 | 19 | 0
| 6 | 3 | 20 | 0
| 6 | 3 | 21 | 0
| 6 | 3 | 22 | 0
| 6 | 3 | 23 | 0
| 6 | 3 | 24 | 0
| 6 | 4 | 1 | 0
| 6 | 4 | 2 | 0
| 6 | 4 | 3 | 0
| 6 | 4 | 4 | 0
| 6 | 4 | 5 | 0
| 6 | 4 | 6 | 0
| 6 | 4 | 7 | 0
| 6 | 4 | 8 | 0
| 6 | 4 | 9 | 0
| 6 | 4 | 10 | 0
| 6 | 4 | 11 | 0
| 6 | 4 | 12 | 0
| 6 | 4 | 13 | 0
| 6 | 4 | 14 | 0
| 6 | 4 | 15 | 0
| 6 | 4 | 16 | 0
| 6 | 4 | 17 | 0
| 6 | 4 | 18 | 0
| 6 | 4 | 19 | 0
| 6 | 4 | 20 | 0
| 6 | 4 | 21 | 0
| 6 | 4 | 22 | 0
| 6 | 4 | 23 | 0
| 6 | 4 | 24 | 0
| 6 | 5 | 1 | 0
| 6 | 5 | 2 | 0
| 6 | 5 | 3 | 0
| 6 | 5 | 4 | 0
| 6 | 5 | 5 | 0
| 6 | 5 | 6 | 0
| 6 | 5 | 7 | 0
| 6 | 5 | 8 | 0
| 6 | 5 | 9 | 0
| 6 | 5 | 10 | 0
| 6 | 5 | 11 | 0
| 6 | 5 | 12 | 0
| 6 | 5 | 13 | 0
| 6 | 5 | 14 | 0
| 6 | 5 | 15 | 0
| 6 | 5 | 16 | 0
| 6 | 5 | 17 | 0
| 6 | 5 | 18 | 0
| 6 | 5 | 19 | 0
| 6 | 5 | 20 | 0
| 6 | 5 | 21 | 0
| 6 | 5 | 22 | 0
| 6 | 5 | 23 | 0
| 6 | 5 | 24 | 0
| 6 | 6 | 1 | 0
| 6 | 6 | 2 | 0
| 6 | 6 | 3 | 0
| 6 | 6 | 4 | 0
| 6 | 6 | 5 | 0
| 6 | 6 | 6 | 0
| 6 | 6 | 7 | 0
| 6 | 6 | 8 | 0
| 6 | 6 | 9 | 0
| 6 | 6 | 10 | 0
| 6 | 6 | 11 | 0
| 6 | 6 | 12 | 0
| 6 | 6 | 13 | 0
| 6 | 6 | 14 | 0
| 6 | 6 | 15 | 0
| 6 | 6 | 16 | 0
| 6 | 6 | 17 | 0
| 6 | 6 | 18 | 0
| 6 | 6 | 19 | 0
| 6 | 6 | 20 | 0
| 6 | 6 | 21 | 0
| 6 | 6 | 22 | 0
| 6 | 6 | 23 | 0
| 6 | 6 | 24 | 0
| 6 | 7 | 1 | 0
| 6 | 7 | 2 | 0
| 6 | 7 | 3 | 0
| 6 | 7 | 4 | 0
| 6 | 7 | 5 | 0
| 6 | 7 | 6 | 0
| 6 | 7 | 7 | 0
| 6 | 7 | 8 | 0
| 6 | 7 | 9 | 0
| 6 | 7 | 10 | 0
| 6 | 7 | 11 | 0
| 6 | 7 | 12 | 0
| 6 | 7 | 13 | 0
| 6 | 7 | 14 | 0
| 6 | 7 | 15 | 0
| 6 | 7 | 16 | 0
| 6 | 7 | 17 | 0
| 6 | 7 | 18 | 0
| 6 | 7 | 19 | 0
| 6 | 7 | 20 | 0
| 6 | 7 | 21 | 0
| 6 | 7 | 22 | 0
| 6 | 7 | 23 | 0
| 6 | 7 | 24 | 0
| 6 | 8 | 1 | 0
| 6 | 8 | 2 | 0
| 6 | 8 | 3 | 0
| 6 | 8 | 4 | 0
| 6 | 8 | 5 | 0
| 6 | 8 | 6 | 0
| 6 | 8 | 7 | 0
| 6 | 8 | 8 | 0
| 6 | 8 | 9 | 0
| 6 | 8 | 10 | 0
| 6 | 8 | 11 | 0
| 6 | 8 | 12 | 0
| 6 | 8 | 13 | 0
| 6 | 8 | 14 | 0
| 6 | 8 | 15 | 0
| 6 | 8 | 16 | 0
| 6 | 8 | 17 | 0
| 6 | 8 | 18 | 0
| 6 | 8 | 19 | 0
| 6 | 8 | 20 | 0
| 6 | 8 | 21 | 0
| 6 | 8 | 22 | 0
| 6 | 8 | 23 | 0
| 6 | 8 | 24 | 0
| 6 | 9 | 1 | 0
| 6 | 9 | 2 | 0
| 6 | 9 | 3 | 0
| 6 | 9 | 4 | 0
| 6 | 9 | 5 | 0
| 6 | 9 | 6 | 0
| 6 | 9 | 7 | 0
| 6 | 9 | 8 | 0
| 6 | 9 | 9 | 0
| 6 | 9 | 10 | 0
| 6 | 9 | 11 | 0
| 6 | 9 | 12 | 0
| 6 | 9 | 13 | 0
| 6 | 9 | 14 | 0
| 6 | 9 | 15 | 0
| 6 | 9 | 16 | 0
| 6 | 9 | 17 | 0
| 6 | 9 | 18 | 0
| 6 | 9 | 19 | 0
| 6 | 9 | 20 | 0
| 6 | 9 | 21 | 0
| 6 | 9 | 22 | 0
| 6 | 9 | 23 | 0
| 6 | 9 | 24 | 0
| 6 | 10 | 1 | 0
| 6 | 10 | 2 | 0
| 6 | 10 | 3 | 0
| 6 | 10 | 4 | 0
| 6 | 10 | 5 | 0
| 6 | 10 | 6 | 0
| 6 | 10 | 7 | 0
| 6 | 10 | 8 | 0
| 6 | 10 | 9 | 0
| 6 | 10 | 10 | 0
| 6 | 10 | 11 | 0
| 6 | 10 | 12 | 0
| 6 | 10 | 13 | 0
| 6 | 10 | 14 | 0
| 6 | 10 | 15 | 0
| 6 | 10 | 16 | 0
| 6 | 10 | 17 | 0
| 6 | 10 | 18 | 0
| 6 | 10 | 19 | 0
| 6 | 10 | 20 | 0
| 6 | 10 | 21 | 0
| 6 | 10 | 22 | 0
| 6 | 10 | 23 | 0
| 6 | 10 | 24 | 0
| 6 | 11 | 1 | 0
| 6 | 11 | 2 | 0
| 6 | 11 | 3 | 0
| 6 | 11 | 4 | 0
| 6 | 11 | 5 | 0
| 6 | 11 | 6 | 0
| 6 | 11 | 7 | 0
| 6 | 11 | 8 | 0
| 6 | 11 | 9 | 0
| 6 | 11 | 10 | 0
| 6 | 11 | 11 | 0
| 6 | 11 | 12 | 0
| 6 | 11 | 13 | 0
| 6 | 11 | 14 | 0
| 6 | 11 | 15 | 0
| 6 | 11 | 16 | 0
| 6 | 11 | 17 | 0
| 6 | 11 | 18 | 0
| 6 | 11 | 19 | 0
| 6 | 11 | 20 | 0
| 6 | 11 | 21 | 0
| 6 | 11 | 22 | 0
| 6 | 11 | 23 | 0
| 6 | 11 | 24 | 0
| 6 | 12 | 1 | 0
| 6 | 12 | 2 | 0
| 6 | 12 | 3 | 0
| 6 | 12 | 4 | 0
| 6 | 12 | 5 | 0
| 6 | 12 | 6 | 0
| 6 | 12 | 7 | 0
| 6 | 12 | 8 | 0
| 6 | 12 | 9 | 0
| 6 | 12 | 10 | 0
| 6 | 12 | 11 | 0
| 6 | 12 | 12 | 0
| 6 | 12 | 13 | 0
| 6 | 12 | 14 | 0
| 6 | 12 | 15 | 0
| 6 | 12 | 16 | 0
| 6 | 12 | 17 | 0
| 6 | 12 | 18 | 0
| 6 | 12 | 19 | 0
| 6 | 12 | 20 | 0
| 6 | 12 | 21 | 0
| 6 | 12 | 22 | 0
| 6 | 12 | 23 | 0
| 6 | 12 | 24 | 0
| 6 | 13 | 1 | 0
| 6 | 13 | 2 | 0
| 6 | 13 | 3 | 0
| 6 | 13 | 4 | 0
| 6 | 13 | 5 | 0
| 6 | 13 | 6 | 0
| 6 | 13 | 7 | 0
| 6 | 13 | 8 | 0
| 6 | 13 | 9 | 0
| 6 | 13 | 10 | 0
| 6 | 13 | 11 | 0
| 6 | 13 | 12 | 0
| 6 | 13 | 13 | 0
| 6 | 13 | 14 | 0
| 6 | 13 | 15 | 0
| 6 | 13 | 16 | 0
| 6 | 13 | 17 | 0
| 6 | 13 | 18 | 0
| 6 | 13 | 19 | 0
| 6 | 13 | 20 | 0
| 6 | 13 | 21 | 0
| 6 | 13 | 22 | 0
| 6 | 13 | 23 | 0
| 6 | 13 | 24 | 0
| 6 | 14 | 1 | 0
| 6 | 14 | 2 | 0
| 6 | 14 | 3 | 0
| 6 | 14 | 4 | 0
| 6 | 14 | 5 | 0
| 6 | 14 | 6 | 0
| 6 | 14 | 7 | 0
| 6 | 14 | 8 | 0
| 6 | 14 | 9 | 0
| 6 | 14 | 10 | 0
| 6 | 14 | 11 | 0
| 6 | 14 | 12 | 0
| 6 | 14 | 13 | 0
| 6 | 14 | 14 | 0
| 6 | 14 | 15 | 0
| 6 | 14 | 16 | 0
| 6 | 14 | 17 | 0
| 6 | 14 | 18 | 0
| 6 | 14 | 19 | 0
| 6 | 14 | 20 | 0
| 6 | 14 | 21 | 0
| 6 | 14 | 22 | 0
| 6 | 14 | 23 | 0
| 6 | 14 | 24 | 0
| 6 | 15 | 1 | 0
| 6 | 15 | 2 | 0
| 6 | 15 | 3 | 0
| 6 | 15 | 4 | 0
| 6 | 15 | 5 | 0
| 6 | 15 | 6 | 0
| 6 | 15 | 7 | 0
| 6 | 15 | 8 | 0
| 6 | 15 | 9 | 0
| 6 | 15 | 10 | 0
| 6 | 15 | 11 | 0
| 6 | 15 | 12 | 0
| 6 | 15 | 13 | 0
| 6 | 15 | 14 | 0
| 6 | 15 | 15 | 0
| 6 | 15 | 16 | 0
| 6 | 15 | 17 | 0
| 6 | 15 | 18 | 0
| 6 | 15 | 19 | 0
| 6 | 15 | 20 | 0
| 6 | 15 | 21 | 0
| 6 | 15 | 22 | 0
| 6 | 15 | 23 | 0
| 6 | 15 | 24 | 0
| 6 | 16 | 1 | 0
| 6 | 16 | 2 | 0
| 6 | 16 | 3 | 0
| 6 | 16 | 4 | 0
| 6 | 16 | 5 | 0
| 6 | 16 | 6 | 0
| 6 | 16 | 7 | 0
| 6 | 16 | 8 | 0
| 6 | 16 | 9 | 0
| 6 | 16 | 10 | 0
| 6 | 16 | 11 | 0
| 6 | 16 | 12 | 0
| 6 | 16 | 13 | 0
| 6 | 16 | 14 | 0
| 6 | 16 | 15 | 0
| 6 | 16 | 16 | 0
| 6 | 16 | 17 | 0
| 6 | 16 | 18 | 0
| 6 | 16 | 19 | 0
| 6 | 16 | 20 | 0
| 6 | 16 | 21 | 0
| 6 | 16 | 22 | 0
| 6 | 16 | 23 | 0
| 6 | 16 | 24 | 0
| 6 | 17 | 1 | 0
| 6 | 17 | 2 | 0
| 6 | 17 | 3 | 0
| 6 | 17 | 4 | 0
| 6 | 17 | 5 | 0
| 6 | 17 | 6 | 0
| 6 | 17 | 7 | 0
| 6 | 17 | 8 | 0
| 6 | 17 | 9 | 0
| 6 | 17 | 10 | 0
| 6 | 17 | 11 | 0
| 6 | 17 | 12 | 0
| 6 | 17 | 13 | 0
| 6 | 17 | 14 | 0
| 6 | 17 | 15 | 0
| 6 | 17 | 16 | 0
| 6 | 17 | 17 | 0
| 6 | 17 | 18 | 0
| 6 | 17 | 19 | 0
| 6 | 17 | 20 | 0
| 6 | 17 | 21 | 0
| 6 | 17 | 22 | 0
| 6 | 17 | 23 | 0
| 6 | 17 | 24 | 0
| 6 | 18 | 1 | 0
| 6 | 18 | 2 | 0
| 6 | 18 | 3 | 0
| 6 | 18 | 4 | 0
| 6 | 18 | 5 | 0
| 6 | 18 | 6 | 0
| 6 | 18 | 7 | 0
| 6 | 18 | 8 | 0
| 6 | 18 | 9 | 0
| 6 | 18 | 10 | 0
| 6 | 18 | 11 | 0
| 6 | 18 | 12 | 0
| 6 | 18 | 13 | 0
| 6 | 18 | 14 | 0
| 6 | 18 | 15 | 0
| 6 | 18 | 16 | 0
| 6 | 18 | 17 | 0
| 6 | 18 | 18 | 0
| 6 | 18 | 19 | 0
| 6 | 18 | 20 | 0
| 6 | 18 | 21 | 0
| 6 | 18 | 22 | 0
| 6 | 18 | 23 | 0
| 6 | 18 | 24 | 0
| 6 | 19 | 1 | 0
| 6 | 19 | 2 | 0
| 6 | 19 | 3 | 0
| 6 | 19 | 4 | 0
| 6 | 19 | 5 | 0
| 6 | 19 | 6 | 0
| 6 | 19 | 7 | 0
| 6 | 19 | 8 | 0
| 6 | 19 | 9 | 0
| 6 | 19 | 10 | 0
| 6 | 19 | 11 | 0
| 6 | 19 | 12 | 0
| 6 | 19 | 13 | 0
| 6 | 19 | 14 | 0
| 6 | 19 | 15 | 0
| 6 | 19 | 16 | 0
| 6 | 19 | 17 | 0
| 6 | 19 | 18 | 0
| 6 | 19 | 19 | 0
| 6 | 19 | 20 | 0
| 6 | 19 | 21 | 0
| 6 | 19 | 22 | 0
| 6 | 19 | 23 | 0
| 6 | 19 | 24 | 0
| 6 | 20 | 1 | 0
| 6 | 20 | 2 | 0
| 6 | 20 | 3 | 0
| 6 | 20 | 4 | 0
| 6 | 20 | 5 | 0
| 6 | 20 | 6 | 0
| 6 | 20 | 7 | 0
| 6 | 20 | 8 | 0
| 6 | 20 | 9 | 0
| 6 | 20 | 10 | 0
| 6 | 20 | 11 | 0
| 6 | 20 | 12 | 0
| 6 | 20 | 13 | 0
| 6 | 20 | 14 | 0
| 6 | 20 | 15 | 0
| 6 | 20 | 16 | 0
| 6 | 20 | 17 | 0
| 6 | 20 | 18 | 0
| 6 | 20 | 19 | 0
| 6 | 20 | 20 | 0
| 6 | 20 | 21 | 0
| 6 | 20 | 22 | 0
| 6 | 20 | 23 | 0
| 6 | 20 | 24 | 0
| 6 | 21 | 1 | 0
| 6 | 21 | 2 | 0
| 6 | 21 | 3 | 0
| 6 | 21 | 4 | 0
| 6 | 21 | 5 | 0
| 6 | 21 | 6 | 0
| 6 | 21 | 7 | 0
| 6 | 21 | 8 | 0
| 6 | 21 | 9 | 0
| 6 | 21 | 10 | 0
| 6 | 21 | 11 | 0
| 6 | 21 | 12 | 0
| 6 | 21 | 13 | 0
| 6 | 21 | 14 | 0
| 6 | 21 | 15 | 0
| 6 | 21 | 16 | 0
| 6 | 21 | 17 | 0
| 6 | 21 | 18 | 0
| 6 | 21 | 19 | 0
| 6 | 21 | 20 | 0
| 6 | 21 | 21 | 0
| 6 | 21 | 22 | 0
| 6 | 21 | 23 | 0
| 6 | 21 | 24 | 0
| 6 | 22 | 1 | 0
| 6 | 22 | 2 | 0
| 6 | 22 | 3 | 0
| 6 | 22 | 4 | 0
| 6 | 22 | 5 | 0
| 6 | 22 | 6 | 0
| 6 | 22 | 7 | 0
| 6 | 22 | 8 | 0
| 6 | 22 | 9 | 0
| 6 | 22 | 10 | 0
| 6 | 22 | 11 | 0
| 6 | 22 | 12 | 0
| 6 | 22 | 13 | 0
| 6 | 22 | 14 | 0
| 6 | 22 | 15 | 0
| 6 | 22 | 16 | 0
| 6 | 22 | 17 | 0
| 6 | 22 | 18 | 0
| 6 | 22 | 19 | 0
| 6 | 22 | 20 | 0
| 6 | 22 | 21 | 0
| 6 | 22 | 22 | 0
| 6 | 22 | 23 | 0
| 6 | 22 | 24 | 0
| 6 | 23 | 1 | 0
| 6 | 23 | 2 | 0
| 6 | 23 | 3 | 0
| 6 | 23 | 4 | 0
| 6 | 23 | 5 | 0
| 6 | 23 | 6 | 0
| 6 | 23 | 7 | 0
| 6 | 23 | 8 | 0
| 6 | 23 | 9 | 0
| 6 | 23 | 10 | 0
| 6 | 23 | 11 | 0
| 6 | 23 | 12 | 0
| 6 | 23 | 13 | 0
| 6 | 23 | 14 | 0
| 6 | 23 | 15 | 0
| 6 | 23 | 16 | 0
| 6 | 23 | 17 | 0
| 6 | 23 | 18 | 0
| 6 | 23 | 19 | 0
| 6 | 23 | 20 | 0
| 6 | 23 | 21 | 0
| 6 | 23 | 22 | 0
| 6 | 23 | 23 | 0
| 6 | 23 | 24 | 0
| 6 | 24 | 1 | 0
| 6 | 24 | 2 | 0
| 6 | 24 | 3 | 0
| 6 | 24 | 4 | 0
| 6 | 24 | 5 | 0
| 6 | 24 | 6 | 0
| 6 | 24 | 7 | 0
| 6 | 24 | 8 | 0
| 6 | 24 | 9 | 0
| 6 | 24 | 10 | 0
| 6 | 24 | 11 | 0
| 6 | 24 | 12 | 0
| 6 | 24 | 13 | 0
| 6 | 24 | 14 | 0
| 6 | 24 | 15 | 0
| 6 | 24 | 16 | 0
| 6 | 24 | 17 | 0
| 6 | 24 | 18 | 0
| 6 | 24 | 19 | 0
| 6 | 24 | 20 | 0
| 6 | 24 | 21 | 0
| 6 | 24 | 22 | 0
| 6 | 24 | 23 | 0
| 6 | 24 | 24 | 0
| 6 | 25 | 1 | 0
| 6 | 25 | 2 | 0
| 6 | 25 | 3 | 0
| 6 | 25 | 4 | 0
| 6 | 25 | 5 | 0
| 6 | 25 | 6 | 0
| 6 | 25 | 7 | 0
| 6 | 25 | 8 | 0
| 6 | 25 | 9 | 0
| 6 | 25 | 10 | 0
| 6 | 25 | 11 | 0
| 6 | 25 | 12 | 0
| 6 | 25 | 13 | 0
| 6 | 25 | 14 | 0
| 6 | 25 | 15 | 0
| 6 | 25 | 16 | 0
| 6 | 25 | 17 | 0
| 6 | 25 | 18 | 0
| 6 | 25 | 19 | 0
| 6 | 25 | 20 | 0
| 6 | 25 | 21 | 0
| 6 | 25 | 22 | 0
| 6 | 25 | 23 | 0
| 6 | 25 | 24 | 0
| 6 | 26 | 1 | 0
| 6 | 26 | 2 | 0
| 6 | 26 | 3 | 0
| 6 | 26 | 4 | 0
| 6 | 26 | 5 | 0
| 6 | 26 | 6 | 0
| 6 | 26 | 7 | 0
| 6 | 26 | 8 | 0
| 6 | 26 | 9 | 0
| 6 | 26 | 10 | 0
| 6 | 26 | 11 | 0
| 6 | 26 | 12 | 0
| 6 | 26 | 13 | 0
| 6 | 26 | 14 | 0
| 6 | 26 | 15 | 0
| 6 | 26 | 16 | 0
| 6 | 26 | 17 | 0
| 6 | 26 | 18 | 0
| 6 | 26 | 19 | 0
| 6 | 26 | 20 | 0
| 6 | 26 | 21 | 0
| 6 | 26 | 22 | 0
| 6 | 26 | 23 | 0
| 6 | 26 | 24 | 0
| 6 | 27 | 1 | 0
| 6 | 27 | 2 | 0
| 6 | 27 | 3 | 0
| 6 | 27 | 4 | 0
| 6 | 27 | 5 | 0
| 6 | 27 | 6 | 0
| 6 | 27 | 7 | 0
| 6 | 27 | 8 | 0
| 6 | 27 | 9 | 0
| 6 | 27 | 10 | 0
| 6 | 27 | 11 | 0
| 6 | 27 | 12 | 0
| 6 | 27 | 13 | 0
| 6 | 27 | 14 | 0
| 6 | 27 | 15 | 0
| 6 | 27 | 16 | 0
| 6 | 27 | 17 | 0
| 6 | 27 | 18 | 0
| 6 | 27 | 19 | 0
| 6 | 27 | 20 | 0
| 6 | 27 | 21 | 0
| 6 | 27 | 22 | 0
| 6 | 27 | 23 | 0
| 6 | 27 | 24 | 0
| 6 | 28 | 1 | 0
| 6 | 28 | 2 | 0
| 6 | 28 | 3 | 0
| 6 | 28 | 4 | 0
| 6 | 28 | 5 | 0
| 6 | 28 | 6 | 0
| 6 | 28 | 7 | 0
| 6 | 28 | 8 | 0
| 6 | 28 | 9 | 0
| 6 | 28 | 10 | 0
| 6 | 28 | 11 | 0
| 6 | 28 | 12 | 0
| 6 | 28 | 13 | 0
| 6 | 28 | 14 | 0
| 6 | 28 | 15 | 0
| 6 | 28 | 16 | 0
| 6 | 28 | 17 | 0
| 6 | 28 | 18 | 0
| 6 | 28 | 19 | 0
| 6 | 28 | 20 | 0
| 6 | 28 | 21 | 0
| 6 | 28 | 22 | 0
| 6 | 28 | 23 | 0
| 6 | 28 | 24 | 0
| 6 | 29 | 1 | 0
| 6 | 29 | 2 | 0
| 6 | 29 | 3 | 0
| 6 | 29 | 4 | 0
| 6 | 29 | 5 | 0
| 6 | 29 | 6 | 0
| 6 | 29 | 7 | 0
| 6 | 29 | 8 | 0
| 6 | 29 | 9 | 0
| 6 | 29 | 10 | 0
| 6 | 29 | 11 | 0
| 6 | 29 | 12 | 0
| 6 | 29 | 13 | 0
| 6 | 29 | 14 | 0
| 6 | 29 | 15 | 0
| 6 | 29 | 16 | 0
| 6 | 29 | 17 | 0
| 6 | 29 | 18 | 0
| 6 | 29 | 19 | 0
| 6 | 29 | 20 | 0
| 6 | 29 | 21 | 0
| 6 | 29 | 22 | 0
| 6 | 29 | 23 | 0
| 6 | 29 | 24 | 0
| 6 | 30 | 1 | 0
| 6 | 30 | 2 | 0
| 6 | 30 | 3 | 0
| 6 | 30 | 4 | 0
| 6 | 30 | 5 | 0
| 6 | 30 | 6 | 0
| 6 | 30 | 7 | 0
| 6 | 30 | 8 | 0
| 6 | 30 | 9 | 0
| 6 | 30 | 10 | 0
| 6 | 30 | 11 | 0
| 6 | 30 | 12 | 0
| 6 | 30 | 13 | 0
| 6 | 30 | 14 | 0
| 6 | 30 | 15 | 0
| 6 | 30 | 16 | 0
| 6 | 30 | 17 | 0
| 6 | 30 | 18 | 0
| 6 | 30 | 19 | 0
| 6 | 30 | 20 | 0
| 6 | 30 | 21 | 0
| 6 | 30 | 22 | 0
| 6 | 30 | 23 | 0
| 6 | 30 | 24 | 0
| 7 | 1 | 1 | 0
| 7 | 1 | 2 | 0
| 7 | 1 | 3 | 0
| 7 | 1 | 4 | 0
| 7 | 1 | 5 | 0
| 7 | 1 | 6 | 0
| 7 | 1 | 7 | 0
| 7 | 1 | 8 | 0
| 7 | 1 | 9 | 0
| 7 | 1 | 10 | 0
| 7 | 1 | 11 | 0
| 7 | 1 | 12 | 0
| 7 | 1 | 13 | 0
| 7 | 1 | 14 | 0
| 7 | 1 | 15 | 0
| 7 | 1 | 16 | 0
| 7 | 1 | 17 | 0
| 7 | 1 | 18 | 0
| 7 | 1 | 19 | 0
| 7 | 1 | 20 | 0
| 7 | 1 | 21 | 0
| 7 | 1 | 22 | 0
| 7 | 1 | 23 | 0
| 7 | 1 | 24 | 0
| 7 | 2 | 1 | 0
| 7 | 2 | 2 | 0
| 7 | 2 | 3 | 0
| 7 | 2 | 4 | 0
| 7 | 2 | 5 | 0
| 7 | 2 | 6 | 0
| 7 | 2 | 7 | 0
| 7 | 2 | 8 | 0
| 7 | 2 | 9 | 0
| 7 | 2 | 10 | 0
| 7 | 2 | 11 | 0
| 7 | 2 | 12 | 0
| 7 | 2 | 13 | 0
| 7 | 2 | 14 | 0
| 7 | 2 | 15 | 0
| 7 | 2 | 16 | 0
| 7 | 2 | 17 | 0
| 7 | 2 | 18 | 0
| 7 | 2 | 19 | 0
| 7 | 2 | 20 | 0
| 7 | 2 | 21 | 0
| 7 | 2 | 22 | 0
| 7 | 2 | 23 | 0
| 7 | 2 | 24 | 0
| 7 | 3 | 1 | 0
| 7 | 3 | 2 | 0
| 7 | 3 | 3 | 0
| 7 | 3 | 4 | 0
| 7 | 3 | 5 | 0
| 7 | 3 | 6 | 0
| 7 | 3 | 7 | 0
| 7 | 3 | 8 | 0
| 7 | 3 | 9 | 0
| 7 | 3 | 10 | 0
| 7 | 3 | 11 | 0
| 7 | 3 | 12 | 0
| 7 | 3 | 13 | 0
| 7 | 3 | 14 | 0
| 7 | 3 | 15 | 0
| 7 | 3 | 16 | 0
| 7 | 3 | 17 | 0
| 7 | 3 | 18 | 0
| 7 | 3 | 19 | 0
| 7 | 3 | 20 | 0
| 7 | 3 | 21 | 0
| 7 | 3 | 22 | 0
| 7 | 3 | 23 | 0
| 7 | 3 | 24 | 0
| 7 | 4 | 1 | 0
| 7 | 4 | 2 | 0
| 7 | 4 | 3 | 0
| 7 | 4 | 4 | 0
| 7 | 4 | 5 | 0
| 7 | 4 | 6 | 0
| 7 | 4 | 7 | 0
| 7 | 4 | 8 | 0
| 7 | 4 | 9 | 0
| 7 | 4 | 10 | 0
| 7 | 4 | 11 | 0
| 7 | 4 | 12 | 0
| 7 | 4 | 13 | 0
| 7 | 4 | 14 | 0
| 7 | 4 | 15 | 0
| 7 | 4 | 16 | 0
| 7 | 4 | 17 | 0
| 7 | 4 | 18 | 0
| 7 | 4 | 19 | 0
| 7 | 4 | 20 | 0
| 7 | 4 | 21 | 0
| 7 | 4 | 22 | 0
| 7 | 4 | 23 | 0
| 7 | 4 | 24 | 0
| 7 | 5 | 1 | 0
| 7 | 5 | 2 | 0
| 7 | 5 | 3 | 0
| 7 | 5 | 4 | 0
| 7 | 5 | 5 | 0
| 7 | 5 | 6 | 0
| 7 | 5 | 7 | 0
| 7 | 5 | 8 | 0
| 7 | 5 | 9 | 0
| 7 | 5 | 10 | 0
| 7 | 5 | 11 | 0
| 7 | 5 | 12 | 0
| 7 | 5 | 13 | 0
| 7 | 5 | 14 | 0
| 7 | 5 | 15 | 0
| 7 | 5 | 16 | 0
| 7 | 5 | 17 | 0
| 7 | 5 | 18 | 0
| 7 | 5 | 19 | 0
| 7 | 5 | 20 | 0
| 7 | 5 | 21 | 0
| 7 | 5 | 22 | 0
| 7 | 5 | 23 | 0
| 7 | 5 | 24 | 0
| 7 | 6 | 1 | 0
| 7 | 6 | 2 | 0
| 7 | 6 | 3 | 0
| 7 | 6 | 4 | 0
| 7 | 6 | 5 | 0
| 7 | 6 | 6 | 0
| 7 | 6 | 7 | 0
| 7 | 6 | 8 | 0
| 7 | 6 | 9 | 0
| 7 | 6 | 10 | 0
| 7 | 6 | 11 | 0
| 7 | 6 | 12 | 0
| 7 | 6 | 13 | 0
| 7 | 6 | 14 | 0
| 7 | 6 | 15 | 0
| 7 | 6 | 16 | 0
| 7 | 6 | 17 | 0
| 7 | 6 | 18 | 0
| 7 | 6 | 19 | 0
| 7 | 6 | 20 | 0
| 7 | 6 | 21 | 0
| 7 | 6 | 22 | 0
| 7 | 6 | 23 | 0
| 7 | 6 | 24 | 0
| 7 | 7 | 1 | 0
| 7 | 7 | 2 | 0
| 7 | 7 | 3 | 0
| 7 | 7 | 4 | 0
| 7 | 7 | 5 | 0
| 7 | 7 | 6 | 0
| 7 | 7 | 7 | 0
| 7 | 7 | 8 | 0
| 7 | 7 | 9 | 0
| 7 | 7 | 10 | 0
| 7 | 7 | 11 | 0
| 7 | 7 | 12 | 0
| 7 | 7 | 13 | 0
| 7 | 7 | 14 | 0
| 7 | 7 | 15 | 0
| 7 | 7 | 16 | 0
| 7 | 7 | 17 | 0
| 7 | 7 | 18 | 0
| 7 | 7 | 19 | 0
| 7 | 7 | 20 | 0
| 7 | 7 | 21 | 0
| 7 | 7 | 22 | 0
| 7 | 7 | 23 | 0
| 7 | 7 | 24 | 0
| 7 | 8 | 1 | 0
| 7 | 8 | 2 | 0
| 7 | 8 | 3 | 0
| 7 | 8 | 4 | 0
| 7 | 8 | 5 | 0
| 7 | 8 | 6 | 0
| 7 | 8 | 7 | 0
| 7 | 8 | 8 | 0
| 7 | 8 | 9 | 0
| 7 | 8 | 10 | 0
| 7 | 8 | 11 | 0
| 7 | 8 | 12 | 0
| 7 | 8 | 13 | 0
| 7 | 8 | 14 | 0
| 7 | 8 | 15 | 0
| 7 | 8 | 16 | 0
| 7 | 8 | 17 | 0
| 7 | 8 | 18 | 0
| 7 | 8 | 19 | 0
| 7 | 8 | 20 | 0
| 7 | 8 | 21 | 0
| 7 | 8 | 22 | 0
| 7 | 8 | 23 | 0
| 7 | 8 | 24 | 0
| 7 | 9 | 1 | 0
| 7 | 9 | 2 | 0
| 7 | 9 | 3 | 0
| 7 | 9 | 4 | 0
| 7 | 9 | 5 | 0
| 7 | 9 | 6 | 0
| 7 | 9 | 7 | 0
| 7 | 9 | 8 | 0
| 7 | 9 | 9 | 0
| 7 | 9 | 10 | 0
| 7 | 9 | 11 | 0
| 7 | 9 | 12 | 0
| 7 | 9 | 13 | 0
| 7 | 9 | 14 | 0
| 7 | 9 | 15 | 0
| 7 | 9 | 16 | 0
| 7 | 9 | 17 | 0
| 7 | 9 | 18 | 0
| 7 | 9 | 19 | 0
| 7 | 9 | 20 | 0
| 7 | 9 | 21 | 0
| 7 | 9 | 22 | 0
| 7 | 9 | 23 | 0
| 7 | 9 | 24 | 0
| 7 | 10 | 1 | 0
| 7 | 10 | 2 | 0
| 7 | 10 | 3 | 0
| 7 | 10 | 4 | 0
| 7 | 10 | 5 | 0
| 7 | 10 | 6 | 0
| 7 | 10 | 7 | 0
| 7 | 10 | 8 | 0
| 7 | 10 | 9 | 0
| 7 | 10 | 10 | 0
| 7 | 10 | 11 | 0
| 7 | 10 | 12 | 0
| 7 | 10 | 13 | 0
| 7 | 10 | 14 | 0
| 7 | 10 | 15 | 0
| 7 | 10 | 16 | 0
| 7 | 10 | 17 | 0
| 7 | 10 | 18 | 0
| 7 | 10 | 19 | 0
| 7 | 10 | 20 | 0
| 7 | 10 | 21 | 0
| 7 | 10 | 22 | 0
| 7 | 10 | 23 | 0
| 7 | 10 | 24 | 0
| 7 | 11 | 1 | 0
| 7 | 11 | 2 | 0
| 7 | 11 | 3 | 0
| 7 | 11 | 4 | 0
| 7 | 11 | 5 | 0
| 7 | 11 | 6 | 0
| 7 | 11 | 7 | 0
| 7 | 11 | 8 | 0
| 7 | 11 | 9 | 0
| 7 | 11 | 10 | 0
| 7 | 11 | 11 | 0
| 7 | 11 | 12 | 0
| 7 | 11 | 13 | 0
| 7 | 11 | 14 | 0
| 7 | 11 | 15 | 0
| 7 | 11 | 16 | 0
| 7 | 11 | 17 | 0
| 7 | 11 | 18 | 0
| 7 | 11 | 19 | 0
| 7 | 11 | 20 | 0
| 7 | 11 | 21 | 0
| 7 | 11 | 22 | 0
| 7 | 11 | 23 | 0
| 7 | 11 | 24 | 0
| 7 | 12 | 1 | 0
| 7 | 12 | 2 | 0
| 7 | 12 | 3 | 0
| 7 | 12 | 4 | 0
| 7 | 12 | 5 | 0
| 7 | 12 | 6 | 0
| 7 | 12 | 7 | 0
| 7 | 12 | 8 | 0
| 7 | 12 | 9 | 0
| 7 | 12 | 10 | 0
| 7 | 12 | 11 | 0
| 7 | 12 | 12 | 0
| 7 | 12 | 13 | 0
| 7 | 12 | 14 | 0
| 7 | 12 | 15 | 0
| 7 | 12 | 16 | 0
| 7 | 12 | 17 | 0
| 7 | 12 | 18 | 0
| 7 | 12 | 19 | 0
| 7 | 12 | 20 | 0
| 7 | 12 | 21 | 0
| 7 | 12 | 22 | 0
| 7 | 12 | 23 | 0
| 7 | 12 | 24 | 0
| 7 | 13 | 1 | 0
| 7 | 13 | 2 | 0
| 7 | 13 | 3 | 0
| 7 | 13 | 4 | 0
| 7 | 13 | 5 | 0
| 7 | 13 | 6 | 0
| 7 | 13 | 7 | 0
| 7 | 13 | 8 | 0
| 7 | 13 | 9 | 0
| 7 | 13 | 10 | 0
| 7 | 13 | 11 | 0
| 7 | 13 | 12 | 0
| 7 | 13 | 13 | 0
| 7 | 13 | 14 | 0
| 7 | 13 | 15 | 0
| 7 | 13 | 16 | 0
| 7 | 13 | 17 | 0
| 7 | 13 | 18 | 0
| 7 | 13 | 19 | 0
| 7 | 13 | 20 | 0
| 7 | 13 | 21 | 0
| 7 | 13 | 22 | 0
| 7 | 13 | 23 | 0
| 7 | 13 | 24 | 0
| 7 | 14 | 1 | 0
| 7 | 14 | 2 | 0
| 7 | 14 | 3 | 0
| 7 | 14 | 4 | 0
| 7 | 14 | 5 | 0
| 7 | 14 | 6 | 0
| 7 | 14 | 7 | 0
| 7 | 14 | 8 | 0
| 7 | 14 | 9 | 0
| 7 | 14 | 10 | 0
| 7 | 14 | 11 | 0
| 7 | 14 | 12 | 0
| 7 | 14 | 13 | 0
| 7 | 14 | 14 | 0
| 7 | 14 | 15 | 0
| 7 | 14 | 16 | 0
| 7 | 14 | 17 | 0
| 7 | 14 | 18 | 0
| 7 | 14 | 19 | 0
| 7 | 14 | 20 | 0
| 7 | 14 | 21 | 0
| 7 | 14 | 22 | 0
| 7 | 14 | 23 | 0
| 7 | 14 | 24 | 0
| 7 | 15 | 1 | 0
| 7 | 15 | 2 | 0
| 7 | 15 | 3 | 0
| 7 | 15 | 4 | 0
| 7 | 15 | 5 | 0
| 7 | 15 | 6 | 0
| 7 | 15 | 7 | 0
| 7 | 15 | 8 | 0
| 7 | 15 | 9 | 0
| 7 | 15 | 10 | 0
| 7 | 15 | 11 | 0
| 7 | 15 | 12 | 0
| 7 | 15 | 13 | 0
| 7 | 15 | 14 | 0
| 7 | 15 | 15 | 0
| 7 | 15 | 16 | 0
| 7 | 15 | 17 | 0
| 7 | 15 | 18 | 0
| 7 | 15 | 19 | 0
| 7 | 15 | 20 | 0
| 7 | 15 | 21 | 0
| 7 | 15 | 22 | 0
| 7 | 15 | 23 | 0
| 7 | 15 | 24 | 0
| 7 | 16 | 1 | 0
| 7 | 16 | 2 | 0
| 7 | 16 | 3 | 0
| 7 | 16 | 4 | 0
| 7 | 16 | 5 | 0
| 7 | 16 | 6 | 0
| 7 | 16 | 7 | 0
| 7 | 16 | 8 | 0
| 7 | 16 | 9 | 0
| 7 | 16 | 10 | 0
| 7 | 16 | 11 | 0
| 7 | 16 | 12 | 0
| 7 | 16 | 13 | 0
| 7 | 16 | 14 | 0
| 7 | 16 | 15 | 0
| 7 | 16 | 16 | 0
| 7 | 16 | 17 | 0
| 7 | 16 | 18 | 0
| 7 | 16 | 19 | 0
| 7 | 16 | 20 | 0
| 7 | 16 | 21 | 0
| 7 | 16 | 22 | 0
| 7 | 16 | 23 | 0
| 7 | 16 | 24 | 0
| 7 | 17 | 1 | 0
| 7 | 17 | 2 | 0
| 7 | 17 | 3 | 0
| 7 | 17 | 4 | 0
| 7 | 17 | 5 | 0
| 7 | 17 | 6 | 0
| 7 | 17 | 7 | 0
| 7 | 17 | 8 | 0
| 7 | 17 | 9 | 0
| 7 | 17 | 10 | 0
| 7 | 17 | 11 | 0
| 7 | 17 | 12 | 0
| 7 | 17 | 13 | 0
| 7 | 17 | 14 | 0
| 7 | 17 | 15 | 0
| 7 | 17 | 16 | 0
| 7 | 17 | 17 | 0
| 7 | 17 | 18 | 0
| 7 | 17 | 19 | 0
| 7 | 17 | 20 | 0
| 7 | 17 | 21 | 0
| 7 | 17 | 22 | 0
| 7 | 17 | 23 | 0
| 7 | 17 | 24 | 0
| 7 | 18 | 1 | 0
| 7 | 18 | 2 | 0
| 7 | 18 | 3 | 0
| 7 | 18 | 4 | 0
| 7 | 18 | 5 | 0
| 7 | 18 | 6 | 0
| 7 | 18 | 7 | 0
| 7 | 18 | 8 | 0
| 7 | 18 | 9 | 0
| 7 | 18 | 10 | 0
| 7 | 18 | 11 | 0
| 7 | 18 | 12 | 0
| 7 | 18 | 13 | 0
| 7 | 18 | 14 | 0
| 7 | 18 | 15 | 0
| 7 | 18 | 16 | 0
| 7 | 18 | 17 | 0
| 7 | 18 | 18 | 0
| 7 | 18 | 19 | 0
| 7 | 18 | 20 | 0
| 7 | 18 | 21 | 0
| 7 | 18 | 22 | 0
| 7 | 18 | 23 | 0
| 7 | 18 | 24 | 0
| 7 | 19 | 1 | 0
| 7 | 19 | 2 | 0
| 7 | 19 | 3 | 0
| 7 | 19 | 4 | 0
| 7 | 19 | 5 | 0
| 7 | 19 | 6 | 0
| 7 | 19 | 7 | 0
| 7 | 19 | 8 | 0
| 7 | 19 | 9 | 0
| 7 | 19 | 10 | 0
| 7 | 19 | 11 | 0
| 7 | 19 | 12 | 0
| 7 | 19 | 13 | 0
| 7 | 19 | 14 | 0
| 7 | 19 | 15 | 0
| 7 | 19 | 16 | 0
| 7 | 19 | 17 | 0
| 7 | 19 | 18 | 0
| 7 | 19 | 19 | 0
| 7 | 19 | 20 | 0
| 7 | 19 | 21 | 0
| 7 | 19 | 22 | 0
| 7 | 19 | 23 | 0
| 7 | 19 | 24 | 0
| 7 | 20 | 1 | 0
| 7 | 20 | 2 | 0
| 7 | 20 | 3 | 0
| 7 | 20 | 4 | 0
| 7 | 20 | 5 | 0
| 7 | 20 | 6 | 0
| 7 | 20 | 7 | 0
| 7 | 20 | 8 | 0
| 7 | 20 | 9 | 0
| 7 | 20 | 10 | 0
| 7 | 20 | 11 | 0
| 7 | 20 | 12 | 0
| 7 | 20 | 13 | 0
| 7 | 20 | 14 | 0
| 7 | 20 | 15 | 0
| 7 | 20 | 16 | 0
| 7 | 20 | 17 | 0
| 7 | 20 | 18 | 0
| 7 | 20 | 19 | 0
| 7 | 20 | 20 | 0
| 7 | 20 | 21 | 0
| 7 | 20 | 22 | 0
| 7 | 20 | 23 | 0
| 7 | 20 | 24 | 0
| 7 | 21 | 1 | 0
| 7 | 21 | 2 | 0
| 7 | 21 | 3 | 0
| 7 | 21 | 4 | 0
| 7 | 21 | 5 | 0
| 7 | 21 | 6 | 0
| 7 | 21 | 7 | 0
| 7 | 21 | 8 | 0
| 7 | 21 | 9 | 0
| 7 | 21 | 10 | 0
| 7 | 21 | 11 | 0
| 7 | 21 | 12 | 0
| 7 | 21 | 13 | 0
| 7 | 21 | 14 | 0
| 7 | 21 | 15 | 0
| 7 | 21 | 16 | 0
| 7 | 21 | 17 | 0
| 7 | 21 | 18 | 0
| 7 | 21 | 19 | 0
| 7 | 21 | 20 | 0
| 7 | 21 | 21 | 0
| 7 | 21 | 22 | 0
| 7 | 21 | 23 | 0
| 7 | 21 | 24 | 0
| 7 | 22 | 1 | 0
| 7 | 22 | 2 | 0
| 7 | 22 | 3 | 0
| 7 | 22 | 4 | 0
| 7 | 22 | 5 | 0
| 7 | 22 | 6 | 0
| 7 | 22 | 7 | 0
| 7 | 22 | 8 | 0
| 7 | 22 | 9 | 0
| 7 | 22 | 10 | 0
| 7 | 22 | 11 | 0
| 7 | 22 | 12 | 0
| 7 | 22 | 13 | 0
| 7 | 22 | 14 | 0
| 7 | 22 | 15 | 0
| 7 | 22 | 16 | 0
| 7 | 22 | 17 | 0
| 7 | 22 | 18 | 0
| 7 | 22 | 19 | 0
| 7 | 22 | 20 | 0
| 7 | 22 | 21 | 0
| 7 | 22 | 22 | 0
| 7 | 22 | 23 | 0
| 7 | 22 | 24 | 0
| 7 | 23 | 1 | 0
| 7 | 23 | 2 | 0
| 7 | 23 | 3 | 0
| 7 | 23 | 4 | 0
| 7 | 23 | 5 | 0
| 7 | 23 | 6 | 0
| 7 | 23 | 7 | 0
| 7 | 23 | 8 | 0
| 7 | 23 | 9 | 0
| 7 | 23 | 10 | 0
| 7 | 23 | 11 | 0
| 7 | 23 | 12 | 0
| 7 | 23 | 13 | 0
| 7 | 23 | 14 | 0
| 7 | 23 | 15 | 0
| 7 | 23 | 16 | 0
| 7 | 23 | 17 | 0
| 7 | 23 | 18 | 0
| 7 | 23 | 19 | 0
| 7 | 23 | 20 | 0
| 7 | 23 | 21 | 0
| 7 | 23 | 22 | 0
| 7 | 23 | 23 | 0
| 7 | 23 | 24 | 0
| 7 | 24 | 1 | 0
| 7 | 24 | 2 | 0
| 7 | 24 | 3 | 0
| 7 | 24 | 4 | 0
| 7 | 24 | 5 | 0
| 7 | 24 | 6 | 0
| 7 | 24 | 7 | 0
| 7 | 24 | 8 | 0
| 7 | 24 | 9 | 0
| 7 | 24 | 10 | 0
| 7 | 24 | 11 | 0
| 7 | 24 | 12 | 0
| 7 | 24 | 13 | 0
| 7 | 24 | 14 | 0
| 7 | 24 | 15 | 0
| 7 | 24 | 16 | 0
| 7 | 24 | 17 | 0
| 7 | 24 | 18 | 0
| 7 | 24 | 19 | 0
| 7 | 24 | 20 | 0
| 7 | 24 | 21 | 0
| 7 | 24 | 22 | 0
| 7 | 24 | 23 | 0
| 7 | 24 | 24 | 0
| 7 | 25 | 1 | 0
| 7 | 25 | 2 | 0
| 7 | 25 | 3 | 0
| 7 | 25 | 4 | 0
| 7 | 25 | 5 | 0
| 7 | 25 | 6 | 0
| 7 | 25 | 7 | 0
| 7 | 25 | 8 | 0
| 7 | 25 | 9 | 0
| 7 | 25 | 10 | 0
| 7 | 25 | 11 | 0
| 7 | 25 | 12 | 0
| 7 | 25 | 13 | 0
| 7 | 25 | 14 | 0
| 7 | 25 | 15 | 0
| 7 | 25 | 16 | 0
| 7 | 25 | 17 | 0
| 7 | 25 | 18 | 0
| 7 | 25 | 19 | 0
| 7 | 25 | 20 | 0
| 7 | 25 | 21 | 0
| 7 | 25 | 22 | 0
| 7 | 25 | 23 | 0
| 7 | 25 | 24 | 0
| 7 | 26 | 1 | 0
| 7 | 26 | 2 | 0
| 7 | 26 | 3 | 0
| 7 | 26 | 4 | 0
| 7 | 26 | 5 | 0
| 7 | 26 | 6 | 0
| 7 | 26 | 7 | 0
| 7 | 26 | 8 | 0
| 7 | 26 | 9 | 0
| 7 | 26 | 10 | 0
| 7 | 26 | 11 | 0
| 7 | 26 | 12 | 0
| 7 | 26 | 13 | 0
| 7 | 26 | 14 | 0
| 7 | 26 | 15 | 0
| 7 | 26 | 16 | 0
| 7 | 26 | 17 | 0
| 7 | 26 | 18 | 0
| 7 | 26 | 19 | 0
| 7 | 26 | 20 | 0
| 7 | 26 | 21 | 0
| 7 | 26 | 22 | 0
| 7 | 26 | 23 | 0
| 7 | 26 | 24 | 0
| 7 | 27 | 1 | 0
| 7 | 27 | 2 | 0
| 7 | 27 | 3 | 0
| 7 | 27 | 4 | 0
| 7 | 27 | 5 | 0
| 7 | 27 | 6 | 0
| 7 | 27 | 7 | 0
| 7 | 27 | 8 | 0
| 7 | 27 | 9 | 0
| 7 | 27 | 10 | 0
| 7 | 27 | 11 | 0
| 7 | 27 | 12 | 0
| 7 | 27 | 13 | 0
| 7 | 27 | 14 | 0
| 7 | 27 | 15 | 0
| 7 | 27 | 16 | 0
| 7 | 27 | 17 | 0
| 7 | 27 | 18 | 0
| 7 | 27 | 19 | 0
| 7 | 27 | 20 | 0
| 7 | 27 | 21 | 0
| 7 | 27 | 22 | 0
| 7 | 27 | 23 | 0
| 7 | 27 | 24 | 0
| 7 | 28 | 1 | 0
| 7 | 28 | 2 | 0
| 7 | 28 | 3 | 0
| 7 | 28 | 4 | 0
| 7 | 28 | 5 | 0
| 7 | 28 | 6 | 0
| 7 | 28 | 7 | 0
| 7 | 28 | 8 | 0
| 7 | 28 | 9 | 0
| 7 | 28 | 10 | 0
| 7 | 28 | 11 | 0
| 7 | 28 | 12 | 0
| 7 | 28 | 13 | 0
| 7 | 28 | 14 | 0
| 7 | 28 | 15 | 0
| 7 | 28 | 16 | 0
| 7 | 28 | 17 | 0
| 7 | 28 | 18 | 0
| 7 | 28 | 19 | 0
| 7 | 28 | 20 | 0
| 7 | 28 | 21 | 0
| 7 | 28 | 22 | 0
| 7 | 28 | 23 | 0
| 7 | 28 | 24 | 0
| 7 | 29 | 1 | 0
| 7 | 29 | 2 | 0
| 7 | 29 | 3 | 0
| 7 | 29 | 4 | 0
| 7 | 29 | 5 | 0
| 7 | 29 | 6 | 0
| 7 | 29 | 7 | 0
| 7 | 29 | 8 | 0
| 7 | 29 | 9 | 0
| 7 | 29 | 10 | 0
| 7 | 29 | 11 | 0
| 7 | 29 | 12 | 0
| 7 | 29 | 13 | 0
| 7 | 29 | 14 | 0
| 7 | 29 | 15 | 0
| 7 | 29 | 16 | 0
| 7 | 29 | 17 | 0
| 7 | 29 | 18 | 0
| 7 | 29 | 19 | 0
| 7 | 29 | 20 | 0
| 7 | 29 | 21 | 0
| 7 | 29 | 22 | 0
| 7 | 29 | 23 | 0
| 7 | 29 | 24 | 0
| 7 | 30 | 1 | 0
| 7 | 30 | 2 | 0
| 7 | 30 | 3 | 0
| 7 | 30 | 4 | 0
| 7 | 30 | 5 | 0
| 7 | 30 | 6 | 0
| 7 | 30 | 7 | 0
| 7 | 30 | 8 | 0
| 7 | 30 | 9 | 0
| 7 | 30 | 10 | 0
| 7 | 30 | 11 | 0
| 7 | 30 | 12 | 0
| 7 | 30 | 13 | 0
| 7 | 30 | 14 | 0
| 7 | 30 | 15 | 0
| 7 | 30 | 16 | 0
| 7 | 30 | 17 | 0
| 7 | 30 | 18 | 0
| 7 | 30 | 19 | 0
| 7 | 30 | 20 | 0
| 7 | 30 | 21 | 0
| 7 | 30 | 22 | 0
| 7 | 30 | 23 | 0
| 7 | 30 | 24 | 0
| 7 | 31 | 1 | 0
| 7 | 31 | 2 | 0
| 7 | 31 | 3 | 0
| 7 | 31 | 4 | 0
| 7 | 31 | 5 | 0
| 7 | 31 | 6 | 0
| 7 | 31 | 7 | 0
| 7 | 31 | 8 | 0
| 7 | 31 | 9 | 0
| 7 | 31 | 10 | 0
| 7 | 31 | 11 | 0
| 7 | 31 | 12 | 0
| 7 | 31 | 13 | 0
| 7 | 31 | 14 | 0
| 7 | 31 | 15 | 0
| 7 | 31 | 16 | 0
| 7 | 31 | 17 | 0
| 7 | 31 | 18 | 0
| 7 | 31 | 19 | 0
| 7 | 31 | 20 | 0
| 7 | 31 | 21 | 0
| 7 | 31 | 22 | 0
| 7 | 31 | 23 | 0
| 7 | 31 | 24 | 0
| 8 | 1 | 1 | 0
| 8 | 1 | 2 | 0
| 8 | 1 | 3 | 0
| 8 | 1 | 4 | 0
| 8 | 1 | 5 | 0
| 8 | 1 | 6 | 0
| 8 | 1 | 7 | 0
| 8 | 1 | 8 | 0
| 8 | 1 | 9 | 0
| 8 | 1 | 10 | 0
| 8 | 1 | 11 | 0
| 8 | 1 | 12 | 0
| 8 | 1 | 13 | 0
| 8 | 1 | 14 | 0
| 8 | 1 | 15 | 0
| 8 | 1 | 16 | 0
| 8 | 1 | 17 | 0
| 8 | 1 | 18 | 0
| 8 | 1 | 19 | 0
| 8 | 1 | 20 | 0
| 8 | 1 | 21 | 0
| 8 | 1 | 22 | 0
| 8 | 1 | 23 | 0
| 8 | 1 | 24 | 0
| 8 | 2 | 1 | 0
| 8 | 2 | 2 | 0
| 8 | 2 | 3 | 0
| 8 | 2 | 4 | 0
| 8 | 2 | 5 | 0
| 8 | 2 | 6 | 0
| 8 | 2 | 7 | 0
| 8 | 2 | 8 | 0
| 8 | 2 | 9 | 0
| 8 | 2 | 10 | 0
| 8 | 2 | 11 | 0
| 8 | 2 | 12 | 0
| 8 | 2 | 13 | 0
| 8 | 2 | 14 | 0
| 8 | 2 | 15 | 0
| 8 | 2 | 16 | 0
| 8 | 2 | 17 | 0
| 8 | 2 | 18 | 0
| 8 | 2 | 19 | 0
| 8 | 2 | 20 | 0
| 8 | 2 | 21 | 0
| 8 | 2 | 22 | 0
| 8 | 2 | 23 | 0
| 8 | 2 | 24 | 0
| 8 | 3 | 1 | 0
| 8 | 3 | 2 | 0
| 8 | 3 | 3 | 0
| 8 | 3 | 4 | 0
| 8 | 3 | 5 | 0
| 8 | 3 | 6 | 0
| 8 | 3 | 7 | 0
| 8 | 3 | 8 | 0
| 8 | 3 | 9 | 0
| 8 | 3 | 10 | 0
| 8 | 3 | 11 | 0
| 8 | 3 | 12 | 0
| 8 | 3 | 13 | 0
| 8 | 3 | 14 | 0
| 8 | 3 | 15 | 0
| 8 | 3 | 16 | 0
| 8 | 3 | 17 | 0
| 8 | 3 | 18 | 0
| 8 | 3 | 19 | 0
| 8 | 3 | 20 | 0
| 8 | 3 | 21 | 0
| 8 | 3 | 22 | 0
| 8 | 3 | 23 | 0
| 8 | 3 | 24 | 0
| 8 | 4 | 1 | 0
| 8 | 4 | 2 | 0
| 8 | 4 | 3 | 0
| 8 | 4 | 4 | 0
| 8 | 4 | 5 | 0
| 8 | 4 | 6 | 0
| 8 | 4 | 7 | 0
| 8 | 4 | 8 | 0
| 8 | 4 | 9 | 0
| 8 | 4 | 10 | 0
| 8 | 4 | 11 | 0
| 8 | 4 | 12 | 0
| 8 | 4 | 13 | 0
| 8 | 4 | 14 | 0
| 8 | 4 | 15 | 0
| 8 | 4 | 16 | 0
| 8 | 4 | 17 | 0
| 8 | 4 | 18 | 0
| 8 | 4 | 19 | 0
| 8 | 4 | 20 | 0
| 8 | 4 | 21 | 0
| 8 | 4 | 22 | 0
| 8 | 4 | 23 | 0
| 8 | 4 | 24 | 0
| 8 | 5 | 1 | 0
| 8 | 5 | 2 | 0
| 8 | 5 | 3 | 0
| 8 | 5 | 4 | 0
| 8 | 5 | 5 | 0
| 8 | 5 | 6 | 0
| 8 | 5 | 7 | 0
| 8 | 5 | 8 | 0
| 8 | 5 | 9 | 0
| 8 | 5 | 10 | 0
| 8 | 5 | 11 | 0
| 8 | 5 | 12 | 0
| 8 | 5 | 13 | 0
| 8 | 5 | 14 | 0
| 8 | 5 | 15 | 0
| 8 | 5 | 16 | 0
| 8 | 5 | 17 | 0
| 8 | 5 | 18 | 0
| 8 | 5 | 19 | 0
| 8 | 5 | 20 | 0
| 8 | 5 | 21 | 0
| 8 | 5 | 22 | 0
| 8 | 5 | 23 | 0
| 8 | 5 | 24 | 0
| 8 | 6 | 1 | 0
| 8 | 6 | 2 | 0
| 8 | 6 | 3 | 0
| 8 | 6 | 4 | 0
| 8 | 6 | 5 | 0
| 8 | 6 | 6 | 0
| 8 | 6 | 7 | 0
| 8 | 6 | 8 | 0
| 8 | 6 | 9 | 0
| 8 | 6 | 10 | 0
| 8 | 6 | 11 | 0
| 8 | 6 | 12 | 0
| 8 | 6 | 13 | 0
| 8 | 6 | 14 | 0
| 8 | 6 | 15 | 0
| 8 | 6 | 16 | 0
| 8 | 6 | 17 | 0
| 8 | 6 | 18 | 0
| 8 | 6 | 19 | 0
| 8 | 6 | 20 | 0
| 8 | 6 | 21 | 0
| 8 | 6 | 22 | 0
| 8 | 6 | 23 | 0
| 8 | 6 | 24 | 0
| 8 | 7 | 1 | 0
| 8 | 7 | 2 | 0
| 8 | 7 | 3 | 0
| 8 | 7 | 4 | 0
| 8 | 7 | 5 | 0
| 8 | 7 | 6 | 0
| 8 | 7 | 7 | 0
| 8 | 7 | 8 | 0
| 8 | 7 | 9 | 0
| 8 | 7 | 10 | 0
| 8 | 7 | 11 | 0
| 8 | 7 | 12 | 0
| 8 | 7 | 13 | 0
| 8 | 7 | 14 | 0
| 8 | 7 | 15 | 0
| 8 | 7 | 16 | 0
| 8 | 7 | 17 | 0
| 8 | 7 | 18 | 0
| 8 | 7 | 19 | 0
| 8 | 7 | 20 | 0
| 8 | 7 | 21 | 0
| 8 | 7 | 22 | 0
| 8 | 7 | 23 | 0
| 8 | 7 | 24 | 0
| 8 | 8 | 1 | 0
| 8 | 8 | 2 | 0
| 8 | 8 | 3 | 0
| 8 | 8 | 4 | 0
| 8 | 8 | 5 | 0
| 8 | 8 | 6 | 0
| 8 | 8 | 7 | 0
| 8 | 8 | 8 | 0
| 8 | 8 | 9 | 0
| 8 | 8 | 10 | 0
| 8 | 8 | 11 | 0
| 8 | 8 | 12 | 0
| 8 | 8 | 13 | 0
| 8 | 8 | 14 | 0
| 8 | 8 | 15 | 0
| 8 | 8 | 16 | 0
| 8 | 8 | 17 | 0
| 8 | 8 | 18 | 0
| 8 | 8 | 19 | 0
| 8 | 8 | 20 | 0
| 8 | 8 | 21 | 0
| 8 | 8 | 22 | 0
| 8 | 8 | 23 | 0
| 8 | 8 | 24 | 0
| 8 | 9 | 1 | 0
| 8 | 9 | 2 | 0
| 8 | 9 | 3 | 0
| 8 | 9 | 4 | 0
| 8 | 9 | 5 | 0
| 8 | 9 | 6 | 0
| 8 | 9 | 7 | 0
| 8 | 9 | 8 | 0
| 8 | 9 | 9 | 0
| 8 | 9 | 10 | 0
| 8 | 9 | 11 | 0
| 8 | 9 | 12 | 0
| 8 | 9 | 13 | 0
| 8 | 9 | 14 | 0
| 8 | 9 | 15 | 0
| 8 | 9 | 16 | 0
| 8 | 9 | 17 | 0
| 8 | 9 | 18 | 0
| 8 | 9 | 19 | 0
| 8 | 9 | 20 | 0
| 8 | 9 | 21 | 0
| 8 | 9 | 22 | 0
| 8 | 9 | 23 | 0
| 8 | 9 | 24 | 0
| 8 | 10 | 1 | 0
| 8 | 10 | 2 | 0
| 8 | 10 | 3 | 0
| 8 | 10 | 4 | 0
| 8 | 10 | 5 | 0
| 8 | 10 | 6 | 0
| 8 | 10 | 7 | 0
| 8 | 10 | 8 | 0
| 8 | 10 | 9 | 0
| 8 | 10 | 10 | 0
| 8 | 10 | 11 | 0
| 8 | 10 | 12 | 0
| 8 | 10 | 13 | 0
| 8 | 10 | 14 | 0
| 8 | 10 | 15 | 0
| 8 | 10 | 16 | 0
| 8 | 10 | 17 | 0
| 8 | 10 | 18 | 0
| 8 | 10 | 19 | 0
| 8 | 10 | 20 | 0
| 8 | 10 | 21 | 0
| 8 | 10 | 22 | 0
| 8 | 10 | 23 | 0
| 8 | 10 | 24 | 0
| 8 | 11 | 1 | 0
| 8 | 11 | 2 | 0
| 8 | 11 | 3 | 0
| 8 | 11 | 4 | 0
| 8 | 11 | 5 | 0
| 8 | 11 | 6 | 0
| 8 | 11 | 7 | 0
| 8 | 11 | 8 | 0
| 8 | 11 | 9 | 0
| 8 | 11 | 10 | 0
| 8 | 11 | 11 | 0
| 8 | 11 | 12 | 0
| 8 | 11 | 13 | 0
| 8 | 11 | 14 | 0
| 8 | 11 | 15 | 0
| 8 | 11 | 16 | 0
| 8 | 11 | 17 | 0
| 8 | 11 | 18 | 0
| 8 | 11 | 19 | 0
| 8 | 11 | 20 | 0
| 8 | 11 | 21 | 0
| 8 | 11 | 22 | 0
| 8 | 11 | 23 | 0
| 8 | 11 | 24 | 0
| 8 | 12 | 1 | 0
| 8 | 12 | 2 | 0
| 8 | 12 | 3 | 0
| 8 | 12 | 4 | 0
| 8 | 12 | 5 | 0
| 8 | 12 | 6 | 0
| 8 | 12 | 7 | 0
| 8 | 12 | 8 | 0
| 8 | 12 | 9 | 0
| 8 | 12 | 10 | 0
| 8 | 12 | 11 | 0
| 8 | 12 | 12 | 0
| 8 | 12 | 13 | 0
| 8 | 12 | 14 | 0
| 8 | 12 | 15 | 0
| 8 | 12 | 16 | 0
| 8 | 12 | 17 | 0
| 8 | 12 | 18 | 0
| 8 | 12 | 19 | 0
| 8 | 12 | 20 | 0
| 8 | 12 | 21 | 0
| 8 | 12 | 22 | 0
| 8 | 12 | 23 | 0
| 8 | 12 | 24 | 0
| 8 | 13 | 1 | 0
| 8 | 13 | 2 | 0
| 8 | 13 | 3 | 0
| 8 | 13 | 4 | 0
| 8 | 13 | 5 | 0
| 8 | 13 | 6 | 0
| 8 | 13 | 7 | 0
| 8 | 13 | 8 | 0
| 8 | 13 | 9 | 0
| 8 | 13 | 10 | 0
| 8 | 13 | 11 | 0
| 8 | 13 | 12 | 0
| 8 | 13 | 13 | 0
| 8 | 13 | 14 | 0
| 8 | 13 | 15 | 0
| 8 | 13 | 16 | 0
| 8 | 13 | 17 | 0
| 8 | 13 | 18 | 0
| 8 | 13 | 19 | 0
| 8 | 13 | 20 | 0
| 8 | 13 | 21 | 0
| 8 | 13 | 22 | 0
| 8 | 13 | 23 | 0
| 8 | 13 | 24 | 0
| 8 | 14 | 1 | 0
| 8 | 14 | 2 | 0
| 8 | 14 | 3 | 0
| 8 | 14 | 4 | 0
| 8 | 14 | 5 | 0
| 8 | 14 | 6 | 0
| 8 | 14 | 7 | 0
| 8 | 14 | 8 | 0
| 8 | 14 | 9 | 0
| 8 | 14 | 10 | 0
| 8 | 14 | 11 | 0
| 8 | 14 | 12 | 0
| 8 | 14 | 13 | 0
| 8 | 14 | 14 | 0
| 8 | 14 | 15 | 0
| 8 | 14 | 16 | 0
| 8 | 14 | 17 | 0
| 8 | 14 | 18 | 0
| 8 | 14 | 19 | 0
| 8 | 14 | 20 | 0
| 8 | 14 | 21 | 0
| 8 | 14 | 22 | 0
| 8 | 14 | 23 | 0
| 8 | 14 | 24 | 0
| 8 | 15 | 1 | 0
| 8 | 15 | 2 | 0
| 8 | 15 | 3 | 0
| 8 | 15 | 4 | 0
| 8 | 15 | 5 | 0
| 8 | 15 | 6 | 0
| 8 | 15 | 7 | 0
| 8 | 15 | 8 | 0
| 8 | 15 | 9 | 0
| 8 | 15 | 10 | 0
| 8 | 15 | 11 | 0
| 8 | 15 | 12 | 0
| 8 | 15 | 13 | 0
| 8 | 15 | 14 | 0
| 8 | 15 | 15 | 0
| 8 | 15 | 16 | 0
| 8 | 15 | 17 | 0
| 8 | 15 | 18 | 0
| 8 | 15 | 19 | 0
| 8 | 15 | 20 | 0
| 8 | 15 | 21 | 0
| 8 | 15 | 22 | 0
| 8 | 15 | 23 | 0
| 8 | 15 | 24 | 0
| 8 | 16 | 1 | 0
| 8 | 16 | 2 | 0
| 8 | 16 | 3 | 0
| 8 | 16 | 4 | 0
| 8 | 16 | 5 | 0
| 8 | 16 | 6 | 0
| 8 | 16 | 7 | 0
| 8 | 16 | 8 | 0
| 8 | 16 | 9 | 0
| 8 | 16 | 10 | 0
| 8 | 16 | 11 | 0
| 8 | 16 | 12 | 0
| 8 | 16 | 13 | 0
| 8 | 16 | 14 | 0
| 8 | 16 | 15 | 0
| 8 | 16 | 16 | 0
| 8 | 16 | 17 | 0
| 8 | 16 | 18 | 0
| 8 | 16 | 19 | 0
| 8 | 16 | 20 | 0
| 8 | 16 | 21 | 0
| 8 | 16 | 22 | 0
| 8 | 16 | 23 | 0
| 8 | 16 | 24 | 0
| 8 | 17 | 1 | 0
| 8 | 17 | 2 | 0
| 8 | 17 | 3 | 0
| 8 | 17 | 4 | 0
| 8 | 17 | 5 | 0
| 8 | 17 | 6 | 0
| 8 | 17 | 7 | 0
| 8 | 17 | 8 | 0
| 8 | 17 | 9 | 0
| 8 | 17 | 10 | 0
| 8 | 17 | 11 | 0
| 8 | 17 | 12 | 0
| 8 | 17 | 13 | 0
| 8 | 17 | 14 | 0
| 8 | 17 | 15 | 0
| 8 | 17 | 16 | 0
| 8 | 17 | 17 | 0
| 8 | 17 | 18 | 0
| 8 | 17 | 19 | 0
| 8 | 17 | 20 | 0
| 8 | 17 | 21 | 0
| 8 | 17 | 22 | 0
| 8 | 17 | 23 | 0
| 8 | 17 | 24 | 0
| 8 | 18 | 1 | 0
| 8 | 18 | 2 | 0
| 8 | 18 | 3 | 0
| 8 | 18 | 4 | 0
| 8 | 18 | 5 | 0
| 8 | 18 | 6 | 0
| 8 | 18 | 7 | 0
| 8 | 18 | 8 | 0
| 8 | 18 | 9 | 0
| 8 | 18 | 10 | 0
| 8 | 18 | 11 | 0
| 8 | 18 | 12 | 0
| 8 | 18 | 13 | 0
| 8 | 18 | 14 | 0
| 8 | 18 | 15 | 0
| 8 | 18 | 16 | 0
| 8 | 18 | 17 | 0
| 8 | 18 | 18 | 0
| 8 | 18 | 19 | 0
| 8 | 18 | 20 | 0
| 8 | 18 | 21 | 0
| 8 | 18 | 22 | 0
| 8 | 18 | 23 | 0
| 8 | 18 | 24 | 0
| 8 | 19 | 1 | 0
| 8 | 19 | 2 | 0
| 8 | 19 | 3 | 0
| 8 | 19 | 4 | 0
| 8 | 19 | 5 | 0
| 8 | 19 | 6 | 0
| 8 | 19 | 7 | 0
| 8 | 19 | 8 | 0
| 8 | 19 | 9 | 0
| 8 | 19 | 10 | 0
| 8 | 19 | 11 | 0
| 8 | 19 | 12 | 0
| 8 | 19 | 13 | 0
| 8 | 19 | 14 | 0
| 8 | 19 | 15 | 0
| 8 | 19 | 16 | 0
| 8 | 19 | 17 | 0
| 8 | 19 | 18 | 0
| 8 | 19 | 19 | 0
| 8 | 19 | 20 | 0
| 8 | 19 | 21 | 0
| 8 | 19 | 22 | 0
| 8 | 19 | 23 | 0
| 8 | 19 | 24 | 0
| 8 | 20 | 1 | 0
| 8 | 20 | 2 | 0
| 8 | 20 | 3 | 0
| 8 | 20 | 4 | 0
| 8 | 20 | 5 | 0
| 8 | 20 | 6 | 0
| 8 | 20 | 7 | 0
| 8 | 20 | 8 | 0
| 8 | 20 | 9 | 0
| 8 | 20 | 10 | 0
| 8 | 20 | 11 | 0
| 8 | 20 | 12 | 0
| 8 | 20 | 13 | 0
| 8 | 20 | 14 | 0
| 8 | 20 | 15 | 0
| 8 | 20 | 16 | 0
| 8 | 20 | 17 | 0
| 8 | 20 | 18 | 0
| 8 | 20 | 19 | 0
| 8 | 20 | 20 | 0
| 8 | 20 | 21 | 0
| 8 | 20 | 22 | 0
| 8 | 20 | 23 | 0
| 8 | 20 | 24 | 0
| 8 | 21 | 1 | 0
| 8 | 21 | 2 | 0
| 8 | 21 | 3 | 0
| 8 | 21 | 4 | 0
| 8 | 21 | 5 | 0
| 8 | 21 | 6 | 0
| 8 | 21 | 7 | 0
| 8 | 21 | 8 | 0
| 8 | 21 | 9 | 0
| 8 | 21 | 10 | 0
| 8 | 21 | 11 | 0
| 8 | 21 | 12 | 0
| 8 | 21 | 13 | 0
| 8 | 21 | 14 | 0
| 8 | 21 | 15 | 0
| 8 | 21 | 16 | 0
| 8 | 21 | 17 | 0
| 8 | 21 | 18 | 0
| 8 | 21 | 19 | 0
| 8 | 21 | 20 | 0
| 8 | 21 | 21 | 0
| 8 | 21 | 22 | 0
| 8 | 21 | 23 | 0
| 8 | 21 | 24 | 0
| 8 | 22 | 1 | 0
| 8 | 22 | 2 | 0
| 8 | 22 | 3 | 0
| 8 | 22 | 4 | 0
| 8 | 22 | 5 | 0
| 8 | 22 | 6 | 0
| 8 | 22 | 7 | 0
| 8 | 22 | 8 | 0
| 8 | 22 | 9 | 0
| 8 | 22 | 10 | 0
| 8 | 22 | 11 | 0
| 8 | 22 | 12 | 0
| 8 | 22 | 13 | 0
| 8 | 22 | 14 | 0
| 8 | 22 | 15 | 0
| 8 | 22 | 16 | 0
| 8 | 22 | 17 | 0
| 8 | 22 | 18 | 0
| 8 | 22 | 19 | 0
| 8 | 22 | 20 | 0
| 8 | 22 | 21 | 0
| 8 | 22 | 22 | 0
| 8 | 22 | 23 | 0
| 8 | 22 | 24 | 0
| 8 | 23 | 1 | 0
| 8 | 23 | 2 | 0
| 8 | 23 | 3 | 0
| 8 | 23 | 4 | 0
| 8 | 23 | 5 | 0
| 8 | 23 | 6 | 0
| 8 | 23 | 7 | 0
| 8 | 23 | 8 | 0
| 8 | 23 | 9 | 0
| 8 | 23 | 10 | 0
| 8 | 23 | 11 | 0
| 8 | 23 | 12 | 0
| 8 | 23 | 13 | 0
| 8 | 23 | 14 | 0
| 8 | 23 | 15 | 0
| 8 | 23 | 16 | 0
| 8 | 23 | 17 | 0
| 8 | 23 | 18 | 0
| 8 | 23 | 19 | 0
| 8 | 23 | 20 | 0
| 8 | 23 | 21 | 0
| 8 | 23 | 22 | 0
| 8 | 23 | 23 | 0
| 8 | 23 | 24 | 0
| 8 | 24 | 1 | 0
| 8 | 24 | 2 | 0
| 8 | 24 | 3 | 0
| 8 | 24 | 4 | 0
| 8 | 24 | 5 | 0
| 8 | 24 | 6 | 0
| 8 | 24 | 7 | 0
| 8 | 24 | 8 | 0
| 8 | 24 | 9 | 0
| 8 | 24 | 10 | 0
| 8 | 24 | 11 | 0
| 8 | 24 | 12 | 0
| 8 | 24 | 13 | 0
| 8 | 24 | 14 | 0
| 8 | 24 | 15 | 0
| 8 | 24 | 16 | 0
| 8 | 24 | 17 | 0
| 8 | 24 | 18 | 0
| 8 | 24 | 19 | 0
| 8 | 24 | 20 | 0
| 8 | 24 | 21 | 0
| 8 | 24 | 22 | 0
| 8 | 24 | 23 | 0
| 8 | 24 | 24 | 0
| 8 | 25 | 1 | 0
| 8 | 25 | 2 | 0
| 8 | 25 | 3 | 0
| 8 | 25 | 4 | 0
| 8 | 25 | 5 | 0
| 8 | 25 | 6 | 0
| 8 | 25 | 7 | 0
| 8 | 25 | 8 | 0
| 8 | 25 | 9 | 0
| 8 | 25 | 10 | 0
| 8 | 25 | 11 | 0
| 8 | 25 | 12 | 0
| 8 | 25 | 13 | 0
| 8 | 25 | 14 | 0
| 8 | 25 | 15 | 0
| 8 | 25 | 16 | 0
| 8 | 25 | 17 | 0
| 8 | 25 | 18 | 0
| 8 | 25 | 19 | 0
| 8 | 25 | 20 | 0
| 8 | 25 | 21 | 0
| 8 | 25 | 22 | 0
| 8 | 25 | 23 | 0
| 8 | 25 | 24 | 0
| 8 | 26 | 1 | 0
| 8 | 26 | 2 | 0
| 8 | 26 | 3 | 0
| 8 | 26 | 4 | 0
| 8 | 26 | 5 | 0
| 8 | 26 | 6 | 0
| 8 | 26 | 7 | 0
| 8 | 26 | 8 | 0
| 8 | 26 | 9 | 0
| 8 | 26 | 10 | 0
| 8 | 26 | 11 | 0
| 8 | 26 | 12 | 0
| 8 | 26 | 13 | 0
| 8 | 26 | 14 | 0
| 8 | 26 | 15 | 0
| 8 | 26 | 16 | 0
| 8 | 26 | 17 | 0
| 8 | 26 | 18 | 0
| 8 | 26 | 19 | 0
| 8 | 26 | 20 | 0
| 8 | 26 | 21 | 0
| 8 | 26 | 22 | 0
| 8 | 26 | 23 | 0
| 8 | 26 | 24 | 0
| 8 | 27 | 1 | 0
| 8 | 27 | 2 | 0
| 8 | 27 | 3 | 0
| 8 | 27 | 4 | 0
| 8 | 27 | 5 | 0
| 8 | 27 | 6 | 0
| 8 | 27 | 7 | 0
| 8 | 27 | 8 | 0
| 8 | 27 | 9 | 0
| 8 | 27 | 10 | 0
| 8 | 27 | 11 | 0
| 8 | 27 | 12 | 0
| 8 | 27 | 13 | 0
| 8 | 27 | 14 | 0
| 8 | 27 | 15 | 0
| 8 | 27 | 16 | 0
| 8 | 27 | 17 | 0
| 8 | 27 | 18 | 0
| 8 | 27 | 19 | 0
| 8 | 27 | 20 | 0
| 8 | 27 | 21 | 0
| 8 | 27 | 22 | 0
| 8 | 27 | 23 | 0
| 8 | 27 | 24 | 0
| 8 | 28 | 1 | 0
| 8 | 28 | 2 | 0
| 8 | 28 | 3 | 0
| 8 | 28 | 4 | 0
| 8 | 28 | 5 | 0
| 8 | 28 | 6 | 0
| 8 | 28 | 7 | 0
| 8 | 28 | 8 | 0
| 8 | 28 | 9 | 0
| 8 | 28 | 10 | 0
| 8 | 28 | 11 | 0
| 8 | 28 | 12 | 0
| 8 | 28 | 13 | 0
| 8 | 28 | 14 | 0
| 8 | 28 | 15 | 0
| 8 | 28 | 16 | 0
| 8 | 28 | 17 | 0
| 8 | 28 | 18 | 0
| 8 | 28 | 19 | 0
| 8 | 28 | 20 | 0
| 8 | 28 | 21 | 0
| 8 | 28 | 22 | 0
| 8 | 28 | 23 | 0
| 8 | 28 | 24 | 0
| 8 | 29 | 1 | 0
| 8 | 29 | 2 | 0
| 8 | 29 | 3 | 0
| 8 | 29 | 4 | 0
| 8 | 29 | 5 | 0
| 8 | 29 | 6 | 0
| 8 | 29 | 7 | 0
| 8 | 29 | 8 | 0
| 8 | 29 | 9 | 0
| 8 | 29 | 10 | 0
| 8 | 29 | 11 | 0
| 8 | 29 | 12 | 0
| 8 | 29 | 13 | 0
| 8 | 29 | 14 | 0
| 8 | 29 | 15 | 0
| 8 | 29 | 16 | 0
| 8 | 29 | 17 | 0
| 8 | 29 | 18 | 0
| 8 | 29 | 19 | 0
| 8 | 29 | 20 | 0
| 8 | 29 | 21 | 0
| 8 | 29 | 22 | 0
| 8 | 29 | 23 | 0
| 8 | 29 | 24 | 0
| 8 | 30 | 1 | 0
| 8 | 30 | 2 | 0
| 8 | 30 | 3 | 0
| 8 | 30 | 4 | 0
| 8 | 30 | 5 | 0
| 8 | 30 | 6 | 0
| 8 | 30 | 7 | 0
| 8 | 30 | 8 | 0
| 8 | 30 | 9 | 0
| 8 | 30 | 10 | 0
| 8 | 30 | 11 | 0
| 8 | 30 | 12 | 0
| 8 | 30 | 13 | 0
| 8 | 30 | 14 | 0
| 8 | 30 | 15 | 0
| 8 | 30 | 16 | 0
| 8 | 30 | 17 | 0
| 8 | 30 | 18 | 0
| 8 | 30 | 19 | 0
| 8 | 30 | 20 | 0
| 8 | 30 | 21 | 0
| 8 | 30 | 22 | 0
| 8 | 30 | 23 | 0
| 8 | 30 | 24 | 0
| 8 | 31 | 1 | 0
| 8 | 31 | 2 | 0
| 8 | 31 | 3 | 0
| 8 | 31 | 4 | 0
| 8 | 31 | 5 | 0
| 8 | 31 | 6 | 0
| 8 | 31 | 7 | 0
| 8 | 31 | 8 | 0
| 8 | 31 | 9 | 0
| 8 | 31 | 10 | 0
| 8 | 31 | 11 | 0
| 8 | 31 | 12 | 0
| 8 | 31 | 13 | 0
| 8 | 31 | 14 | 0
| 8 | 31 | 15 | 0
| 8 | 31 | 16 | 0
| 8 | 31 | 17 | 0
| 8 | 31 | 18 | 0
| 8 | 31 | 19 | 0
| 8 | 31 | 20 | 0
| 8 | 31 | 21 | 0
| 8 | 31 | 22 | 0
| 8 | 31 | 23 | 0
| 8 | 31 | 24 | 0
| 9 | 1 | 1 | 0
| 9 | 1 | 2 | 0
| 9 | 1 | 3 | 0
| 9 | 1 | 4 | 0
| 9 | 1 | 5 | 0
| 9 | 1 | 6 | 0
| 9 | 1 | 7 | 0
| 9 | 1 | 8 | 0
| 9 | 1 | 9 | 0
| 9 | 1 | 10 | 0
| 9 | 1 | 11 | 0
| 9 | 1 | 12 | 0
| 9 | 1 | 13 | 0
| 9 | 1 | 14 | 0
| 9 | 1 | 15 | 0
| 9 | 1 | 16 | 0
| 9 | 1 | 17 | 0
| 9 | 1 | 18 | 0
| 9 | 1 | 19 | 0
| 9 | 1 | 20 | 0
| 9 | 1 | 21 | 0
| 9 | 1 | 22 | 0
| 9 | 1 | 23 | 0
| 9 | 1 | 24 | 0
| 9 | 2 | 1 | 0
| 9 | 2 | 2 | 0
| 9 | 2 | 3 | 0
| 9 | 2 | 4 | 0
| 9 | 2 | 5 | 0
| 9 | 2 | 6 | 0
| 9 | 2 | 7 | 0
| 9 | 2 | 8 | 0
| 9 | 2 | 9 | 0
| 9 | 2 | 10 | 0
| 9 | 2 | 11 | 0
| 9 | 2 | 12 | 0
| 9 | 2 | 13 | 0
| 9 | 2 | 14 | 0
| 9 | 2 | 15 | 0
| 9 | 2 | 16 | 0
| 9 | 2 | 17 | 0
| 9 | 2 | 18 | 0
| 9 | 2 | 19 | 0
| 9 | 2 | 20 | 0
| 9 | 2 | 21 | 0
| 9 | 2 | 22 | 0
| 9 | 2 | 23 | 0
| 9 | 2 | 24 | 0
| 9 | 3 | 1 | 0
| 9 | 3 | 2 | 0
| 9 | 3 | 3 | 0
| 9 | 3 | 4 | 0
| 9 | 3 | 5 | 0
| 9 | 3 | 6 | 0
| 9 | 3 | 7 | 0
| 9 | 3 | 8 | 0
| 9 | 3 | 9 | 0
| 9 | 3 | 10 | 0
| 9 | 3 | 11 | 0
| 9 | 3 | 12 | 0
| 9 | 3 | 13 | 0
| 9 | 3 | 14 | 0
| 9 | 3 | 15 | 0
| 9 | 3 | 16 | 0
| 9 | 3 | 17 | 0
| 9 | 3 | 18 | 0
| 9 | 3 | 19 | 0
| 9 | 3 | 20 | 0
| 9 | 3 | 21 | 0
| 9 | 3 | 22 | 0
| 9 | 3 | 23 | 0
| 9 | 3 | 24 | 0
| 9 | 4 | 1 | 0
| 9 | 4 | 2 | 0
| 9 | 4 | 3 | 0
| 9 | 4 | 4 | 0
| 9 | 4 | 5 | 0
| 9 | 4 | 6 | 0
| 9 | 4 | 7 | 0
| 9 | 4 | 8 | 0
| 9 | 4 | 9 | 0
| 9 | 4 | 10 | 0
| 9 | 4 | 11 | 0
| 9 | 4 | 12 | 0
| 9 | 4 | 13 | 0
| 9 | 4 | 14 | 0
| 9 | 4 | 15 | 0
| 9 | 4 | 16 | 0
| 9 | 4 | 17 | 0
| 9 | 4 | 18 | 0
| 9 | 4 | 19 | 0
| 9 | 4 | 20 | 0
| 9 | 4 | 21 | 0
| 9 | 4 | 22 | 0
| 9 | 4 | 23 | 0
| 9 | 4 | 24 | 0
| 9 | 5 | 1 | 0
| 9 | 5 | 2 | 0
| 9 | 5 | 3 | 0
| 9 | 5 | 4 | 0
| 9 | 5 | 5 | 0
| 9 | 5 | 6 | 0
| 9 | 5 | 7 | 0
| 9 | 5 | 8 | 0
| 9 | 5 | 9 | 0
| 9 | 5 | 10 | 0
| 9 | 5 | 11 | 0
| 9 | 5 | 12 | 0
| 9 | 5 | 13 | 0
| 9 | 5 | 14 | 0
| 9 | 5 | 15 | 0
| 9 | 5 | 16 | 0
| 9 | 5 | 17 | 0
| 9 | 5 | 18 | 0
| 9 | 5 | 19 | 0
| 9 | 5 | 20 | 0
| 9 | 5 | 21 | 0
| 9 | 5 | 22 | 0
| 9 | 5 | 23 | 0
| 9 | 5 | 24 | 0
| 9 | 6 | 1 | 0
| 9 | 6 | 2 | 0
| 9 | 6 | 3 | 0
| 9 | 6 | 4 | 0
| 9 | 6 | 5 | 0
| 9 | 6 | 6 | 0
| 9 | 6 | 7 | 0
| 9 | 6 | 8 | 0
| 9 | 6 | 9 | 0
| 9 | 6 | 10 | 0
| 9 | 6 | 11 | 0
| 9 | 6 | 12 | 0
| 9 | 6 | 13 | 0
| 9 | 6 | 14 | 0
| 9 | 6 | 15 | 0
| 9 | 6 | 16 | 0
| 9 | 6 | 17 | 0
| 9 | 6 | 18 | 0
| 9 | 6 | 19 | 0
| 9 | 6 | 20 | 0
| 9 | 6 | 21 | 0
| 9 | 6 | 22 | 0
| 9 | 6 | 23 | 0
| 9 | 6 | 24 | 0
| 9 | 7 | 1 | 0
| 9 | 7 | 2 | 0
| 9 | 7 | 3 | 0
| 9 | 7 | 4 | 0
| 9 | 7 | 5 | 0
| 9 | 7 | 6 | 0
| 9 | 7 | 7 | 0
| 9 | 7 | 8 | 0
| 9 | 7 | 9 | 0
| 9 | 7 | 10 | 0
| 9 | 7 | 11 | 0
| 9 | 7 | 12 | 0
| 9 | 7 | 13 | 0
| 9 | 7 | 14 | 0
| 9 | 7 | 15 | 0
| 9 | 7 | 16 | 0
| 9 | 7 | 17 | 0
| 9 | 7 | 18 | 0
| 9 | 7 | 19 | 0
| 9 | 7 | 20 | 0
| 9 | 7 | 21 | 0
| 9 | 7 | 22 | 0
| 9 | 7 | 23 | 0
| 9 | 7 | 24 | 0
| 9 | 8 | 1 | 0
| 9 | 8 | 2 | 0
| 9 | 8 | 3 | 0
| 9 | 8 | 4 | 0
| 9 | 8 | 5 | 0
| 9 | 8 | 6 | 0
| 9 | 8 | 7 | 0
| 9 | 8 | 8 | 0
| 9 | 8 | 9 | 0
| 9 | 8 | 10 | 0
| 9 | 8 | 11 | 0
| 9 | 8 | 12 | 0
| 9 | 8 | 13 | 0
| 9 | 8 | 14 | 0
| 9 | 8 | 15 | 0
| 9 | 8 | 16 | 0
| 9 | 8 | 17 | 0
| 9 | 8 | 18 | 0
| 9 | 8 | 19 | 0
| 9 | 8 | 20 | 0
| 9 | 8 | 21 | 0
| 9 | 8 | 22 | 0
| 9 | 8 | 23 | 0
| 9 | 8 | 24 | 0
| 9 | 9 | 1 | 0
| 9 | 9 | 2 | 0
| 9 | 9 | 3 | 0
| 9 | 9 | 4 | 0
| 9 | 9 | 5 | 0
| 9 | 9 | 6 | 0
| 9 | 9 | 7 | 0
| 9 | 9 | 8 | 0
| 9 | 9 | 9 | 0
| 9 | 9 | 10 | 0
| 9 | 9 | 11 | 0
| 9 | 9 | 12 | 0
| 9 | 9 | 13 | 0
| 9 | 9 | 14 | 0
| 9 | 9 | 15 | 0
| 9 | 9 | 16 | 0
| 9 | 9 | 17 | 0
| 9 | 9 | 18 | 0
| 9 | 9 | 19 | 0
| 9 | 9 | 20 | 0
| 9 | 9 | 21 | 0
| 9 | 9 | 22 | 0
| 9 | 9 | 23 | 0
| 9 | 9 | 24 | 0
| 9 | 10 | 1 | 0
| 9 | 10 | 2 | 0
| 9 | 10 | 3 | 0
| 9 | 10 | 4 | 0
| 9 | 10 | 5 | 0
| 9 | 10 | 6 | 0
| 9 | 10 | 7 | 0
| 9 | 10 | 8 | 0
| 9 | 10 | 9 | 0
| 9 | 10 | 10 | 0
| 9 | 10 | 11 | 0
| 9 | 10 | 12 | 0
| 9 | 10 | 13 | 0
| 9 | 10 | 14 | 0
| 9 | 10 | 15 | 0
| 9 | 10 | 16 | 0
| 9 | 10 | 17 | 0
| 9 | 10 | 18 | 0
| 9 | 10 | 19 | 0
| 9 | 10 | 20 | 0
| 9 | 10 | 21 | 0
| 9 | 10 | 22 | 0
| 9 | 10 | 23 | 0
| 9 | 10 | 24 | 0
| 9 | 11 | 1 | 0
| 9 | 11 | 2 | 0
| 9 | 11 | 3 | 0
| 9 | 11 | 4 | 0
| 9 | 11 | 5 | 0
| 9 | 11 | 6 | 0
| 9 | 11 | 7 | 0
| 9 | 11 | 8 | 0
| 9 | 11 | 9 | 0
| 9 | 11 | 10 | 0
| 9 | 11 | 11 | 0
| 9 | 11 | 12 | 0
| 9 | 11 | 13 | 0
| 9 | 11 | 14 | 0
| 9 | 11 | 15 | 0
| 9 | 11 | 16 | 0
| 9 | 11 | 17 | 0
| 9 | 11 | 18 | 0
| 9 | 11 | 19 | 0
| 9 | 11 | 20 | 0
| 9 | 11 | 21 | 0
| 9 | 11 | 22 | 0
| 9 | 11 | 23 | 0
| 9 | 11 | 24 | 0
| 9 | 12 | 1 | 0
| 9 | 12 | 2 | 0
| 9 | 12 | 3 | 0
| 9 | 12 | 4 | 0
| 9 | 12 | 5 | 0
| 9 | 12 | 6 | 0
| 9 | 12 | 7 | 0
| 9 | 12 | 8 | 0
| 9 | 12 | 9 | 0
| 9 | 12 | 10 | 0
| 9 | 12 | 11 | 0
| 9 | 12 | 12 | 0
| 9 | 12 | 13 | 0
| 9 | 12 | 14 | 0
| 9 | 12 | 15 | 0
| 9 | 12 | 16 | 0
| 9 | 12 | 17 | 0
| 9 | 12 | 18 | 0
| 9 | 12 | 19 | 0
| 9 | 12 | 20 | 0
| 9 | 12 | 21 | 0
| 9 | 12 | 22 | 0
| 9 | 12 | 23 | 0
| 9 | 12 | 24 | 0
| 9 | 13 | 1 | 0
| 9 | 13 | 2 | 0
| 9 | 13 | 3 | 0
| 9 | 13 | 4 | 0
| 9 | 13 | 5 | 0
| 9 | 13 | 6 | 0
| 9 | 13 | 7 | 0
| 9 | 13 | 8 | 0
| 9 | 13 | 9 | 0
| 9 | 13 | 10 | 0
| 9 | 13 | 11 | 0
| 9 | 13 | 12 | 0
| 9 | 13 | 13 | 0
| 9 | 13 | 14 | 0
| 9 | 13 | 15 | 0
| 9 | 13 | 16 | 0
| 9 | 13 | 17 | 0
| 9 | 13 | 18 | 0
| 9 | 13 | 19 | 0
| 9 | 13 | 20 | 0
| 9 | 13 | 21 | 0
| 9 | 13 | 22 | 0
| 9 | 13 | 23 | 0
| 9 | 13 | 24 | 0
| 9 | 14 | 1 | 0
| 9 | 14 | 2 | 0
| 9 | 14 | 3 | 0
| 9 | 14 | 4 | 0
| 9 | 14 | 5 | 0
| 9 | 14 | 6 | 0
| 9 | 14 | 7 | 0
| 9 | 14 | 8 | 0
| 9 | 14 | 9 | 0
| 9 | 14 | 10 | 0
| 9 | 14 | 11 | 0
| 9 | 14 | 12 | 0
| 9 | 14 | 13 | 0
| 9 | 14 | 14 | 0
| 9 | 14 | 15 | 0
| 9 | 14 | 16 | 0
| 9 | 14 | 17 | 0
| 9 | 14 | 18 | 0
| 9 | 14 | 19 | 0
| 9 | 14 | 20 | 0
| 9 | 14 | 21 | 0
| 9 | 14 | 22 | 0
| 9 | 14 | 23 | 0
| 9 | 14 | 24 | 0
| 9 | 15 | 1 | 0
| 9 | 15 | 2 | 0
| 9 | 15 | 3 | 0
| 9 | 15 | 4 | 0
| 9 | 15 | 5 | 0
| 9 | 15 | 6 | 0
| 9 | 15 | 7 | 0
| 9 | 15 | 8 | 0
| 9 | 15 | 9 | 0
| 9 | 15 | 10 | 0
| 9 | 15 | 11 | 0
| 9 | 15 | 12 | 0
| 9 | 15 | 13 | 0
| 9 | 15 | 14 | 0
| 9 | 15 | 15 | 0
| 9 | 15 | 16 | 0
| 9 | 15 | 17 | 0
| 9 | 15 | 18 | 0
| 9 | 15 | 19 | 0
| 9 | 15 | 20 | 0
| 9 | 15 | 21 | 0
| 9 | 15 | 22 | 0
| 9 | 15 | 23 | 0
| 9 | 15 | 24 | 0
| 9 | 16 | 1 | 0
| 9 | 16 | 2 | 0
| 9 | 16 | 3 | 0
| 9 | 16 | 4 | 0
| 9 | 16 | 5 | 0
| 9 | 16 | 6 | 0
| 9 | 16 | 7 | 0
| 9 | 16 | 8 | 0
| 9 | 16 | 9 | 0
| 9 | 16 | 10 | 0
| 9 | 16 | 11 | 0
| 9 | 16 | 12 | 0
| 9 | 16 | 13 | 0
| 9 | 16 | 14 | 0
| 9 | 16 | 15 | 0
| 9 | 16 | 16 | 0
| 9 | 16 | 17 | 0
| 9 | 16 | 18 | 0
| 9 | 16 | 19 | 0
| 9 | 16 | 20 | 0
| 9 | 16 | 21 | 0
| 9 | 16 | 22 | 0
| 9 | 16 | 23 | 0
| 9 | 16 | 24 | 0
| 9 | 17 | 1 | 0
| 9 | 17 | 2 | 0
| 9 | 17 | 3 | 0
| 9 | 17 | 4 | 0
| 9 | 17 | 5 | 0
| 9 | 17 | 6 | 0
| 9 | 17 | 7 | 0
| 9 | 17 | 8 | 0
| 9 | 17 | 9 | 0
| 9 | 17 | 10 | 0
| 9 | 17 | 11 | 0
| 9 | 17 | 12 | 0
| 9 | 17 | 13 | 0
| 9 | 17 | 14 | 0
| 9 | 17 | 15 | 0
| 9 | 17 | 16 | 0
| 9 | 17 | 17 | 0
| 9 | 17 | 18 | 0
| 9 | 17 | 19 | 0
| 9 | 17 | 20 | 0
| 9 | 17 | 21 | 0
| 9 | 17 | 22 | 0
| 9 | 17 | 23 | 0
| 9 | 17 | 24 | 0
| 9 | 18 | 1 | 0
| 9 | 18 | 2 | 0
| 9 | 18 | 3 | 0
| 9 | 18 | 4 | 0
| 9 | 18 | 5 | 0
| 9 | 18 | 6 | 0
| 9 | 18 | 7 | 0
| 9 | 18 | 8 | 0
| 9 | 18 | 9 | 0
| 9 | 18 | 10 | 0
| 9 | 18 | 11 | 0
| 9 | 18 | 12 | 0
| 9 | 18 | 13 | 0
| 9 | 18 | 14 | 0
| 9 | 18 | 15 | 0
| 9 | 18 | 16 | 0
| 9 | 18 | 17 | 0
| 9 | 18 | 18 | 0
| 9 | 18 | 19 | 0
| 9 | 18 | 20 | 0
| 9 | 18 | 21 | 0
| 9 | 18 | 22 | 0
| 9 | 18 | 23 | 0
| 9 | 18 | 24 | 0
| 9 | 19 | 1 | 0
| 9 | 19 | 2 | 0
| 9 | 19 | 3 | 0
| 9 | 19 | 4 | 0
| 9 | 19 | 5 | 0
| 9 | 19 | 6 | 0
| 9 | 19 | 7 | 0
| 9 | 19 | 8 | 0
| 9 | 19 | 9 | 0
| 9 | 19 | 10 | 0
| 9 | 19 | 11 | 0
| 9 | 19 | 12 | 0
| 9 | 19 | 13 | 0
| 9 | 19 | 14 | 0
| 9 | 19 | 15 | 0
| 9 | 19 | 16 | 0
| 9 | 19 | 17 | 0
| 9 | 19 | 18 | 0
| 9 | 19 | 19 | 0
| 9 | 19 | 20 | 0
| 9 | 19 | 21 | 0
| 9 | 19 | 22 | 0
| 9 | 19 | 23 | 0
| 9 | 19 | 24 | 0
| 9 | 20 | 1 | 0
| 9 | 20 | 2 | 0
| 9 | 20 | 3 | 0
| 9 | 20 | 4 | 0
| 9 | 20 | 5 | 0
| 9 | 20 | 6 | 0
| 9 | 20 | 7 | 0
| 9 | 20 | 8 | 0
| 9 | 20 | 9 | 0
| 9 | 20 | 10 | 0
| 9 | 20 | 11 | 0
| 9 | 20 | 12 | 0
| 9 | 20 | 13 | 0
| 9 | 20 | 14 | 0
| 9 | 20 | 15 | 0
| 9 | 20 | 16 | 0
| 9 | 20 | 17 | 0
| 9 | 20 | 18 | 0
| 9 | 20 | 19 | 0
| 9 | 20 | 20 | 0
| 9 | 20 | 21 | 0
| 9 | 20 | 22 | 0
| 9 | 20 | 23 | 0
| 9 | 20 | 24 | 0
| 9 | 21 | 1 | 0
| 9 | 21 | 2 | 0
| 9 | 21 | 3 | 0
| 9 | 21 | 4 | 0
| 9 | 21 | 5 | 0
| 9 | 21 | 6 | 0
| 9 | 21 | 7 | 0
| 9 | 21 | 8 | 0
| 9 | 21 | 9 | 0
| 9 | 21 | 10 | 0
| 9 | 21 | 11 | 0
| 9 | 21 | 12 | 0
| 9 | 21 | 13 | 0
| 9 | 21 | 14 | 0
| 9 | 21 | 15 | 0
| 9 | 21 | 16 | 0
| 9 | 21 | 17 | 0
| 9 | 21 | 18 | 0
| 9 | 21 | 19 | 0
| 9 | 21 | 20 | 0
| 9 | 21 | 21 | 0
| 9 | 21 | 22 | 0
| 9 | 21 | 23 | 0
| 9 | 21 | 24 | 0
| 9 | 22 | 1 | 0
| 9 | 22 | 2 | 0
| 9 | 22 | 3 | 0
| 9 | 22 | 4 | 0
| 9 | 22 | 5 | 0
| 9 | 22 | 6 | 0
| 9 | 22 | 7 | 0
| 9 | 22 | 8 | 0
| 9 | 22 | 9 | 0
| 9 | 22 | 10 | 0
| 9 | 22 | 11 | 0
| 9 | 22 | 12 | 0
| 9 | 22 | 13 | 0
| 9 | 22 | 14 | 0
| 9 | 22 | 15 | 0
| 9 | 22 | 16 | 0
| 9 | 22 | 17 | 0
| 9 | 22 | 18 | 0
| 9 | 22 | 19 | 0
| 9 | 22 | 20 | 0
| 9 | 22 | 21 | 0
| 9 | 22 | 22 | 0
| 9 | 22 | 23 | 0
| 9 | 22 | 24 | 0
| 9 | 23 | 1 | 0
| 9 | 23 | 2 | 0
| 9 | 23 | 3 | 0
| 9 | 23 | 4 | 0
| 9 | 23 | 5 | 0
| 9 | 23 | 6 | 0
| 9 | 23 | 7 | 0
| 9 | 23 | 8 | 0
| 9 | 23 | 9 | 0
| 9 | 23 | 10 | 0
| 9 | 23 | 11 | 0
| 9 | 23 | 12 | 0
| 9 | 23 | 13 | 0
| 9 | 23 | 14 | 0
| 9 | 23 | 15 | 0
| 9 | 23 | 16 | 0
| 9 | 23 | 17 | 0
| 9 | 23 | 18 | 0
| 9 | 23 | 19 | 0
| 9 | 23 | 20 | 0
| 9 | 23 | 21 | 0
| 9 | 23 | 22 | 0
| 9 | 23 | 23 | 0
| 9 | 23 | 24 | 0
| 9 | 24 | 1 | 0
| 9 | 24 | 2 | 0
| 9 | 24 | 3 | 0
| 9 | 24 | 4 | 0
| 9 | 24 | 5 | 0
| 9 | 24 | 6 | 0
| 9 | 24 | 7 | 0
| 9 | 24 | 8 | 0
| 9 | 24 | 9 | 0
| 9 | 24 | 10 | 0
| 9 | 24 | 11 | 0
| 9 | 24 | 12 | 0
| 9 | 24 | 13 | 0
| 9 | 24 | 14 | 0
| 9 | 24 | 15 | 0
| 9 | 24 | 16 | 0
| 9 | 24 | 17 | 0
| 9 | 24 | 18 | 0
| 9 | 24 | 19 | 0
| 9 | 24 | 20 | 0
| 9 | 24 | 21 | 0
| 9 | 24 | 22 | 0
| 9 | 24 | 23 | 0
| 9 | 24 | 24 | 0
| 9 | 25 | 1 | 0
| 9 | 25 | 2 | 0
| 9 | 25 | 3 | 0
| 9 | 25 | 4 | 0
| 9 | 25 | 5 | 0
| 9 | 25 | 6 | 0
| 9 | 25 | 7 | 0
| 9 | 25 | 8 | 0
| 9 | 25 | 9 | 0
| 9 | 25 | 10 | 0
| 9 | 25 | 11 | 0
| 9 | 25 | 12 | 0
| 9 | 25 | 13 | 0
| 9 | 25 | 14 | 0
| 9 | 25 | 15 | 0
| 9 | 25 | 16 | 0
| 9 | 25 | 17 | 0
| 9 | 25 | 18 | 0
| 9 | 25 | 19 | 0
| 9 | 25 | 20 | 0
| 9 | 25 | 21 | 0
| 9 | 25 | 22 | 0
| 9 | 25 | 23 | 0
| 9 | 25 | 24 | 0
| 9 | 26 | 1 | 0
| 9 | 26 | 2 | 0
| 9 | 26 | 3 | 0
| 9 | 26 | 4 | 0
| 9 | 26 | 5 | 0
| 9 | 26 | 6 | 0
| 9 | 26 | 7 | 0
| 9 | 26 | 8 | 0
| 9 | 26 | 9 | 0
| 9 | 26 | 10 | 0
| 9 | 26 | 11 | 0
| 9 | 26 | 12 | 0
| 9 | 26 | 13 | 0
| 9 | 26 | 14 | 0
| 9 | 26 | 15 | 0
| 9 | 26 | 16 | 0
| 9 | 26 | 17 | 0
| 9 | 26 | 18 | 0
| 9 | 26 | 19 | 0
| 9 | 26 | 20 | 0
| 9 | 26 | 21 | 0
| 9 | 26 | 22 | 0
| 9 | 26 | 23 | 0
| 9 | 26 | 24 | 0
| 9 | 27 | 1 | 0
| 9 | 27 | 2 | 0
| 9 | 27 | 3 | 0
| 9 | 27 | 4 | 0
| 9 | 27 | 5 | 0
| 9 | 27 | 6 | 0
| 9 | 27 | 7 | 0
| 9 | 27 | 8 | 0
| 9 | 27 | 9 | 0
| 9 | 27 | 10 | 0
| 9 | 27 | 11 | 0
| 9 | 27 | 12 | 0
| 9 | 27 | 13 | 0
| 9 | 27 | 14 | 0
| 9 | 27 | 15 | 0
| 9 | 27 | 16 | 0
| 9 | 27 | 17 | 0
| 9 | 27 | 18 | 0
| 9 | 27 | 19 | 0
| 9 | 27 | 20 | 0
| 9 | 27 | 21 | 0
| 9 | 27 | 22 | 0
| 9 | 27 | 23 | 0
| 9 | 27 | 24 | 0
| 9 | 28 | 1 | 0
| 9 | 28 | 2 | 0
| 9 | 28 | 3 | 0
| 9 | 28 | 4 | 0
| 9 | 28 | 5 | 0
| 9 | 28 | 6 | 0
| 9 | 28 | 7 | 0
| 9 | 28 | 8 | 0
| 9 | 28 | 9 | 0
| 9 | 28 | 10 | 0
| 9 | 28 | 11 | 0
| 9 | 28 | 12 | 0
| 9 | 28 | 13 | 0
| 9 | 28 | 14 | 0
| 9 | 28 | 15 | 0
| 9 | 28 | 16 | 0
| 9 | 28 | 17 | 0
| 9 | 28 | 18 | 0
| 9 | 28 | 19 | 0
| 9 | 28 | 20 | 0
| 9 | 28 | 21 | 0
| 9 | 28 | 22 | 0
| 9 | 28 | 23 | 0
| 9 | 28 | 24 | 0
| 9 | 29 | 1 | 0
| 9 | 29 | 2 | 0
| 9 | 29 | 3 | 0
| 9 | 29 | 4 | 0
| 9 | 29 | 5 | 0
| 9 | 29 | 6 | 0
| 9 | 29 | 7 | 0
| 9 | 29 | 8 | 0
| 9 | 29 | 9 | 0
| 9 | 29 | 10 | 0
| 9 | 29 | 11 | 0
| 9 | 29 | 12 | 0
| 9 | 29 | 13 | 0
| 9 | 29 | 14 | 0
| 9 | 29 | 15 | 0
| 9 | 29 | 16 | 0
| 9 | 29 | 17 | 0
| 9 | 29 | 18 | 0
| 9 | 29 | 19 | 0
| 9 | 29 | 20 | 0
| 9 | 29 | 21 | 0
| 9 | 29 | 22 | 0
| 9 | 29 | 23 | 0
| 9 | 29 | 24 | 0
| 9 | 30 | 1 | 0
| 9 | 30 | 2 | 0
| 9 | 30 | 3 | 0
| 9 | 30 | 4 | 0
| 9 | 30 | 5 | 0
| 9 | 30 | 6 | 0
| 9 | 30 | 7 | 0
| 9 | 30 | 8 | 0
| 9 | 30 | 9 | 0
| 9 | 30 | 10 | 0
| 9 | 30 | 11 | 0
| 9 | 30 | 12 | 0
| 9 | 30 | 13 | 0
| 9 | 30 | 14 | 0
| 9 | 30 | 15 | 0
| 9 | 30 | 16 | 0
| 9 | 30 | 17 | 0
| 9 | 30 | 18 | 0
| 9 | 30 | 19 | 0
| 9 | 30 | 20 | 0
| 9 | 30 | 21 | 0
| 9 | 30 | 22 | 0
| 9 | 30 | 23 | 0
| 9 | 30 | 24 | 0
| 10 | 1 | 1 | 0
| 10 | 1 | 2 | 0
| 10 | 1 | 3 | 0
| 10 | 1 | 4 | 0
| 10 | 1 | 5 | 0
| 10 | 1 | 6 | 0
| 10 | 1 | 7 | 0
| 10 | 1 | 8 | 0
| 10 | 1 | 9 | 0
| 10 | 1 | 10 | 0
| 10 | 1 | 11 | 0
| 10 | 1 | 12 | 0
| 10 | 1 | 13 | 0
| 10 | 1 | 14 | 0
| 10 | 1 | 15 | 0
| 10 | 1 | 16 | 0
| 10 | 1 | 17 | 0
| 10 | 1 | 18 | 0
| 10 | 1 | 19 | 0
| 10 | 1 | 20 | 0
| 10 | 1 | 21 | 0
| 10 | 1 | 22 | 0
| 10 | 1 | 23 | 0
| 10 | 1 | 24 | 0
| 10 | 2 | 1 | 0
| 10 | 2 | 2 | 0
| 10 | 2 | 3 | 0
| 10 | 2 | 4 | 0
| 10 | 2 | 5 | 0
| 10 | 2 | 6 | 0
| 10 | 2 | 7 | 0
| 10 | 2 | 8 | 0
| 10 | 2 | 9 | 0
| 10 | 2 | 10 | 0
| 10 | 2 | 11 | 0
| 10 | 2 | 12 | 0
| 10 | 2 | 13 | 0
| 10 | 2 | 14 | 0
| 10 | 2 | 15 | 0
| 10 | 2 | 16 | 0
| 10 | 2 | 17 | 0
| 10 | 2 | 18 | 0
| 10 | 2 | 19 | 0
| 10 | 2 | 20 | 0
| 10 | 2 | 21 | 0
| 10 | 2 | 22 | 0
| 10 | 2 | 23 | 0
| 10 | 2 | 24 | 0
| 10 | 3 | 1 | 0
| 10 | 3 | 2 | 0
| 10 | 3 | 3 | 0
| 10 | 3 | 4 | 0
| 10 | 3 | 5 | 0
| 10 | 3 | 6 | 0
| 10 | 3 | 7 | 0
| 10 | 3 | 8 | 0
| 10 | 3 | 9 | 0
| 10 | 3 | 10 | 0
| 10 | 3 | 11 | 0
| 10 | 3 | 12 | 0
| 10 | 3 | 13 | 0
| 10 | 3 | 14 | 0
| 10 | 3 | 15 | 0
| 10 | 3 | 16 | 0
| 10 | 3 | 17 | 0
| 10 | 3 | 18 | 0
| 10 | 3 | 19 | 0
| 10 | 3 | 20 | 0
| 10 | 3 | 21 | 0
| 10 | 3 | 22 | 0
| 10 | 3 | 23 | 0
| 10 | 3 | 24 | 0
| 10 | 4 | 1 | 0
| 10 | 4 | 2 | 0
| 10 | 4 | 3 | 0
| 10 | 4 | 4 | 0
| 10 | 4 | 5 | 0
| 10 | 4 | 6 | 0
| 10 | 4 | 7 | 0
| 10 | 4 | 8 | 0
| 10 | 4 | 9 | 0
| 10 | 4 | 10 | 0
| 10 | 4 | 11 | 0
| 10 | 4 | 12 | 0
| 10 | 4 | 13 | 0
| 10 | 4 | 14 | 0
| 10 | 4 | 15 | 0
| 10 | 4 | 16 | 0
| 10 | 4 | 17 | 0
| 10 | 4 | 18 | 0
| 10 | 4 | 19 | 0
| 10 | 4 | 20 | 0
| 10 | 4 | 21 | 0
| 10 | 4 | 22 | 0
| 10 | 4 | 23 | 0
| 10 | 4 | 24 | 0
| 10 | 5 | 1 | 0
| 10 | 5 | 2 | 0
| 10 | 5 | 3 | 0
| 10 | 5 | 4 | 0
| 10 | 5 | 5 | 0
| 10 | 5 | 6 | 0
| 10 | 5 | 7 | 0
| 10 | 5 | 8 | 0
| 10 | 5 | 9 | 0
| 10 | 5 | 10 | 0
| 10 | 5 | 11 | 0
| 10 | 5 | 12 | 0
| 10 | 5 | 13 | 0
| 10 | 5 | 14 | 0
| 10 | 5 | 15 | 0
| 10 | 5 | 16 | 0
| 10 | 5 | 17 | 0
| 10 | 5 | 18 | 0
| 10 | 5 | 19 | 0
| 10 | 5 | 20 | 0
| 10 | 5 | 21 | 0
| 10 | 5 | 22 | 0
| 10 | 5 | 23 | 0
| 10 | 5 | 24 | 0
| 10 | 6 | 1 | 0
| 10 | 6 | 2 | 0
| 10 | 6 | 3 | 0
| 10 | 6 | 4 | 0
| 10 | 6 | 5 | 0
| 10 | 6 | 6 | 0
| 10 | 6 | 7 | 0
| 10 | 6 | 8 | 0
| 10 | 6 | 9 | 0
| 10 | 6 | 10 | 0
| 10 | 6 | 11 | 0
| 10 | 6 | 12 | 0
| 10 | 6 | 13 | 0
| 10 | 6 | 14 | 0
| 10 | 6 | 15 | 0
| 10 | 6 | 16 | 0
| 10 | 6 | 17 | 0
| 10 | 6 | 18 | 0
| 10 | 6 | 19 | 0
| 10 | 6 | 20 | 0
| 10 | 6 | 21 | 0
| 10 | 6 | 22 | 0
| 10 | 6 | 23 | 0
| 10 | 6 | 24 | 0
| 10 | 7 | 1 | 0
| 10 | 7 | 2 | 0
| 10 | 7 | 3 | 0
| 10 | 7 | 4 | 0
| 10 | 7 | 5 | 0
| 10 | 7 | 6 | 0
| 10 | 7 | 7 | 0
| 10 | 7 | 8 | 0
| 10 | 7 | 9 | 0
| 10 | 7 | 10 | 0
| 10 | 7 | 11 | 0
| 10 | 7 | 12 | 0
| 10 | 7 | 13 | 0
| 10 | 7 | 14 | 0
| 10 | 7 | 15 | 0
| 10 | 7 | 16 | 0
| 10 | 7 | 17 | 0
| 10 | 7 | 18 | 0
| 10 | 7 | 19 | 0
| 10 | 7 | 20 | 0
| 10 | 7 | 21 | 0
| 10 | 7 | 22 | 0
| 10 | 7 | 23 | 0
| 10 | 7 | 24 | 0
| 10 | 8 | 1 | 0
| 10 | 8 | 2 | 0
| 10 | 8 | 3 | 0
| 10 | 8 | 4 | 0
| 10 | 8 | 5 | 0
| 10 | 8 | 6 | 0
| 10 | 8 | 7 | 0
| 10 | 8 | 8 | 0
| 10 | 8 | 9 | 0
| 10 | 8 | 10 | 0
| 10 | 8 | 11 | 0
| 10 | 8 | 12 | 0
| 10 | 8 | 13 | 0
| 10 | 8 | 14 | 0
| 10 | 8 | 15 | 0
| 10 | 8 | 16 | 0
| 10 | 8 | 17 | 0
| 10 | 8 | 18 | 0
| 10 | 8 | 19 | 0
| 10 | 8 | 20 | 0
| 10 | 8 | 21 | 0
| 10 | 8 | 22 | 0
| 10 | 8 | 23 | 0
| 10 | 8 | 24 | 0
| 10 | 9 | 1 | 0
| 10 | 9 | 2 | 0
| 10 | 9 | 3 | 0
| 10 | 9 | 4 | 0
| 10 | 9 | 5 | 0
| 10 | 9 | 6 | 0
| 10 | 9 | 7 | 0
| 10 | 9 | 8 | 0
| 10 | 9 | 9 | 0
| 10 | 9 | 10 | 0
| 10 | 9 | 11 | 0
| 10 | 9 | 12 | 0
| 10 | 9 | 13 | 0
| 10 | 9 | 14 | 0
| 10 | 9 | 15 | 0
| 10 | 9 | 16 | 0
| 10 | 9 | 17 | 0
| 10 | 9 | 18 | 0
| 10 | 9 | 19 | 0
| 10 | 9 | 20 | 0
| 10 | 9 | 21 | 0
| 10 | 9 | 22 | 0
| 10 | 9 | 23 | 0
| 10 | 9 | 24 | 0
| 10 | 10 | 1 | 0
| 10 | 10 | 2 | 0
| 10 | 10 | 3 | 0
| 10 | 10 | 4 | 0
| 10 | 10 | 5 | 0
| 10 | 10 | 6 | 0
| 10 | 10 | 7 | 0
| 10 | 10 | 8 | 0
| 10 | 10 | 9 | 0
| 10 | 10 | 10 | 0
| 10 | 10 | 11 | 0
| 10 | 10 | 12 | 0
| 10 | 10 | 13 | 0
| 10 | 10 | 14 | 0
| 10 | 10 | 15 | 0
| 10 | 10 | 16 | 0
| 10 | 10 | 17 | 0
| 10 | 10 | 18 | 0
| 10 | 10 | 19 | 0
| 10 | 10 | 20 | 0
| 10 | 10 | 21 | 0
| 10 | 10 | 22 | 0
| 10 | 10 | 23 | 0
| 10 | 10 | 24 | 0
| 10 | 11 | 1 | 0
| 10 | 11 | 2 | 0
| 10 | 11 | 3 | 0
| 10 | 11 | 4 | 0
| 10 | 11 | 5 | 0
| 10 | 11 | 6 | 0
| 10 | 11 | 7 | 0
| 10 | 11 | 8 | 0
| 10 | 11 | 9 | 0
| 10 | 11 | 10 | 0
| 10 | 11 | 11 | 0
| 10 | 11 | 12 | 0
| 10 | 11 | 13 | 0
| 10 | 11 | 14 | 0
| 10 | 11 | 15 | 0
| 10 | 11 | 16 | 0
| 10 | 11 | 17 | 0
| 10 | 11 | 18 | 0
| 10 | 11 | 19 | 0
| 10 | 11 | 20 | 0
| 10 | 11 | 21 | 0
| 10 | 11 | 22 | 0
| 10 | 11 | 23 | 0
| 10 | 11 | 24 | 0
| 10 | 12 | 1 | 0
| 10 | 12 | 2 | 0
| 10 | 12 | 3 | 0
| 10 | 12 | 4 | 0
| 10 | 12 | 5 | 0
| 10 | 12 | 6 | 0
| 10 | 12 | 7 | 0
| 10 | 12 | 8 | 0
| 10 | 12 | 9 | 0
| 10 | 12 | 10 | 0
| 10 | 12 | 11 | 0
| 10 | 12 | 12 | 0
| 10 | 12 | 13 | 0
| 10 | 12 | 14 | 0
| 10 | 12 | 15 | 0
| 10 | 12 | 16 | 0
| 10 | 12 | 17 | 0
| 10 | 12 | 18 | 0
| 10 | 12 | 19 | 0
| 10 | 12 | 20 | 0
| 10 | 12 | 21 | 0
| 10 | 12 | 22 | 0
| 10 | 12 | 23 | 0
| 10 | 12 | 24 | 0
| 10 | 13 | 1 | 0
| 10 | 13 | 2 | 0
| 10 | 13 | 3 | 0
| 10 | 13 | 4 | 0
| 10 | 13 | 5 | 0
| 10 | 13 | 6 | 0
| 10 | 13 | 7 | 0
| 10 | 13 | 8 | 0
| 10 | 13 | 9 | 0
| 10 | 13 | 10 | 0
| 10 | 13 | 11 | 0
| 10 | 13 | 12 | 0
| 10 | 13 | 13 | 0
| 10 | 13 | 14 | 0
| 10 | 13 | 15 | 0
| 10 | 13 | 16 | 0
| 10 | 13 | 17 | 0
| 10 | 13 | 18 | 0
| 10 | 13 | 19 | 0
| 10 | 13 | 20 | 0
| 10 | 13 | 21 | 0
| 10 | 13 | 22 | 0
| 10 | 13 | 23 | 0
| 10 | 13 | 24 | 0
| 10 | 14 | 1 | 0
| 10 | 14 | 2 | 0
| 10 | 14 | 3 | 0
| 10 | 14 | 4 | 0
| 10 | 14 | 5 | 0
| 10 | 14 | 6 | 0
| 10 | 14 | 7 | 0
| 10 | 14 | 8 | 0
| 10 | 14 | 9 | 0
| 10 | 14 | 10 | 0
| 10 | 14 | 11 | 0
| 10 | 14 | 12 | 0
| 10 | 14 | 13 | 0
| 10 | 14 | 14 | 0
| 10 | 14 | 15 | 0
| 10 | 14 | 16 | 0
| 10 | 14 | 17 | 0
| 10 | 14 | 18 | 0
| 10 | 14 | 19 | 0
| 10 | 14 | 20 | 0
| 10 | 14 | 21 | 0
| 10 | 14 | 22 | 0
| 10 | 14 | 23 | 0
| 10 | 14 | 24 | 0
| 10 | 15 | 1 | 0
| 10 | 15 | 2 | 0
| 10 | 15 | 3 | 0
| 10 | 15 | 4 | 0
| 10 | 15 | 5 | 0
| 10 | 15 | 6 | 0
| 10 | 15 | 7 | 0
| 10 | 15 | 8 | 0
| 10 | 15 | 9 | 0
| 10 | 15 | 10 | 0
| 10 | 15 | 11 | 0
| 10 | 15 | 12 | 0
| 10 | 15 | 13 | 0
| 10 | 15 | 14 | 0
| 10 | 15 | 15 | 0
| 10 | 15 | 16 | 0
| 10 | 15 | 17 | 0
| 10 | 15 | 18 | 0
| 10 | 15 | 19 | 0
| 10 | 15 | 20 | 0
| 10 | 15 | 21 | 0
| 10 | 15 | 22 | 0
| 10 | 15 | 23 | 0
| 10 | 15 | 24 | 0
| 10 | 16 | 1 | 0
| 10 | 16 | 2 | 0
| 10 | 16 | 3 | 0
| 10 | 16 | 4 | 0
| 10 | 16 | 5 | 0
| 10 | 16 | 6 | 0
| 10 | 16 | 7 | 0
| 10 | 16 | 8 | 0
| 10 | 16 | 9 | 0
| 10 | 16 | 10 | 0
| 10 | 16 | 11 | 0
| 10 | 16 | 12 | 0
| 10 | 16 | 13 | 0
| 10 | 16 | 14 | 0
| 10 | 16 | 15 | 0
| 10 | 16 | 16 | 0
| 10 | 16 | 17 | 0
| 10 | 16 | 18 | 0
| 10 | 16 | 19 | 0
| 10 | 16 | 20 | 0
| 10 | 16 | 21 | 0
| 10 | 16 | 22 | 0
| 10 | 16 | 23 | 0
| 10 | 16 | 24 | 0
| 10 | 17 | 1 | 0
| 10 | 17 | 2 | 0
| 10 | 17 | 3 | 0
| 10 | 17 | 4 | 0
| 10 | 17 | 5 | 0
| 10 | 17 | 6 | 0
| 10 | 17 | 7 | 0
| 10 | 17 | 8 | 0
| 10 | 17 | 9 | 0
| 10 | 17 | 10 | 0
| 10 | 17 | 11 | 0
| 10 | 17 | 12 | 0
| 10 | 17 | 13 | 0
| 10 | 17 | 14 | 0
| 10 | 17 | 15 | 0
| 10 | 17 | 16 | 0
| 10 | 17 | 17 | 0
| 10 | 17 | 18 | 0
| 10 | 17 | 19 | 0
| 10 | 17 | 20 | 0
| 10 | 17 | 21 | 0
| 10 | 17 | 22 | 0
| 10 | 17 | 23 | 0
| 10 | 17 | 24 | 0
| 10 | 18 | 1 | 0
| 10 | 18 | 2 | 0
| 10 | 18 | 3 | 0
| 10 | 18 | 4 | 0
| 10 | 18 | 5 | 0
| 10 | 18 | 6 | 0
| 10 | 18 | 7 | 0
| 10 | 18 | 8 | 0
| 10 | 18 | 9 | 0
| 10 | 18 | 10 | 0
| 10 | 18 | 11 | 0
| 10 | 18 | 12 | 0
| 10 | 18 | 13 | 0
| 10 | 18 | 14 | 0
| 10 | 18 | 15 | 0
| 10 | 18 | 16 | 0
| 10 | 18 | 17 | 0
| 10 | 18 | 18 | 0
| 10 | 18 | 19 | 0
| 10 | 18 | 20 | 0
| 10 | 18 | 21 | 0
| 10 | 18 | 22 | 0
| 10 | 18 | 23 | 0
| 10 | 18 | 24 | 0
| 10 | 19 | 1 | 0
| 10 | 19 | 2 | 0
| 10 | 19 | 3 | 0
| 10 | 19 | 4 | 0
| 10 | 19 | 5 | 0
| 10 | 19 | 6 | 0
| 10 | 19 | 7 | 0
| 10 | 19 | 8 | 0
| 10 | 19 | 9 | 0
| 10 | 19 | 10 | 0
| 10 | 19 | 11 | 0
| 10 | 19 | 12 | 0
| 10 | 19 | 13 | 0
| 10 | 19 | 14 | 0
| 10 | 19 | 15 | 0
| 10 | 19 | 16 | 0
| 10 | 19 | 17 | 0
| 10 | 19 | 18 | 0
| 10 | 19 | 19 | 0
| 10 | 19 | 20 | 0
| 10 | 19 | 21 | 0
| 10 | 19 | 22 | 0
| 10 | 19 | 23 | 0
| 10 | 19 | 24 | 0
| 10 | 20 | 1 | 0
| 10 | 20 | 2 | 0
| 10 | 20 | 3 | 0
| 10 | 20 | 4 | 0
| 10 | 20 | 5 | 0
| 10 | 20 | 6 | 0
| 10 | 20 | 7 | 0
| 10 | 20 | 8 | 0
| 10 | 20 | 9 | 0
| 10 | 20 | 10 | 0
| 10 | 20 | 11 | 0
| 10 | 20 | 12 | 0
| 10 | 20 | 13 | 0
| 10 | 20 | 14 | 0
| 10 | 20 | 15 | 0
| 10 | 20 | 16 | 0
| 10 | 20 | 17 | 0
| 10 | 20 | 18 | 0
| 10 | 20 | 19 | 0
| 10 | 20 | 20 | 0
| 10 | 20 | 21 | 0
| 10 | 20 | 22 | 0
| 10 | 20 | 23 | 0
| 10 | 20 | 24 | 0
| 10 | 21 | 1 | 0
| 10 | 21 | 2 | 0
| 10 | 21 | 3 | 0
| 10 | 21 | 4 | 0
| 10 | 21 | 5 | 0
| 10 | 21 | 6 | 0
| 10 | 21 | 7 | 0
| 10 | 21 | 8 | 0
| 10 | 21 | 9 | 0
| 10 | 21 | 10 | 0
| 10 | 21 | 11 | 0
| 10 | 21 | 12 | 0
| 10 | 21 | 13 | 0
| 10 | 21 | 14 | 0
| 10 | 21 | 15 | 0
| 10 | 21 | 16 | 0
| 10 | 21 | 17 | 0
| 10 | 21 | 18 | 0
| 10 | 21 | 19 | 0
| 10 | 21 | 20 | 0
| 10 | 21 | 21 | 0
| 10 | 21 | 22 | 0
| 10 | 21 | 23 | 0
| 10 | 21 | 24 | 0
| 10 | 22 | 1 | 0
| 10 | 22 | 2 | 0
| 10 | 22 | 3 | 0
| 10 | 22 | 4 | 0
| 10 | 22 | 5 | 0
| 10 | 22 | 6 | 0
| 10 | 22 | 7 | 0
| 10 | 22 | 8 | 0
| 10 | 22 | 9 | 0
| 10 | 22 | 10 | 0
| 10 | 22 | 11 | 0
| 10 | 22 | 12 | 0
| 10 | 22 | 13 | 0
| 10 | 22 | 14 | 0
| 10 | 22 | 15 | 0
| 10 | 22 | 16 | 0
| 10 | 22 | 17 | 0
| 10 | 22 | 18 | 0
| 10 | 22 | 19 | 0
| 10 | 22 | 20 | 0
| 10 | 22 | 21 | 0
| 10 | 22 | 22 | 0
| 10 | 22 | 23 | 0
| 10 | 22 | 24 | 0
| 10 | 23 | 1 | 0
| 10 | 23 | 2 | 0
| 10 | 23 | 3 | 0
| 10 | 23 | 4 | 0
| 10 | 23 | 5 | 0
| 10 | 23 | 6 | 0
| 10 | 23 | 7 | 0
| 10 | 23 | 8 | 0
| 10 | 23 | 9 | 0
| 10 | 23 | 10 | 0
| 10 | 23 | 11 | 0
| 10 | 23 | 12 | 0
| 10 | 23 | 13 | 0
| 10 | 23 | 14 | 0
| 10 | 23 | 15 | 0
| 10 | 23 | 16 | 0
| 10 | 23 | 17 | 0
| 10 | 23 | 18 | 0
| 10 | 23 | 19 | 0
| 10 | 23 | 20 | 0
| 10 | 23 | 21 | 0
| 10 | 23 | 22 | 0
| 10 | 23 | 23 | 0
| 10 | 23 | 24 | 0
| 10 | 24 | 1 | 0
| 10 | 24 | 2 | 0
| 10 | 24 | 3 | 0
| 10 | 24 | 4 | 0
| 10 | 24 | 5 | 0
| 10 | 24 | 6 | 0
| 10 | 24 | 7 | 0
| 10 | 24 | 8 | 0
| 10 | 24 | 9 | 0
| 10 | 24 | 10 | 0
| 10 | 24 | 11 | 0
| 10 | 24 | 12 | 0
| 10 | 24 | 13 | 0
| 10 | 24 | 14 | 0
| 10 | 24 | 15 | 0
| 10 | 24 | 16 | 0
| 10 | 24 | 17 | 0
| 10 | 24 | 18 | 0
| 10 | 24 | 19 | 0
| 10 | 24 | 20 | 0
| 10 | 24 | 21 | 0
| 10 | 24 | 22 | 0
| 10 | 24 | 23 | 0
| 10 | 24 | 24 | 0
| 10 | 25 | 1 | 0
| 10 | 25 | 2 | 0
| 10 | 25 | 3 | 0
| 10 | 25 | 4 | 0
| 10 | 25 | 5 | 0
| 10 | 25 | 6 | 0
| 10 | 25 | 7 | 0
| 10 | 25 | 8 | 0
| 10 | 25 | 9 | 0
| 10 | 25 | 10 | 0
| 10 | 25 | 11 | 0
| 10 | 25 | 12 | 0
| 10 | 25 | 13 | 0
| 10 | 25 | 14 | 0
| 10 | 25 | 15 | 0
| 10 | 25 | 16 | 0
| 10 | 25 | 17 | 0
| 10 | 25 | 18 | 0
| 10 | 25 | 19 | 0
| 10 | 25 | 20 | 0
| 10 | 25 | 21 | 0
| 10 | 25 | 22 | 0
| 10 | 25 | 23 | 0
| 10 | 25 | 24 | 0
| 10 | 26 | 1 | 0
| 10 | 26 | 2 | 0
| 10 | 26 | 3 | 0
| 10 | 26 | 4 | 0
| 10 | 26 | 5 | 0
| 10 | 26 | 6 | 0
| 10 | 26 | 7 | 0
| 10 | 26 | 8 | 0
| 10 | 26 | 9 | 0
| 10 | 26 | 10 | 0
| 10 | 26 | 11 | 0
| 10 | 26 | 12 | 0
| 10 | 26 | 13 | 0
| 10 | 26 | 14 | 0
| 10 | 26 | 15 | 0
| 10 | 26 | 16 | 0
| 10 | 26 | 17 | 0
| 10 | 26 | 18 | 0
| 10 | 26 | 19 | 0
| 10 | 26 | 20 | 0
| 10 | 26 | 21 | 0
| 10 | 26 | 22 | 0
| 10 | 26 | 23 | 0
| 10 | 26 | 24 | 0
| 10 | 27 | 1 | 0
| 10 | 27 | 2 | 0
| 10 | 27 | 3 | 0
| 10 | 27 | 4 | 0
| 10 | 27 | 5 | 0
| 10 | 27 | 6 | 0
| 10 | 27 | 7 | 0
| 10 | 27 | 8 | 0
| 10 | 27 | 9 | 0
| 10 | 27 | 10 | 0
| 10 | 27 | 11 | 0
| 10 | 27 | 12 | 0
| 10 | 27 | 13 | 0
| 10 | 27 | 14 | 0
| 10 | 27 | 15 | 0
| 10 | 27 | 16 | 0
| 10 | 27 | 17 | 0
| 10 | 27 | 18 | 0
| 10 | 27 | 19 | 0
| 10 | 27 | 20 | 0
| 10 | 27 | 21 | 0
| 10 | 27 | 22 | 0
| 10 | 27 | 23 | 0
| 10 | 27 | 24 | 0
| 10 | 28 | 1 | 0
| 10 | 28 | 2 | 0
| 10 | 28 | 3 | 0
| 10 | 28 | 4 | 0
| 10 | 28 | 5 | 0
| 10 | 28 | 6 | 0
| 10 | 28 | 7 | 0
| 10 | 28 | 8 | 0
| 10 | 28 | 9 | 0
| 10 | 28 | 10 | 0
| 10 | 28 | 11 | 0
| 10 | 28 | 12 | 0
| 10 | 28 | 13 | 0
| 10 | 28 | 14 | 0
| 10 | 28 | 15 | 0
| 10 | 28 | 16 | 0
| 10 | 28 | 17 | 0
| 10 | 28 | 18 | 0
| 10 | 28 | 19 | 0
| 10 | 28 | 20 | 0
| 10 | 28 | 21 | 0
| 10 | 28 | 22 | 0
| 10 | 28 | 23 | 0
| 10 | 28 | 24 | 0
| 10 | 29 | 1 | 0
| 10 | 29 | 2 | 0
| 10 | 29 | 3 | 0
| 10 | 29 | 4 | 0
| 10 | 29 | 5 | 0
| 10 | 29 | 6 | 0
| 10 | 29 | 7 | 0
| 10 | 29 | 8 | 0
| 10 | 29 | 9 | 0
| 10 | 29 | 10 | 0
| 10 | 29 | 11 | 0
| 10 | 29 | 12 | 0
| 10 | 29 | 13 | 0
| 10 | 29 | 14 | 0
| 10 | 29 | 15 | 0
| 10 | 29 | 16 | 0
| 10 | 29 | 17 | 0
| 10 | 29 | 18 | 0
| 10 | 29 | 19 | 0
| 10 | 29 | 20 | 0
| 10 | 29 | 21 | 0
| 10 | 29 | 22 | 0
| 10 | 29 | 23 | 0
| 10 | 29 | 24 | 0
| 10 | 30 | 1 | 0
| 10 | 30 | 2 | 0
| 10 | 30 | 3 | 0
| 10 | 30 | 4 | 0
| 10 | 30 | 5 | 0
| 10 | 30 | 6 | 0
| 10 | 30 | 7 | 0
| 10 | 30 | 8 | 0
| 10 | 30 | 9 | 0
| 10 | 30 | 10 | 0
| 10 | 30 | 11 | 0
| 10 | 30 | 12 | 0
| 10 | 30 | 13 | 0
| 10 | 30 | 14 | 0
| 10 | 30 | 15 | 0
| 10 | 30 | 16 | 0
| 10 | 30 | 17 | 0
| 10 | 30 | 18 | 0
| 10 | 30 | 19 | 0
| 10 | 30 | 20 | 0
| 10 | 30 | 21 | 0
| 10 | 30 | 22 | 0
| 10 | 30 | 23 | 0
| 10 | 30 | 24 | 0
| 10 | 31 | 1 | 0
| 10 | 31 | 2 | 0
| 10 | 31 | 3 | 0
| 10 | 31 | 4 | 0
| 10 | 31 | 5 | 0
| 10 | 31 | 6 | 0
| 10 | 31 | 7 | 0
| 10 | 31 | 8 | 0
| 10 | 31 | 9 | 0
| 10 | 31 | 10 | 0
| 10 | 31 | 11 | 0
| 10 | 31 | 12 | 0
| 10 | 31 | 13 | 0
| 10 | 31 | 14 | 0
| 10 | 31 | 15 | 0
| 10 | 31 | 16 | 0
| 10 | 31 | 17 | 0
| 10 | 31 | 18 | 0
| 10 | 31 | 19 | 0
| 10 | 31 | 20 | 0
| 10 | 31 | 21 | 0
| 10 | 31 | 22 | 0
| 10 | 31 | 23 | 0
| 10 | 31 | 24 | 0
| 11 | 1 | 1 | 0
| 11 | 1 | 2 | 0
| 11 | 1 | 3 | 0
| 11 | 1 | 4 | 0
| 11 | 1 | 5 | 0
| 11 | 1 | 6 | 0
| 11 | 1 | 7 | 0
| 11 | 1 | 8 | 0
| 11 | 1 | 9 | 0
| 11 | 1 | 10 | 0
| 11 | 1 | 11 | 0
| 11 | 1 | 12 | 0
| 11 | 1 | 13 | 0
| 11 | 1 | 14 | 0
| 11 | 1 | 15 | 0
| 11 | 1 | 16 | 0
| 11 | 1 | 17 | 0
| 11 | 1 | 18 | 0
| 11 | 1 | 19 | 0
| 11 | 1 | 20 | 0
| 11 | 1 | 21 | 0
| 11 | 1 | 22 | 0
| 11 | 1 | 23 | 0
| 11 | 1 | 24 | 0
| 11 | 2 | 1 | 0
| 11 | 2 | 2 | 0
| 11 | 2 | 3 | 0
| 11 | 2 | 4 | 0
| 11 | 2 | 5 | 0
| 11 | 2 | 6 | 0
| 11 | 2 | 7 | 0
| 11 | 2 | 8 | 0
| 11 | 2 | 9 | 0
| 11 | 2 | 10 | 0
| 11 | 2 | 11 | 0
| 11 | 2 | 12 | 0
| 11 | 2 | 13 | 0
| 11 | 2 | 14 | 0
| 11 | 2 | 15 | 0
| 11 | 2 | 16 | 0
| 11 | 2 | 17 | 0
| 11 | 2 | 18 | 0
| 11 | 2 | 19 | 0
| 11 | 2 | 20 | 0
| 11 | 2 | 21 | 0
| 11 | 2 | 22 | 0
| 11 | 2 | 23 | 0
| 11 | 2 | 24 | 0
| 11 | 3 | 1 | 0
| 11 | 3 | 2 | 0
| 11 | 3 | 3 | 0
| 11 | 3 | 4 | 0
| 11 | 3 | 5 | 0
| 11 | 3 | 6 | 0
| 11 | 3 | 7 | 0
| 11 | 3 | 8 | 0
| 11 | 3 | 9 | 0
| 11 | 3 | 10 | 0
| 11 | 3 | 11 | 0
| 11 | 3 | 12 | 0
| 11 | 3 | 13 | 0
| 11 | 3 | 14 | 0
| 11 | 3 | 15 | 0
| 11 | 3 | 16 | 0
| 11 | 3 | 17 | 0
| 11 | 3 | 18 | 0
| 11 | 3 | 19 | 0
| 11 | 3 | 20 | 0
| 11 | 3 | 21 | 0
| 11 | 3 | 22 | 0
| 11 | 3 | 23 | 0
| 11 | 3 | 24 | 0
| 11 | 4 | 1 | 0
| 11 | 4 | 2 | 0
| 11 | 4 | 3 | 0
| 11 | 4 | 4 | 0
| 11 | 4 | 5 | 0
| 11 | 4 | 6 | 0
| 11 | 4 | 7 | 0
| 11 | 4 | 8 | 0
| 11 | 4 | 9 | 0
| 11 | 4 | 10 | 0
| 11 | 4 | 11 | 0
| 11 | 4 | 12 | 0
| 11 | 4 | 13 | 0
| 11 | 4 | 14 | 0
| 11 | 4 | 15 | 0
| 11 | 4 | 16 | 0
| 11 | 4 | 17 | 0
| 11 | 4 | 18 | 0
| 11 | 4 | 19 | 0
| 11 | 4 | 20 | 0
| 11 | 4 | 21 | 0
| 11 | 4 | 22 | 0
| 11 | 4 | 23 | 0
| 11 | 4 | 24 | 0
| 11 | 5 | 1 | 0
| 11 | 5 | 2 | 0
| 11 | 5 | 3 | 0
| 11 | 5 | 4 | 0
| 11 | 5 | 5 | 0
| 11 | 5 | 6 | 0
| 11 | 5 | 7 | 0
| 11 | 5 | 8 | 0
| 11 | 5 | 9 | 0
| 11 | 5 | 10 | 0
| 11 | 5 | 11 | 0
| 11 | 5 | 12 | 0
| 11 | 5 | 13 | 0
| 11 | 5 | 14 | 0
| 11 | 5 | 15 | 0
| 11 | 5 | 16 | 0
| 11 | 5 | 17 | 0
| 11 | 5 | 18 | 0
| 11 | 5 | 19 | 0
| 11 | 5 | 20 | 0
| 11 | 5 | 21 | 0
| 11 | 5 | 22 | 0
| 11 | 5 | 23 | 0
| 11 | 5 | 24 | 0
| 11 | 6 | 1 | 0
| 11 | 6 | 2 | 0
| 11 | 6 | 3 | 0
| 11 | 6 | 4 | 0
| 11 | 6 | 5 | 0
| 11 | 6 | 6 | 0
| 11 | 6 | 7 | 0
| 11 | 6 | 8 | 0
| 11 | 6 | 9 | 0
| 11 | 6 | 10 | 0
| 11 | 6 | 11 | 0
| 11 | 6 | 12 | 0
| 11 | 6 | 13 | 0
| 11 | 6 | 14 | 0
| 11 | 6 | 15 | 0
| 11 | 6 | 16 | 0
| 11 | 6 | 17 | 0
| 11 | 6 | 18 | 0
| 11 | 6 | 19 | 0
| 11 | 6 | 20 | 0
| 11 | 6 | 21 | 0
| 11 | 6 | 22 | 0
| 11 | 6 | 23 | 0
| 11 | 6 | 24 | 0
| 11 | 7 | 1 | 0
| 11 | 7 | 2 | 0
| 11 | 7 | 3 | 0
| 11 | 7 | 4 | 0
| 11 | 7 | 5 | 0
| 11 | 7 | 6 | 0
| 11 | 7 | 7 | 0
| 11 | 7 | 8 | 0
| 11 | 7 | 9 | 0
| 11 | 7 | 10 | 0
| 11 | 7 | 11 | 0
| 11 | 7 | 12 | 0
| 11 | 7 | 13 | 0
| 11 | 7 | 14 | 0
| 11 | 7 | 15 | 0
| 11 | 7 | 16 | 0
| 11 | 7 | 17 | 0
| 11 | 7 | 18 | 0
| 11 | 7 | 19 | 0
| 11 | 7 | 20 | 0
| 11 | 7 | 21 | 0
| 11 | 7 | 22 | 0
| 11 | 7 | 23 | 0
| 11 | 7 | 24 | 0
| 11 | 8 | 1 | 0
| 11 | 8 | 2 | 0
| 11 | 8 | 3 | 0
| 11 | 8 | 4 | 0
| 11 | 8 | 5 | 0
| 11 | 8 | 6 | 0
| 11 | 8 | 7 | 0
| 11 | 8 | 8 | 0
| 11 | 8 | 9 | 0
| 11 | 8 | 10 | 0
| 11 | 8 | 11 | 0
| 11 | 8 | 12 | 0
| 11 | 8 | 13 | 0
| 11 | 8 | 14 | 0
| 11 | 8 | 15 | 0
| 11 | 8 | 16 | 0
| 11 | 8 | 17 | 0
| 11 | 8 | 18 | 0
| 11 | 8 | 19 | 0
| 11 | 8 | 20 | 0
| 11 | 8 | 21 | 0
| 11 | 8 | 22 | 0
| 11 | 8 | 23 | 0
| 11 | 8 | 24 | 0
| 11 | 9 | 1 | 0
| 11 | 9 | 2 | 0
| 11 | 9 | 3 | 0
| 11 | 9 | 4 | 0
| 11 | 9 | 5 | 0
| 11 | 9 | 6 | 0
| 11 | 9 | 7 | 0
| 11 | 9 | 8 | 0
| 11 | 9 | 9 | 0
| 11 | 9 | 10 | 0
| 11 | 9 | 11 | 0
| 11 | 9 | 12 | 0
| 11 | 9 | 13 | 0
| 11 | 9 | 14 | 0
| 11 | 9 | 15 | 0
| 11 | 9 | 16 | 0
| 11 | 9 | 17 | 0
| 11 | 9 | 18 | 0
| 11 | 9 | 19 | 0
| 11 | 9 | 20 | 0
| 11 | 9 | 21 | 0
| 11 | 9 | 22 | 0
| 11 | 9 | 23 | 0
| 11 | 9 | 24 | 0
| 11 | 10 | 1 | 0
| 11 | 10 | 2 | 0
| 11 | 10 | 3 | 0
| 11 | 10 | 4 | 0
| 11 | 10 | 5 | 0
| 11 | 10 | 6 | 0
| 11 | 10 | 7 | 0
| 11 | 10 | 8 | 0
| 11 | 10 | 9 | 0
| 11 | 10 | 10 | 0
| 11 | 10 | 11 | 0
| 11 | 10 | 12 | 0
| 11 | 10 | 13 | 0
| 11 | 10 | 14 | 0
| 11 | 10 | 15 | 0
| 11 | 10 | 16 | 0
| 11 | 10 | 17 | 0
| 11 | 10 | 18 | 0
| 11 | 10 | 19 | 0
| 11 | 10 | 20 | 0
| 11 | 10 | 21 | 0
| 11 | 10 | 22 | 0
| 11 | 10 | 23 | 0
| 11 | 10 | 24 | 0
| 11 | 11 | 1 | 0
| 11 | 11 | 2 | 0
| 11 | 11 | 3 | 0
| 11 | 11 | 4 | 0
| 11 | 11 | 5 | 0
| 11 | 11 | 6 | 0
| 11 | 11 | 7 | 0
| 11 | 11 | 8 | 0
| 11 | 11 | 9 | 0
| 11 | 11 | 10 | 0
| 11 | 11 | 11 | 0
| 11 | 11 | 12 | 0
| 11 | 11 | 13 | 0
| 11 | 11 | 14 | 0
| 11 | 11 | 15 | 0
| 11 | 11 | 16 | 0
| 11 | 11 | 17 | 0
| 11 | 11 | 18 | 0
| 11 | 11 | 19 | 0
| 11 | 11 | 20 | 0
| 11 | 11 | 21 | 0
| 11 | 11 | 22 | 0
| 11 | 11 | 23 | 0
| 11 | 11 | 24 | 0
| 11 | 12 | 1 | 0
| 11 | 12 | 2 | 0
| 11 | 12 | 3 | 0
| 11 | 12 | 4 | 0
| 11 | 12 | 5 | 0
| 11 | 12 | 6 | 0
| 11 | 12 | 7 | 0
| 11 | 12 | 8 | 0
| 11 | 12 | 9 | 0
| 11 | 12 | 10 | 0
| 11 | 12 | 11 | 0
| 11 | 12 | 12 | 0
| 11 | 12 | 13 | 0
| 11 | 12 | 14 | 0
| 11 | 12 | 15 | 0
| 11 | 12 | 16 | 0
| 11 | 12 | 17 | 0
| 11 | 12 | 18 | 0
| 11 | 12 | 19 | 0
| 11 | 12 | 20 | 0
| 11 | 12 | 21 | 0
| 11 | 12 | 22 | 0
| 11 | 12 | 23 | 0
| 11 | 12 | 24 | 0
| 11 | 13 | 1 | 0
| 11 | 13 | 2 | 0
| 11 | 13 | 3 | 0
| 11 | 13 | 4 | 0
| 11 | 13 | 5 | 0
| 11 | 13 | 6 | 0
| 11 | 13 | 7 | 0
| 11 | 13 | 8 | 0
| 11 | 13 | 9 | 0
| 11 | 13 | 10 | 0
| 11 | 13 | 11 | 0
| 11 | 13 | 12 | 0
| 11 | 13 | 13 | 0
| 11 | 13 | 14 | 0
| 11 | 13 | 15 | 0
| 11 | 13 | 16 | 0
| 11 | 13 | 17 | 0
| 11 | 13 | 18 | 0
| 11 | 13 | 19 | 0
| 11 | 13 | 20 | 0
| 11 | 13 | 21 | 0
| 11 | 13 | 22 | 0
| 11 | 13 | 23 | 0
| 11 | 13 | 24 | 0
| 11 | 14 | 1 | 0
| 11 | 14 | 2 | 0
| 11 | 14 | 3 | 0
| 11 | 14 | 4 | 0
| 11 | 14 | 5 | 0
| 11 | 14 | 6 | 0
| 11 | 14 | 7 | 0
| 11 | 14 | 8 | 0
| 11 | 14 | 9 | 0
| 11 | 14 | 10 | 0
| 11 | 14 | 11 | 0
| 11 | 14 | 12 | 0
| 11 | 14 | 13 | 0
| 11 | 14 | 14 | 0
| 11 | 14 | 15 | 0
| 11 | 14 | 16 | 0
| 11 | 14 | 17 | 0
| 11 | 14 | 18 | 0
| 11 | 14 | 19 | 0
| 11 | 14 | 20 | 0
| 11 | 14 | 21 | 0
| 11 | 14 | 22 | 0
| 11 | 14 | 23 | 0
| 11 | 14 | 24 | 0
| 11 | 15 | 1 | 0
| 11 | 15 | 2 | 0
| 11 | 15 | 3 | 0
| 11 | 15 | 4 | 0
| 11 | 15 | 5 | 0
| 11 | 15 | 6 | 0
| 11 | 15 | 7 | 0
| 11 | 15 | 8 | 0
| 11 | 15 | 9 | 0
| 11 | 15 | 10 | 0
| 11 | 15 | 11 | 0
| 11 | 15 | 12 | 0
| 11 | 15 | 13 | 0
| 11 | 15 | 14 | 0
| 11 | 15 | 15 | 0
| 11 | 15 | 16 | 0
| 11 | 15 | 17 | 0
| 11 | 15 | 18 | 0
| 11 | 15 | 19 | 0
| 11 | 15 | 20 | 0
| 11 | 15 | 21 | 0
| 11 | 15 | 22 | 0
| 11 | 15 | 23 | 0
| 11 | 15 | 24 | 0
| 11 | 16 | 1 | 0
| 11 | 16 | 2 | 0
| 11 | 16 | 3 | 0
| 11 | 16 | 4 | 0
| 11 | 16 | 5 | 0
| 11 | 16 | 6 | 0
| 11 | 16 | 7 | 0
| 11 | 16 | 8 | 0
| 11 | 16 | 9 | 0
| 11 | 16 | 10 | 0
| 11 | 16 | 11 | 0
| 11 | 16 | 12 | 0
| 11 | 16 | 13 | 0
| 11 | 16 | 14 | 0
| 11 | 16 | 15 | 0
| 11 | 16 | 16 | 0
| 11 | 16 | 17 | 0
| 11 | 16 | 18 | 0
| 11 | 16 | 19 | 0
| 11 | 16 | 20 | 0
| 11 | 16 | 21 | 0
| 11 | 16 | 22 | 0
| 11 | 16 | 23 | 0
| 11 | 16 | 24 | 0
| 11 | 17 | 1 | 0
| 11 | 17 | 2 | 0
| 11 | 17 | 3 | 0
| 11 | 17 | 4 | 0
| 11 | 17 | 5 | 0
| 11 | 17 | 6 | 0
| 11 | 17 | 7 | 0
| 11 | 17 | 8 | 0
| 11 | 17 | 9 | 0
| 11 | 17 | 10 | 0
| 11 | 17 | 11 | 0
| 11 | 17 | 12 | 0
| 11 | 17 | 13 | 0
| 11 | 17 | 14 | 0
| 11 | 17 | 15 | 0
| 11 | 17 | 16 | 0
| 11 | 17 | 17 | 0
| 11 | 17 | 18 | 0
| 11 | 17 | 19 | 0
| 11 | 17 | 20 | 0
| 11 | 17 | 21 | 0
| 11 | 17 | 22 | 0
| 11 | 17 | 23 | 0
| 11 | 17 | 24 | 0
| 11 | 18 | 1 | 0
| 11 | 18 | 2 | 0
| 11 | 18 | 3 | 0
| 11 | 18 | 4 | 0
| 11 | 18 | 5 | 0
| 11 | 18 | 6 | 0
| 11 | 18 | 7 | 0
| 11 | 18 | 8 | 0
| 11 | 18 | 9 | 0
| 11 | 18 | 10 | 0
| 11 | 18 | 11 | 0
| 11 | 18 | 12 | 0
| 11 | 18 | 13 | 0
| 11 | 18 | 14 | 0
| 11 | 18 | 15 | 0
| 11 | 18 | 16 | 0
| 11 | 18 | 17 | 0
| 11 | 18 | 18 | 0
| 11 | 18 | 19 | 0
| 11 | 18 | 20 | 0
| 11 | 18 | 21 | 0
| 11 | 18 | 22 | 0
| 11 | 18 | 23 | 0
| 11 | 18 | 24 | 0
| 11 | 19 | 1 | 0
| 11 | 19 | 2 | 0
| 11 | 19 | 3 | 0
| 11 | 19 | 4 | 0
| 11 | 19 | 5 | 0
| 11 | 19 | 6 | 0
| 11 | 19 | 7 | 0
| 11 | 19 | 8 | 0
| 11 | 19 | 9 | 0
| 11 | 19 | 10 | 0
| 11 | 19 | 11 | 0
| 11 | 19 | 12 | 0
| 11 | 19 | 13 | 0
| 11 | 19 | 14 | 0
| 11 | 19 | 15 | 0
| 11 | 19 | 16 | 0
| 11 | 19 | 17 | 0
| 11 | 19 | 18 | 0
| 11 | 19 | 19 | 0
| 11 | 19 | 20 | 0
| 11 | 19 | 21 | 0
| 11 | 19 | 22 | 0
| 11 | 19 | 23 | 0
| 11 | 19 | 24 | 0
| 11 | 20 | 1 | 0
| 11 | 20 | 2 | 0
| 11 | 20 | 3 | 0
| 11 | 20 | 4 | 0
| 11 | 20 | 5 | 0
| 11 | 20 | 6 | 0
| 11 | 20 | 7 | 0
| 11 | 20 | 8 | 0
| 11 | 20 | 9 | 0
| 11 | 20 | 10 | 0
| 11 | 20 | 11 | 0
| 11 | 20 | 12 | 0
| 11 | 20 | 13 | 0
| 11 | 20 | 14 | 0
| 11 | 20 | 15 | 0
| 11 | 20 | 16 | 0
| 11 | 20 | 17 | 0
| 11 | 20 | 18 | 0
| 11 | 20 | 19 | 0
| 11 | 20 | 20 | 0
| 11 | 20 | 21 | 0
| 11 | 20 | 22 | 0
| 11 | 20 | 23 | 0
| 11 | 20 | 24 | 0
| 11 | 21 | 1 | 0
| 11 | 21 | 2 | 0
| 11 | 21 | 3 | 0
| 11 | 21 | 4 | 0
| 11 | 21 | 5 | 0
| 11 | 21 | 6 | 0
| 11 | 21 | 7 | 0
| 11 | 21 | 8 | 0
| 11 | 21 | 9 | 0
| 11 | 21 | 10 | 0
| 11 | 21 | 11 | 0
| 11 | 21 | 12 | 0
| 11 | 21 | 13 | 0
| 11 | 21 | 14 | 0
| 11 | 21 | 15 | 0
| 11 | 21 | 16 | 0
| 11 | 21 | 17 | 0
| 11 | 21 | 18 | 0
| 11 | 21 | 19 | 0
| 11 | 21 | 20 | 0
| 11 | 21 | 21 | 0
| 11 | 21 | 22 | 0
| 11 | 21 | 23 | 0
| 11 | 21 | 24 | 0
| 11 | 22 | 1 | 0
| 11 | 22 | 2 | 0
| 11 | 22 | 3 | 0
| 11 | 22 | 4 | 0
| 11 | 22 | 5 | 0
| 11 | 22 | 6 | 0
| 11 | 22 | 7 | 0
| 11 | 22 | 8 | 0
| 11 | 22 | 9 | 0
| 11 | 22 | 10 | 0
| 11 | 22 | 11 | 0
| 11 | 22 | 12 | 0
| 11 | 22 | 13 | 0
| 11 | 22 | 14 | 0
| 11 | 22 | 15 | 0
| 11 | 22 | 16 | 0
| 11 | 22 | 17 | 0
| 11 | 22 | 18 | 0
| 11 | 22 | 19 | 0
| 11 | 22 | 20 | 0
| 11 | 22 | 21 | 0
| 11 | 22 | 22 | 0
| 11 | 22 | 23 | 0
| 11 | 22 | 24 | 0
| 11 | 23 | 1 | 0
| 11 | 23 | 2 | 0
| 11 | 23 | 3 | 0
| 11 | 23 | 4 | 0
| 11 | 23 | 5 | 0
| 11 | 23 | 6 | 0
| 11 | 23 | 7 | 0
| 11 | 23 | 8 | 0
| 11 | 23 | 9 | 0
| 11 | 23 | 10 | 0
| 11 | 23 | 11 | 0
| 11 | 23 | 12 | 0
| 11 | 23 | 13 | 0
| 11 | 23 | 14 | 0
| 11 | 23 | 15 | 0
| 11 | 23 | 16 | 0
| 11 | 23 | 17 | 0
| 11 | 23 | 18 | 0
| 11 | 23 | 19 | 0
| 11 | 23 | 20 | 0
| 11 | 23 | 21 | 0
| 11 | 23 | 22 | 0
| 11 | 23 | 23 | 0
| 11 | 23 | 24 | 0
| 11 | 24 | 1 | 0
| 11 | 24 | 2 | 0
| 11 | 24 | 3 | 0
| 11 | 24 | 4 | 0
| 11 | 24 | 5 | 0
| 11 | 24 | 6 | 0
| 11 | 24 | 7 | 0
| 11 | 24 | 8 | 0
| 11 | 24 | 9 | 0
| 11 | 24 | 10 | 0
| 11 | 24 | 11 | 0
| 11 | 24 | 12 | 0
| 11 | 24 | 13 | 0
| 11 | 24 | 14 | 0
| 11 | 24 | 15 | 0
| 11 | 24 | 16 | 0
| 11 | 24 | 17 | 0
| 11 | 24 | 18 | 0
| 11 | 24 | 19 | 0
| 11 | 24 | 20 | 0
| 11 | 24 | 21 | 0
| 11 | 24 | 22 | 0
| 11 | 24 | 23 | 0
| 11 | 24 | 24 | 0
| 11 | 25 | 1 | 0
| 11 | 25 | 2 | 0
| 11 | 25 | 3 | 0
| 11 | 25 | 4 | 0
| 11 | 25 | 5 | 0
| 11 | 25 | 6 | 0
| 11 | 25 | 7 | 0
| 11 | 25 | 8 | 0
| 11 | 25 | 9 | 0
| 11 | 25 | 10 | 0
| 11 | 25 | 11 | 0
| 11 | 25 | 12 | 0
| 11 | 25 | 13 | 0
| 11 | 25 | 14 | 0
| 11 | 25 | 15 | 0
| 11 | 25 | 16 | 0
| 11 | 25 | 17 | 0
| 11 | 25 | 18 | 0
| 11 | 25 | 19 | 0
| 11 | 25 | 20 | 0
| 11 | 25 | 21 | 0
| 11 | 25 | 22 | 0
| 11 | 25 | 23 | 0
| 11 | 25 | 24 | 0
| 11 | 26 | 1 | 0
| 11 | 26 | 2 | 0
| 11 | 26 | 3 | 0
| 11 | 26 | 4 | 0
| 11 | 26 | 5 | 0
| 11 | 26 | 6 | 0
| 11 | 26 | 7 | 0
| 11 | 26 | 8 | 0
| 11 | 26 | 9 | 0
| 11 | 26 | 10 | 0
| 11 | 26 | 11 | 0
| 11 | 26 | 12 | 0
| 11 | 26 | 13 | 0
| 11 | 26 | 14 | 0
| 11 | 26 | 15 | 0
| 11 | 26 | 16 | 0
| 11 | 26 | 17 | 0
| 11 | 26 | 18 | 0
| 11 | 26 | 19 | 0
| 11 | 26 | 20 | 0
| 11 | 26 | 21 | 0
| 11 | 26 | 22 | 0
| 11 | 26 | 23 | 0
| 11 | 26 | 24 | 0
| 11 | 27 | 1 | 0
| 11 | 27 | 2 | 0
| 11 | 27 | 3 | 0
| 11 | 27 | 4 | 0
| 11 | 27 | 5 | 0
| 11 | 27 | 6 | 0
| 11 | 27 | 7 | 0
| 11 | 27 | 8 | 0
| 11 | 27 | 9 | 0
| 11 | 27 | 10 | 0
| 11 | 27 | 11 | 0
| 11 | 27 | 12 | 0
| 11 | 27 | 13 | 0
| 11 | 27 | 14 | 0
| 11 | 27 | 15 | 0
| 11 | 27 | 16 | 0
| 11 | 27 | 17 | 0
| 11 | 27 | 18 | 0
| 11 | 27 | 19 | 0
| 11 | 27 | 20 | 0
| 11 | 27 | 21 | 0
| 11 | 27 | 22 | 0
| 11 | 27 | 23 | 0
| 11 | 27 | 24 | 0
| 11 | 28 | 1 | 0
| 11 | 28 | 2 | 0
| 11 | 28 | 3 | 0
| 11 | 28 | 4 | 0
| 11 | 28 | 5 | 0
| 11 | 28 | 6 | 0
| 11 | 28 | 7 | 0
| 11 | 28 | 8 | 0
| 11 | 28 | 9 | 0
| 11 | 28 | 10 | 0
| 11 | 28 | 11 | 0
| 11 | 28 | 12 | 0
| 11 | 28 | 13 | 0
| 11 | 28 | 14 | 0
| 11 | 28 | 15 | 0
| 11 | 28 | 16 | 0
| 11 | 28 | 17 | 0
| 11 | 28 | 18 | 0
| 11 | 28 | 19 | 0
| 11 | 28 | 20 | 0
| 11 | 28 | 21 | 0
| 11 | 28 | 22 | 0
| 11 | 28 | 23 | 0
| 11 | 28 | 24 | 0
| 11 | 29 | 1 | 0
| 11 | 29 | 2 | 0
| 11 | 29 | 3 | 0
| 11 | 29 | 4 | 0
| 11 | 29 | 5 | 0
| 11 | 29 | 6 | 0
| 11 | 29 | 7 | 0
| 11 | 29 | 8 | 0
| 11 | 29 | 9 | 0
| 11 | 29 | 10 | 0
| 11 | 29 | 11 | 0
| 11 | 29 | 12 | 0
| 11 | 29 | 13 | 0
| 11 | 29 | 14 | 0
| 11 | 29 | 15 | 0
| 11 | 29 | 16 | 0
| 11 | 29 | 17 | 0
| 11 | 29 | 18 | 0
| 11 | 29 | 19 | 0
| 11 | 29 | 20 | 0
| 11 | 29 | 21 | 0
| 11 | 29 | 22 | 0
| 11 | 29 | 23 | 0
| 11 | 29 | 24 | 0
| 11 | 30 | 1 | 0
| 11 | 30 | 2 | 0
| 11 | 30 | 3 | 0
| 11 | 30 | 4 | 0
| 11 | 30 | 5 | 0
| 11 | 30 | 6 | 0
| 11 | 30 | 7 | 0
| 11 | 30 | 8 | 0
| 11 | 30 | 9 | 0
| 11 | 30 | 10 | 0
| 11 | 30 | 11 | 0
| 11 | 30 | 12 | 0
| 11 | 30 | 13 | 0
| 11 | 30 | 14 | 0
| 11 | 30 | 15 | 0
| 11 | 30 | 16 | 0
| 11 | 30 | 17 | 0
| 11 | 30 | 18 | 0
| 11 | 30 | 19 | 0
| 11 | 30 | 20 | 0
| 11 | 30 | 21 | 0
| 11 | 30 | 22 | 0
| 11 | 30 | 23 | 0
| 11 | 30 | 24 | 0
| 12 | 1 | 1 | 0
| 12 | 1 | 2 | 0
| 12 | 1 | 3 | 0
| 12 | 1 | 4 | 0
| 12 | 1 | 5 | 0
| 12 | 1 | 6 | 0
| 12 | 1 | 7 | 0
| 12 | 1 | 8 | 0
| 12 | 1 | 9 | 0
| 12 | 1 | 10 | 0
| 12 | 1 | 11 | 0
| 12 | 1 | 12 | 0
| 12 | 1 | 13 | 0
| 12 | 1 | 14 | 0
| 12 | 1 | 15 | 0
| 12 | 1 | 16 | 0
| 12 | 1 | 17 | 0
| 12 | 1 | 18 | 0
| 12 | 1 | 19 | 0
| 12 | 1 | 20 | 0
| 12 | 1 | 21 | 0
| 12 | 1 | 22 | 0
| 12 | 1 | 23 | 0
| 12 | 1 | 24 | 0
| 12 | 2 | 1 | 0
| 12 | 2 | 2 | 0
| 12 | 2 | 3 | 0
| 12 | 2 | 4 | 0
| 12 | 2 | 5 | 0
| 12 | 2 | 6 | 0
| 12 | 2 | 7 | 0
| 12 | 2 | 8 | 0
| 12 | 2 | 9 | 0
| 12 | 2 | 10 | 0
| 12 | 2 | 11 | 0
| 12 | 2 | 12 | 0
| 12 | 2 | 13 | 0
| 12 | 2 | 14 | 0
| 12 | 2 | 15 | 0
| 12 | 2 | 16 | 0
| 12 | 2 | 17 | 0
| 12 | 2 | 18 | 0
| 12 | 2 | 19 | 0
| 12 | 2 | 20 | 0
| 12 | 2 | 21 | 0
| 12 | 2 | 22 | 0
| 12 | 2 | 23 | 0
| 12 | 2 | 24 | 0
| 12 | 3 | 1 | 0
| 12 | 3 | 2 | 0
| 12 | 3 | 3 | 0
| 12 | 3 | 4 | 0
| 12 | 3 | 5 | 0
| 12 | 3 | 6 | 0
| 12 | 3 | 7 | 0
| 12 | 3 | 8 | 0
| 12 | 3 | 9 | 0
| 12 | 3 | 10 | 0
| 12 | 3 | 11 | 0
| 12 | 3 | 12 | 0
| 12 | 3 | 13 | 0
| 12 | 3 | 14 | 0
| 12 | 3 | 15 | 0
| 12 | 3 | 16 | 0
| 12 | 3 | 17 | 0
| 12 | 3 | 18 | 0
| 12 | 3 | 19 | 0
| 12 | 3 | 20 | 0
| 12 | 3 | 21 | 0
| 12 | 3 | 22 | 0
| 12 | 3 | 23 | 0
| 12 | 3 | 24 | 0
| 12 | 4 | 1 | 0
| 12 | 4 | 2 | 0
| 12 | 4 | 3 | 0
| 12 | 4 | 4 | 0
| 12 | 4 | 5 | 0
| 12 | 4 | 6 | 0
| 12 | 4 | 7 | 0
| 12 | 4 | 8 | 0
| 12 | 4 | 9 | 0
| 12 | 4 | 10 | 0
| 12 | 4 | 11 | 0
| 12 | 4 | 12 | 0
| 12 | 4 | 13 | 0
| 12 | 4 | 14 | 0
| 12 | 4 | 15 | 0
| 12 | 4 | 16 | 0
| 12 | 4 | 17 | 0
| 12 | 4 | 18 | 0
| 12 | 4 | 19 | 0
| 12 | 4 | 20 | 0
| 12 | 4 | 21 | 0
| 12 | 4 | 22 | 0
| 12 | 4 | 23 | 0
| 12 | 4 | 24 | 0
| 12 | 5 | 1 | 0
| 12 | 5 | 2 | 0
| 12 | 5 | 3 | 0
| 12 | 5 | 4 | 0
| 12 | 5 | 5 | 0
| 12 | 5 | 6 | 0
| 12 | 5 | 7 | 0
| 12 | 5 | 8 | 0
| 12 | 5 | 9 | 0
| 12 | 5 | 10 | 0
| 12 | 5 | 11 | 0
| 12 | 5 | 12 | 0
| 12 | 5 | 13 | 0
| 12 | 5 | 14 | 0
| 12 | 5 | 15 | 0
| 12 | 5 | 16 | 0
| 12 | 5 | 17 | 0
| 12 | 5 | 18 | 0
| 12 | 5 | 19 | 0
| 12 | 5 | 20 | 0
| 12 | 5 | 21 | 0
| 12 | 5 | 22 | 0
| 12 | 5 | 23 | 0
| 12 | 5 | 24 | 0
| 12 | 6 | 1 | 0
| 12 | 6 | 2 | 0
| 12 | 6 | 3 | 0
| 12 | 6 | 4 | 0
| 12 | 6 | 5 | 0
| 12 | 6 | 6 | 0
| 12 | 6 | 7 | 0
| 12 | 6 | 8 | 0
| 12 | 6 | 9 | 0
| 12 | 6 | 10 | 0
| 12 | 6 | 11 | 0
| 12 | 6 | 12 | 0
| 12 | 6 | 13 | 0
| 12 | 6 | 14 | 0
| 12 | 6 | 15 | 0
| 12 | 6 | 16 | 0
| 12 | 6 | 17 | 0
| 12 | 6 | 18 | 0
| 12 | 6 | 19 | 0
| 12 | 6 | 20 | 0
| 12 | 6 | 21 | 0
| 12 | 6 | 22 | 0
| 12 | 6 | 23 | 0
| 12 | 6 | 24 | 0
| 12 | 7 | 1 | 0
| 12 | 7 | 2 | 0
| 12 | 7 | 3 | 0
| 12 | 7 | 4 | 0
| 12 | 7 | 5 | 0
| 12 | 7 | 6 | 0
| 12 | 7 | 7 | 0
| 12 | 7 | 8 | 0
| 12 | 7 | 9 | 0
| 12 | 7 | 10 | 0
| 12 | 7 | 11 | 0
| 12 | 7 | 12 | 0
| 12 | 7 | 13 | 0
| 12 | 7 | 14 | 0
| 12 | 7 | 15 | 0
| 12 | 7 | 16 | 0
| 12 | 7 | 17 | 0
| 12 | 7 | 18 | 0
| 12 | 7 | 19 | 0
| 12 | 7 | 20 | 0
| 12 | 7 | 21 | 0
| 12 | 7 | 22 | 0
| 12 | 7 | 23 | 0
| 12 | 7 | 24 | 0
| 12 | 8 | 1 | 0
| 12 | 8 | 2 | 0
| 12 | 8 | 3 | 0
| 12 | 8 | 4 | 0
| 12 | 8 | 5 | 0
| 12 | 8 | 6 | 0
| 12 | 8 | 7 | 0
| 12 | 8 | 8 | 0
| 12 | 8 | 9 | 0
| 12 | 8 | 10 | 0
| 12 | 8 | 11 | 0
| 12 | 8 | 12 | 0
| 12 | 8 | 13 | 0
| 12 | 8 | 14 | 0
| 12 | 8 | 15 | 0
| 12 | 8 | 16 | 0
| 12 | 8 | 17 | 0
| 12 | 8 | 18 | 0
| 12 | 8 | 19 | 0
| 12 | 8 | 20 | 0
| 12 | 8 | 21 | 0
| 12 | 8 | 22 | 0
| 12 | 8 | 23 | 0
| 12 | 8 | 24 | 0
| 12 | 9 | 1 | 0
| 12 | 9 | 2 | 0
| 12 | 9 | 3 | 0
| 12 | 9 | 4 | 0
| 12 | 9 | 5 | 0
| 12 | 9 | 6 | 0
| 12 | 9 | 7 | 0
| 12 | 9 | 8 | 0
| 12 | 9 | 9 | 0
| 12 | 9 | 10 | 0
| 12 | 9 | 11 | 0
| 12 | 9 | 12 | 0
| 12 | 9 | 13 | 0
| 12 | 9 | 14 | 0
| 12 | 9 | 15 | 0
| 12 | 9 | 16 | 0
| 12 | 9 | 17 | 0
| 12 | 9 | 18 | 0
| 12 | 9 | 19 | 0
| 12 | 9 | 20 | 0
| 12 | 9 | 21 | 0
| 12 | 9 | 22 | 0
| 12 | 9 | 23 | 0
| 12 | 9 | 24 | 0
| 12 | 10 | 1 | 0
| 12 | 10 | 2 | 0
| 12 | 10 | 3 | 0
| 12 | 10 | 4 | 0
| 12 | 10 | 5 | 0
| 12 | 10 | 6 | 0
| 12 | 10 | 7 | 0
| 12 | 10 | 8 | 0
| 12 | 10 | 9 | 0
| 12 | 10 | 10 | 0
| 12 | 10 | 11 | 0
| 12 | 10 | 12 | 0
| 12 | 10 | 13 | 0
| 12 | 10 | 14 | 0
| 12 | 10 | 15 | 0
| 12 | 10 | 16 | 0
| 12 | 10 | 17 | 0
| 12 | 10 | 18 | 0
| 12 | 10 | 19 | 0
| 12 | 10 | 20 | 0
| 12 | 10 | 21 | 0
| 12 | 10 | 22 | 0
| 12 | 10 | 23 | 0
| 12 | 10 | 24 | 0
| 12 | 11 | 1 | 0
| 12 | 11 | 2 | 0
| 12 | 11 | 3 | 0
| 12 | 11 | 4 | 0
| 12 | 11 | 5 | 0
| 12 | 11 | 6 | 0
| 12 | 11 | 7 | 0
| 12 | 11 | 8 | 0
| 12 | 11 | 9 | 0
| 12 | 11 | 10 | 0
| 12 | 11 | 11 | 0
| 12 | 11 | 12 | 0
| 12 | 11 | 13 | 0
| 12 | 11 | 14 | 0
| 12 | 11 | 15 | 0
| 12 | 11 | 16 | 0
| 12 | 11 | 17 | 0
| 12 | 11 | 18 | 0
| 12 | 11 | 19 | 0
| 12 | 11 | 20 | 0
| 12 | 11 | 21 | 0
| 12 | 11 | 22 | 0
| 12 | 11 | 23 | 0
| 12 | 11 | 24 | 0
| 12 | 12 | 1 | 0
| 12 | 12 | 2 | 0
| 12 | 12 | 3 | 0
| 12 | 12 | 4 | 0
| 12 | 12 | 5 | 0
| 12 | 12 | 6 | 0
| 12 | 12 | 7 | 0
| 12 | 12 | 8 | 0
| 12 | 12 | 9 | 0
| 12 | 12 | 10 | 0
| 12 | 12 | 11 | 0
| 12 | 12 | 12 | 0
| 12 | 12 | 13 | 0
| 12 | 12 | 14 | 0
| 12 | 12 | 15 | 0
| 12 | 12 | 16 | 0
| 12 | 12 | 17 | 0
| 12 | 12 | 18 | 0
| 12 | 12 | 19 | 0
| 12 | 12 | 20 | 0
| 12 | 12 | 21 | 0
| 12 | 12 | 22 | 0
| 12 | 12 | 23 | 0
| 12 | 12 | 24 | 0
| 12 | 13 | 1 | 0
| 12 | 13 | 2 | 0
| 12 | 13 | 3 | 0
| 12 | 13 | 4 | 0
| 12 | 13 | 5 | 0
| 12 | 13 | 6 | 0
| 12 | 13 | 7 | 0
| 12 | 13 | 8 | 0
| 12 | 13 | 9 | 0
| 12 | 13 | 10 | 0
| 12 | 13 | 11 | 0
| 12 | 13 | 12 | 0
| 12 | 13 | 13 | 0
| 12 | 13 | 14 | 0
| 12 | 13 | 15 | 0
| 12 | 13 | 16 | 0
| 12 | 13 | 17 | 0
| 12 | 13 | 18 | 0
| 12 | 13 | 19 | 0
| 12 | 13 | 20 | 0
| 12 | 13 | 21 | 0
| 12 | 13 | 22 | 0
| 12 | 13 | 23 | 0
| 12 | 13 | 24 | 0
| 12 | 14 | 1 | 0
| 12 | 14 | 2 | 0
| 12 | 14 | 3 | 0
| 12 | 14 | 4 | 0
| 12 | 14 | 5 | 0
| 12 | 14 | 6 | 0
| 12 | 14 | 7 | 0
| 12 | 14 | 8 | 0
| 12 | 14 | 9 | 0
| 12 | 14 | 10 | 0
| 12 | 14 | 11 | 0
| 12 | 14 | 12 | 0
| 12 | 14 | 13 | 0
| 12 | 14 | 14 | 0
| 12 | 14 | 15 | 0
| 12 | 14 | 16 | 0
| 12 | 14 | 17 | 0
| 12 | 14 | 18 | 0
| 12 | 14 | 19 | 0
| 12 | 14 | 20 | 0
| 12 | 14 | 21 | 0
| 12 | 14 | 22 | 0
| 12 | 14 | 23 | 0
| 12 | 14 | 24 | 0
| 12 | 15 | 1 | 0
| 12 | 15 | 2 | 0
| 12 | 15 | 3 | 0
| 12 | 15 | 4 | 0
| 12 | 15 | 5 | 0
| 12 | 15 | 6 | 0
| 12 | 15 | 7 | 0
| 12 | 15 | 8 | 0
| 12 | 15 | 9 | 0
| 12 | 15 | 10 | 0
| 12 | 15 | 11 | 0
| 12 | 15 | 12 | 0
| 12 | 15 | 13 | 0
| 12 | 15 | 14 | 0
| 12 | 15 | 15 | 0
| 12 | 15 | 16 | 0
| 12 | 15 | 17 | 0
| 12 | 15 | 18 | 0
| 12 | 15 | 19 | 0
| 12 | 15 | 20 | 0
| 12 | 15 | 21 | 0
| 12 | 15 | 22 | 0
| 12 | 15 | 23 | 0
| 12 | 15 | 24 | 0
| 12 | 16 | 1 | 0
| 12 | 16 | 2 | 0
| 12 | 16 | 3 | 0
| 12 | 16 | 4 | 0
| 12 | 16 | 5 | 0
| 12 | 16 | 6 | 0
| 12 | 16 | 7 | 0
| 12 | 16 | 8 | 0
| 12 | 16 | 9 | 0
| 12 | 16 | 10 | 0
| 12 | 16 | 11 | 0
| 12 | 16 | 12 | 0
| 12 | 16 | 13 | 0
| 12 | 16 | 14 | 0
| 12 | 16 | 15 | 0
| 12 | 16 | 16 | 0
| 12 | 16 | 17 | 0
| 12 | 16 | 18 | 0
| 12 | 16 | 19 | 0
| 12 | 16 | 20 | 0
| 12 | 16 | 21 | 0
| 12 | 16 | 22 | 0
| 12 | 16 | 23 | 0
| 12 | 16 | 24 | 0
| 12 | 17 | 1 | 0
| 12 | 17 | 2 | 0
| 12 | 17 | 3 | 0
| 12 | 17 | 4 | 0
| 12 | 17 | 5 | 0
| 12 | 17 | 6 | 0
| 12 | 17 | 7 | 0
| 12 | 17 | 8 | 0
| 12 | 17 | 9 | 0
| 12 | 17 | 10 | 0
| 12 | 17 | 11 | 0
| 12 | 17 | 12 | 0
| 12 | 17 | 13 | 0
| 12 | 17 | 14 | 0
| 12 | 17 | 15 | 0
| 12 | 17 | 16 | 0
| 12 | 17 | 17 | 0
| 12 | 17 | 18 | 0
| 12 | 17 | 19 | 0
| 12 | 17 | 20 | 0
| 12 | 17 | 21 | 0
| 12 | 17 | 22 | 0
| 12 | 17 | 23 | 0
| 12 | 17 | 24 | 0
| 12 | 18 | 1 | 0
| 12 | 18 | 2 | 0
| 12 | 18 | 3 | 0
| 12 | 18 | 4 | 0
| 12 | 18 | 5 | 0
| 12 | 18 | 6 | 0
| 12 | 18 | 7 | 0
| 12 | 18 | 8 | 0
| 12 | 18 | 9 | 0
| 12 | 18 | 10 | 0
| 12 | 18 | 11 | 0
| 12 | 18 | 12 | 0
| 12 | 18 | 13 | 0
| 12 | 18 | 14 | 0
| 12 | 18 | 15 | 0
| 12 | 18 | 16 | 0
| 12 | 18 | 17 | 0
| 12 | 18 | 18 | 0
| 12 | 18 | 19 | 0
| 12 | 18 | 20 | 0
| 12 | 18 | 21 | 0
| 12 | 18 | 22 | 0
| 12 | 18 | 23 | 0
| 12 | 18 | 24 | 0
| 12 | 19 | 1 | 0
| 12 | 19 | 2 | 0
| 12 | 19 | 3 | 0
| 12 | 19 | 4 | 0
| 12 | 19 | 5 | 0
| 12 | 19 | 6 | 0
| 12 | 19 | 7 | 0
| 12 | 19 | 8 | 0
| 12 | 19 | 9 | 0
| 12 | 19 | 10 | 0
| 12 | 19 | 11 | 0
| 12 | 19 | 12 | 0
| 12 | 19 | 13 | 0
| 12 | 19 | 14 | 0
| 12 | 19 | 15 | 0
| 12 | 19 | 16 | 0
| 12 | 19 | 17 | 0
| 12 | 19 | 18 | 0
| 12 | 19 | 19 | 0
| 12 | 19 | 20 | 0
| 12 | 19 | 21 | 0
| 12 | 19 | 22 | 0
| 12 | 19 | 23 | 0
| 12 | 19 | 24 | 0
| 12 | 20 | 1 | 0
| 12 | 20 | 2 | 0
| 12 | 20 | 3 | 0
| 12 | 20 | 4 | 0
| 12 | 20 | 5 | 0
| 12 | 20 | 6 | 0
| 12 | 20 | 7 | 0
| 12 | 20 | 8 | 0
| 12 | 20 | 9 | 0
| 12 | 20 | 10 | 0
| 12 | 20 | 11 | 0
| 12 | 20 | 12 | 0
| 12 | 20 | 13 | 0
| 12 | 20 | 14 | 0
| 12 | 20 | 15 | 0
| 12 | 20 | 16 | 0
| 12 | 20 | 17 | 0
| 12 | 20 | 18 | 0
| 12 | 20 | 19 | 0
| 12 | 20 | 20 | 0
| 12 | 20 | 21 | 0
| 12 | 20 | 22 | 0
| 12 | 20 | 23 | 0
| 12 | 20 | 24 | 0
| 12 | 21 | 1 | 0
| 12 | 21 | 2 | 0
| 12 | 21 | 3 | 0
| 12 | 21 | 4 | 0
| 12 | 21 | 5 | 0
| 12 | 21 | 6 | 0
| 12 | 21 | 7 | 0
| 12 | 21 | 8 | 0
| 12 | 21 | 9 | 0
| 12 | 21 | 10 | 0
| 12 | 21 | 11 | 0
| 12 | 21 | 12 | 0
| 12 | 21 | 13 | 0
| 12 | 21 | 14 | 0
| 12 | 21 | 15 | 0
| 12 | 21 | 16 | 0
| 12 | 21 | 17 | 0
| 12 | 21 | 18 | 0
| 12 | 21 | 19 | 0
| 12 | 21 | 20 | 0
| 12 | 21 | 21 | 0
| 12 | 21 | 22 | 0
| 12 | 21 | 23 | 0
| 12 | 21 | 24 | 0
| 12 | 22 | 1 | 0
| 12 | 22 | 2 | 0
| 12 | 22 | 3 | 0
| 12 | 22 | 4 | 0
| 12 | 22 | 5 | 0
| 12 | 22 | 6 | 0
| 12 | 22 | 7 | 0
| 12 | 22 | 8 | 0
| 12 | 22 | 9 | 0
| 12 | 22 | 10 | 0
| 12 | 22 | 11 | 0
| 12 | 22 | 12 | 0
| 12 | 22 | 13 | 0
| 12 | 22 | 14 | 0
| 12 | 22 | 15 | 0
| 12 | 22 | 16 | 0
| 12 | 22 | 17 | 0
| 12 | 22 | 18 | 0
| 12 | 22 | 19 | 0
| 12 | 22 | 20 | 0
| 12 | 22 | 21 | 0
| 12 | 22 | 22 | 0
| 12 | 22 | 23 | 0
| 12 | 22 | 24 | 0
| 12 | 23 | 1 | 0
| 12 | 23 | 2 | 0
| 12 | 23 | 3 | 0
| 12 | 23 | 4 | 0
| 12 | 23 | 5 | 0
| 12 | 23 | 6 | 0
| 12 | 23 | 7 | 0
| 12 | 23 | 8 | 0
| 12 | 23 | 9 | 0
| 12 | 23 | 10 | 0
| 12 | 23 | 11 | 0
| 12 | 23 | 12 | 0
| 12 | 23 | 13 | 0
| 12 | 23 | 14 | 0
| 12 | 23 | 15 | 0
| 12 | 23 | 16 | 0
| 12 | 23 | 17 | 0
| 12 | 23 | 18 | 0
| 12 | 23 | 19 | 0
| 12 | 23 | 20 | 0
| 12 | 23 | 21 | 0
| 12 | 23 | 22 | 0
| 12 | 23 | 23 | 0
| 12 | 23 | 24 | 0
| 12 | 24 | 1 | 0
| 12 | 24 | 2 | 0
| 12 | 24 | 3 | 0
| 12 | 24 | 4 | 0
| 12 | 24 | 5 | 0
| 12 | 24 | 6 | 0
| 12 | 24 | 7 | 0
| 12 | 24 | 8 | 0
| 12 | 24 | 9 | 0
| 12 | 24 | 10 | 0
| 12 | 24 | 11 | 0
| 12 | 24 | 12 | 0
| 12 | 24 | 13 | 0
| 12 | 24 | 14 | 0
| 12 | 24 | 15 | 0
| 12 | 24 | 16 | 0
| 12 | 24 | 17 | 0
| 12 | 24 | 18 | 0
| 12 | 24 | 19 | 0
| 12 | 24 | 20 | 0
| 12 | 24 | 21 | 0
| 12 | 24 | 22 | 0
| 12 | 24 | 23 | 0
| 12 | 24 | 24 | 0
| 12 | 25 | 1 | 0
| 12 | 25 | 2 | 0
| 12 | 25 | 3 | 0
| 12 | 25 | 4 | 0
| 12 | 25 | 5 | 0
| 12 | 25 | 6 | 0
| 12 | 25 | 7 | 0
| 12 | 25 | 8 | 0
| 12 | 25 | 9 | 0
| 12 | 25 | 10 | 0
| 12 | 25 | 11 | 0
| 12 | 25 | 12 | 0
| 12 | 25 | 13 | 0
| 12 | 25 | 14 | 0
| 12 | 25 | 15 | 0
| 12 | 25 | 16 | 0
| 12 | 25 | 17 | 0
| 12 | 25 | 18 | 0
| 12 | 25 | 19 | 0
| 12 | 25 | 20 | 0
| 12 | 25 | 21 | 0
| 12 | 25 | 22 | 0
| 12 | 25 | 23 | 0
| 12 | 25 | 24 | 0
| 12 | 26 | 1 | 0
| 12 | 26 | 2 | 0
| 12 | 26 | 3 | 0
| 12 | 26 | 4 | 0
| 12 | 26 | 5 | 0
| 12 | 26 | 6 | 0
| 12 | 26 | 7 | 0
| 12 | 26 | 8 | 0
| 12 | 26 | 9 | 0
| 12 | 26 | 10 | 0
| 12 | 26 | 11 | 0
| 12 | 26 | 12 | 0
| 12 | 26 | 13 | 0
| 12 | 26 | 14 | 0
| 12 | 26 | 15 | 0
| 12 | 26 | 16 | 0
| 12 | 26 | 17 | 0
| 12 | 26 | 18 | 0
| 12 | 26 | 19 | 0
| 12 | 26 | 20 | 0
| 12 | 26 | 21 | 0
| 12 | 26 | 22 | 0
| 12 | 26 | 23 | 0
| 12 | 26 | 24 | 0
| 12 | 27 | 1 | 0
| 12 | 27 | 2 | 0
| 12 | 27 | 3 | 0
| 12 | 27 | 4 | 0
| 12 | 27 | 5 | 0
| 12 | 27 | 6 | 0
| 12 | 27 | 7 | 0
| 12 | 27 | 8 | 0
| 12 | 27 | 9 | 0
| 12 | 27 | 10 | 0
| 12 | 27 | 11 | 0
| 12 | 27 | 12 | 0
| 12 | 27 | 13 | 0
| 12 | 27 | 14 | 0
| 12 | 27 | 15 | 0
| 12 | 27 | 16 | 0
| 12 | 27 | 17 | 0
| 12 | 27 | 18 | 0
| 12 | 27 | 19 | 0
| 12 | 27 | 20 | 0
| 12 | 27 | 21 | 0
| 12 | 27 | 22 | 0
| 12 | 27 | 23 | 0
| 12 | 27 | 24 | 0
| 12 | 28 | 1 | 0
| 12 | 28 | 2 | 0
| 12 | 28 | 3 | 0
| 12 | 28 | 4 | 0
| 12 | 28 | 5 | 0
| 12 | 28 | 6 | 0
| 12 | 28 | 7 | 0
| 12 | 28 | 8 | 0
| 12 | 28 | 9 | 0
| 12 | 28 | 10 | 0
| 12 | 28 | 11 | 0
| 12 | 28 | 12 | 0
| 12 | 28 | 13 | 0
| 12 | 28 | 14 | 0
| 12 | 28 | 15 | 0
| 12 | 28 | 16 | 0
| 12 | 28 | 17 | 0
| 12 | 28 | 18 | 0
| 12 | 28 | 19 | 0
| 12 | 28 | 20 | 0
| 12 | 28 | 21 | 0
| 12 | 28 | 22 | 0
| 12 | 28 | 23 | 0
| 12 | 28 | 24 | 0
| 12 | 29 | 1 | 0
| 12 | 29 | 2 | 0
| 12 | 29 | 3 | 0
| 12 | 29 | 4 | 0
| 12 | 29 | 5 | 0
| 12 | 29 | 6 | 0
| 12 | 29 | 7 | 0
| 12 | 29 | 8 | 0
| 12 | 29 | 9 | 0
| 12 | 29 | 10 | 0
| 12 | 29 | 11 | 0
| 12 | 29 | 12 | 0
| 12 | 29 | 13 | 0
| 12 | 29 | 14 | 0
| 12 | 29 | 15 | 0
| 12 | 29 | 16 | 0
| 12 | 29 | 17 | 0
| 12 | 29 | 18 | 0
| 12 | 29 | 19 | 0
| 12 | 29 | 20 | 0
| 12 | 29 | 21 | 0
| 12 | 29 | 22 | 0
| 12 | 29 | 23 | 0
| 12 | 29 | 24 | 0
| 12 | 30 | 1 | 0
| 12 | 30 | 2 | 0
| 12 | 30 | 3 | 0
| 12 | 30 | 4 | 0
| 12 | 30 | 5 | 0
| 12 | 30 | 6 | 0
| 12 | 30 | 7 | 0
| 12 | 30 | 8 | 0
| 12 | 30 | 9 | 0
| 12 | 30 | 10 | 0
| 12 | 30 | 11 | 0
| 12 | 30 | 12 | 0
| 12 | 30 | 13 | 0
| 12 | 30 | 14 | 0
| 12 | 30 | 15 | 0
| 12 | 30 | 16 | 0
| 12 | 30 | 17 | 0
| 12 | 30 | 18 | 0
| 12 | 30 | 19 | 0
| 12 | 30 | 20 | 0
| 12 | 30 | 21 | 0
| 12 | 30 | 22 | 0
| 12 | 30 | 23 | 0
| 12 | 30 | 24 | 0
| 12 | 31 | 1 | 0
| 12 | 31 | 2 | 0
| 12 | 31 | 3 | 0
| 12 | 31 | 4 | 0
| 12 | 31 | 5 | 0
| 12 | 31 | 6 | 0
| 12 | 31 | 7 | 0
| 12 | 31 | 8 | 0
| 12 | 31 | 9 | 0
| 12 | 31 | 10 | 0
| 12 | 31 | 11 | 0
| 12 | 31 | 12 | 0
| 12 | 31 | 13 | 0
| 12 | 31 | 14 | 0
| 12 | 31 | 15 | 0
| 12 | 31 | 16 | 0
| 12 | 31 | 17 | 0
| 12 | 31 | 18 | 0
| 12 | 31 | 19 | 0
| 12 | 31 | 20 | 0
| 12 | 31 | 21 | 0
| 12 | 31 | 22 | 0
| 12 | 31 | 23 | 0
| 12 | 31 | 24 | 0
Note on A8: Asif Raza: Insert Year, but this is not necessary or mandetory for IMAC calculation. This is only for reference purpose
Note on C7: Asif Raza: Please insert city name
Note on E8: Asif Raza: Inser hourly temperature data for 8760 hours starrting form midnight January 1st to midnight 31st december
Go to Results
Please select Inserted city name to view results
Back to index

## Data_selected_cities
Hours | Ahmedabad | Amritsar | Aurangabad | Akola | Allahabad | Belgaum | Bengaluru | Bhopal | Bhubaneshwar | Bhuj | Barmer | Bhagalpur | Bikaner | Chennai | Chitradurga | Dehradun | Dibrugarh | Gorakhpur | Guwahati | Gwalior | Hisar | Hyderabad | Imphal | Indore | Jaipur | Jaisalmer | Jodhpur | Jabalpur | Jagdalpur | Jamnagar | Jorhat | Kolkata | Kurnool | Kota | Lucknow | Mumbai | Mangalore | Nagpur | Nellore | New Delhi | Panjim | Patna | Pune | Rajkot | Ratnagiri | Raipur | Ramagundam | Ranchi | Raxaul | Solapur | Saharanpur | Shilong | Surat | Thiruvananthapuram | Tiruchchirapalli | Tezpur | Varanasi | Veraval | Vishakhapatnam | Type city name | Ahmedabad | 1
1 | 12 | 7.2 | 16.9 | 17.5 | 8.3 | 15.4 | 16.9 | 21.2 | 18.1 | 13.7 | 14.9 | 13.6 | 8.7 | 23 | 16.4 | 6.7 | 11.4 | 12.7 | 10.8 | 7 | 8.3 | 19.6 | 6.2 | 17.4 | 14.1 | 14.6 | 11.6 | 11.5 | 10.9 | 14.9 | 13.3 | 17.6 | 21 | 13.8 | 8.5 | 21.8 | 23 | 16 | 21.7 | 15.2 | 22.7 | 10.7 | 18.9 | 15.7 | 24 | 14.2 | 21.9 | 10.7 | 8.6 | 18.8 | 5.4 | 4 | 18.6 | 25.5 | 23.6 | 12.2 | 8 | 21.5 | 22.3 | 0 | Amritsar | 2
2 | 11.4 | 7.3 | 15.9 | 17.2 | 8.6 | 15.3 | 16.4 | 20.9 | 17.8 | 13 | 12.8 | 13.2 | 8.2 | 23.1 | 16.1 | 6.7 | 10.6 | 12.7 | 10 | 6.2 | 8.1 | 19.3 | 5.6 | 17.8 | 13.8 | 14.3 | 10.9 | 11.4 | 10.6 | 12.2 | 12.8 | 17.4 | 20.3 | 12.8 | 8.8 | 21.8 | 21.4 | 15.5 | 21.2 | 15.2 | 22.7 | 9.6 | 19.4 | 15.1 | 23 | 13.6 | 22 | 9.4 | 8 | 18.6 | 4.4 | 3.8 | 17.6 | 25.5 | 23.7 | 12 | 7.9 | 21.2 | 22.2 | 0 | Aurangabad | 3
3 | 12.5 | 7.3 | 15 | 17 | 8.3 | 14.7 | 16 | 20.5 | 17.5 | 11.6 | 12.6 | 13 | 7.6 | 22.9 | 15.8 | 6.1 | 9.5 | 12.7 | 8.7 | 5.9 | 7.9 | 18.6 | 3.9 | 17.4 | 13.6 | 13.3 | 10.6 | 10.6 | 10.3 | 12 | 11.9 | 16.9 | 19.7 | 12 | 9.1 | 20.7 | 20.4 | 15.4 | 21 | 15.2 | 22.8 | 8.9 | 19.8 | 14.4 | 22.6 | 12.4 | 22.4 | 8.2 | 7.3 | 18.5 | 4.1 | 4 | 16.1 | 25.1 | 23.4 | 11.6 | 7.7 | 20.9 | 22.3 | 0 | Akola | 4
4 | 11.5 | 8 | 14 | 16.2 | 8.6 | 14.8 | 15.7 | 19.8 | 17.1 | 11.7 | 12 | 12.8 | 7.1 | 22.6 | 15.3 | 6.1 | 9.2 | 12.7 | 8.2 | 4.7 | 7.9 | 18.3 | 3.2 | 16.4 | 14.2 | 13.3 | 10.1 | 9.9 | 10.2 | 10.5 | 11.6 | 16.9 | 19.7 | 11.6 | 8 | 20.3 | 19.8 | 13.7 | 20.4 | 15.2 | 22.9 | 8.3 | 19.6 | 14.4 | 22.6 | 11.6 | 22.5 | 7.3 | 7.3 | 18.3 | 2.7 | 4.3 | 15.3 | 25.1 | 22.9 | 11.4 | 7.6 | 20.6 | 22.4 | 0 | Allahabad | 5
5 | 10.5 | 7.5 | 13 | 12.4 | 8.6 | 14.7 | 15.4 | 19.1 | 16.6 | 11.1 | 14.5 | 12.4 | 5 | 22.4 | 14.7 | 5.6 | 9.4 | 12.7 | 8.1 | 4.2 | 7.8 | 17.8 | 4.4 | 10.4 | 14.6 | 12.2 | 9.6 | 8.4 | 7.5 | 13.6 | 13.8 | 15.6 | 19.3 | 13 | 8 | 20 | 21 | 13 | 20.1 | 15 | 22.9 | 8.4 | 15.2 | 14.4 | 21.9 | 11.2 | 20.4 | 11.6 | 8 | 17.3 | 0.2 | 0.8 | 18.8 | 25.1 | 22.5 | 10.2 | 7.4 | 20.2 | 21.2 | 0 | Belgaum | 6
6 | 11.5 | 6.5 | 12.1 | 11.8 | 8.2 | 14.8 | 15 | 18.6 | 16.1 | 11.2 | 13.5 | 13.1 | 2.8 | 22 | 14.1 | 6 | 11.2 | 12.7 | 9.4 | 5.2 | 7.4 | 17.6 | 6 | 9.6 | 14.1 | 10.8 | 9.8 | 7.9 | 8.3 | 13 | 14.3 | 15.4 | 19.2 | 13.3 | 7.8 | 20.2 | 21.3 | 12.7 | 19.6 | 15 | 22.9 | 8.6 | 14.4 | 14.3 | 21.3 | 12.2 | 20.2 | 12 | 8.4 | 17 | 0.6 | 2.3 | 16.4 | 25 | 22.3 | 10.7 | 6.5 | 19.8 | 21.4 | 0 | Bengaluru | 7
7 | 11 | 6.5 | 12.9 | 12.6 | 8.1 | 15.3 | 14.9 | 18.7 | 16.4 | 10.7 | 13.1 | 14 | 4.2 | 21.9 | 15 | 5.6 | 13.3 | 12.5 | 11 | 8 | 7.4 | 18.3 | 8.3 | 9.9 | 13.8 | 10 | 9.7 | 9.1 | 10.2 | 13.8 | 14.3 | 15.4 | 19.1 | 14 | 8 | 21 | 22.6 | 12.9 | 19.6 | 14.2 | 22.9 | 9.5 | 15 | 14.3 | 20.9 | 14.7 | 20.5 | 12.7 | 10.1 | 16.1 | 0.6 | 5.8 | 16 | 25 | 22.2 | 11.8 | 6.2 | 19.3 | 22 | 0 | Bhopal | 8
8 | 11.3 | 6.3 | 14.6 | 14.4 | 8.7 | 16.4 | 15 | 19.3 | 17.4 | 10.1 | 14 | 15 | 5 | 22.8 | 16.5 | 6.8 | 16.4 | 12.5 | 13.2 | 11 | 7.4 | 19.2 | 10.4 | 11.4 | 13.4 | 9.6 | 9.4 | 10.6 | 12.6 | 15 | 15.4 | 16.2 | 19.9 | 15 | 8.5 | 21.1 | 24.2 | 14.3 | 19.7 | 14 | 23.1 | 11.6 | 16.4 | 14.5 | 21.7 | 17 | 21 | 14 | 12.2 | 17.3 | 2.8 | 9.6 | 15.6 | 25 | 23 | 14.2 | 7 | 19.2 | 23.4 | 0 | Bhubaneshwar | 9
9 | 17 | 8 | 16.8 | 17.3 | 11.7 | 20.1 | 17 | 20.1 | 19.1 | 13.7 | 15.4 | 16 | 9.5 | 24.2 | 18.5 | 8.5 | 18.6 | 10.9 | 14.7 | 15 | 6.8 | 19.5 | 12.7 | 13.6 | 15 | 10 | 10.3 | 14.1 | 15.8 | 18.3 | 15.7 | 19.5 | 22.6 | 16.2 | 9 | 23 | 26.5 | 17.3 | 22.9 | 13.5 | 23.8 | 14 | 19.3 | 16 | 24.4 | 20.3 | 22 | 15.6 | 14.9 | 19.4 | 7.5 | 11 | 18.5 | 25 | 23.5 | 16.5 | 8.1 | 19.6 | 24.8 | 0 | Bhuj | 10
10 | 20.3 | 10.5 | 19.1 | 20.1 | 14.4 | 22.1 | 19.1 | 21.1 | 21.7 | 21 | 17.5 | 17.1 | 11.6 | 26.3 | 20.3 | 11.6 | 21.1 | 12 | 16.2 | 18 | 6.9 | 20 | 14.6 | 16.1 | 12.1 | 12.2 | 14.6 | 17.2 | 18.6 | 21.5 | 17.1 | 21.8 | 25 | 17.6 | 9 | 26.5 | 28.7 | 21.7 | 25.5 | 13.5 | 25.2 | 16.6 | 22.3 | 18.7 | 27 | 22.5 | 23.1 | 17.5 | 16.9 | 21.8 | 12.3 | 11.2 | 20.9 | 28.3 | 24.1 | 19.1 | 10 | 21.3 | 26.5 | 0 | Barmer | 11
11 | 22.5 | 14.9 | 21.5 | 22.6 | 16 | 23.6 | 21.9 | 22.2 | 24.5 | 23.3 | 19.4 | 18.4 | 14.8 | 27.4 | 22.1 | 14.1 | 22.4 | 15.7 | 17 | 20.6 | 7.3 | 21.4 | 16.4 | 18.2 | 18.5 | 15.4 | 19.9 | 20.6 | 21.2 | 25 | 17.8 | 23.3 | 26.9 | 19.2 | 10 | 29.2 | 30.8 | 23.8 | 27.2 | 13.4 | 25.5 | 18.8 | 25 | 21.3 | 29 | 24.8 | 24.4 | 19.4 | 18.4 | 23.5 | 17.6 | 9.6 | 24.4 | 29.4 | 24.8 | 21 | 15 | 23.4 | 27.6 | 0 | Bhagalpur | 12
12 | 24.4 | 19.1 | 23.6 | 24 | 18.1 | 24.8 | 23.7 | 23.3 | 27.1 | 25 | 21.4 | 19.8 | 14.3 | 28.4 | 23.7 | 16 | 24 | 17.4 | 18.1 | 21.5 | 8.8 | 23.8 | 17.5 | 19.9 | 19.5 | 18.5 | 21.7 | 22.2 | 22.7 | 26.4 | 19.5 | 24.6 | 27.1 | 20.8 | 10 | 30.9 | 32.1 | 25.6 | 27.5 | 13 | 27.4 | 20.6 | 26.2 | 22.6 | 30.5 | 25.6 | 25.5 | 21.1 | 18.6 | 25.8 | 20.7 | 8.7 | 25.3 | 29.7 | 25.4 | 22.8 | 17 | 25.8 | 28.4 | 0 | Bikaner | 13
13 | 25.3 | 20.5 | 25.4 | 24.9 | 19.2 | 25.6 | 24.4 | 24 | 28.5 | 27 | 22.7 | 21 | 16.3 | 28.6 | 25.1 | 18 | 24.3 | 19.4 | 18.6 | 22.4 | 9.9 | 24.5 | 18.3 | 21 | 21 | 20.2 | 23.1 | 23.5 | 23.7 | 27.2 | 20 | 25.3 | 27.9 | 22.3 | 10 | 32.6 | 33 | 26.5 | 28.5 | 13 | 28 | 21.4 | 26.6 | 23.8 | 31.8 | 26.6 | 26.6 | 22.1 | 18.4 | 26.9 | 22.9 | 7.6 | 26.6 | 29.2 | 25.5 | 23.3 | 18 | 27.5 | 28.3 | 0 | Chennai | 14
14 | 26.1 | 21.6 | 26.7 | 25.2 | 20.4 | 26 | 25.5 | 24.1 | 29.1 | 27.3 | 23.8 | 21.8 | 17.4 | 28.6 | 26.1 | 19.2 | 24.4 | 19.4 | 19 | 22.4 | 11.5 | 24.8 | 18.2 | 21.8 | 21.6 | 21.6 | 23.8 | 23.2 | 23.8 | 26.2 | 20.4 | 25.4 | 27.8 | 23.4 | 11 | 32.2 | 33 | 27 | 28.7 | 13 | 28.5 | 21.6 | 26 | 24.2 | 31.5 | 26.5 | 27.4 | 22.4 | 17.9 | 27.4 | 22.8 | 8 | 26.2 | 28.6 | 25.8 | 23.2 | 19 | 28.8 | 27.8 | 0 | Chitradurga | 15
15 | 26.5 | 21.3 | 27.5 | 25.7 | 20.4 | 26.2 | 26 | 23.5 | 28.9 | 27.6 | 24.2 | 21.9 | 22.5 | 28.4 | 26.9 | 20 | 22.7 | 19.4 | 18.4 | 23 | 13.1 | 26 | 17.8 | 22.1 | 21.5 | 22.2 | 23.4 | 23.3 | 23.5 | 25.8 | 18.9 | 25.3 | 28.1 | 23.9 | 13 | 31.2 | 32.7 | 27 | 28.5 | 12.5 | 27.7 | 20.8 | 25.6 | 24.3 | 30.9 | 26.8 | 27.9 | 21.8 | 17.9 | 27.9 | 22.5 | 7.9 | 27.5 | 28.6 | 26.5 | 21.8 | 20 | 29.3 | 26.8 | 0 | Dehradun | 16
16 | 26.3 | 20.8 | 27.8 | 26 | 20.4 | 26.1 | 25.6 | 22.5 | 28.4 | 27.6 | 24.5 | 21.3 | 24.9 | 27.8 | 27.4 | 19.5 | 20.9 | 19.3 | 17.6 | 22.5 | 14.5 | 26 | 16.6 | 21.9 | 21.6 | 22.2 | 23.5 | 22.1 | 22.3 | 24.6 | 17.8 | 24.8 | 28.3 | 23.8 | 15 | 30.7 | 31.7 | 26.3 | 27.6 | 12.5 | 27.9 | 19.5 | 24.9 | 24.2 | 30.4 | 25.5 | 27.7 | 20.7 | 17.6 | 27.9 | 20.6 | 8.5 | 27.4 | 28.3 | 26.9 | 20.4 | 20.9 | 29 | 26 | 0 | Dibrugarh | 17
17 | 25.7 | 18.5 | 27.5 | 26 | 19.4 | 25.2 | 24 | 21.6 | 27.3 | 26.8 | 24 | 20.2 | 26.8 | 27.2 | 27.3 | 16.8 | 18.2 | 19.3 | 16 | 21.6 | 14.6 | 25.6 | 15.4 | 21 | 20.5 | 22.2 | 23.2 | 21 | 20.6 | 24.2 | 16 | 23.5 | 28.2 | 23 | 15 | 29.5 | 30.4 | 25 | 26.9 | 12.7 | 27.4 | 17.6 | 24.5 | 23.7 | 29.4 | 24 | 27 | 19.2 | 17.4 | 27.3 | 19 | 8 | 28 | 27.8 | 26.7 | 18.6 | 21 | 28.2 | 25.4 | 0 | Gorakhpur | 18
18 | 24 | 14.9 | 26.5 | 25.1 | 15.9 | 22.6 | 22.7 | 21 | 26 | 25.4 | 23.2 | 19 | 22.3 | 25.6 | 26.6 | 13.1 | 16.3 | 18.2 | 14.8 | 18.9 | 13.8 | 24.7 | 14.1 | 19.3 | 18.7 | 21.2 | 20.5 | 18.4 | 18.1 | 22.8 | 15.6 | 20.6 | 26.5 | 21.9 | 14 | 27.7 | 28.5 | 22.2 | 25.5 | 12.5 | 26.2 | 15.7 | 23.4 | 22.6 | 27.9 | 20.9 | 25.6 | 17.7 | 16.2 | 25.7 | 16.3 | 7.8 | 25.9 | 27.3 | 25.9 | 17.7 | 20 | 27.1 | 25.3 | 0 | Guwahati | 19
19 | 21.8 | 12.6 | 24.5 | 23.7 | 14.2 | 20.2 | 21.2 | 20.4 | 24.3 | 22.5 | 21.4 | 18 | 17.2 | 24.9 | 24.7 | 11 | 14.1 | 16.9 | 13.5 | 15.9 | 12.5 | 24.3 | 13.6 | 17 | 17.5 | 20 | 17 | 16.3 | 15.6 | 22.3 | 14.7 | 19.1 | 25.1 | 20.6 | 12.8 | 26.5 | 26.9 | 19.7 | 24.6 | 11.5 | 25.4 | 13.6 | 22.1 | 20.5 | 26.8 | 18.6 | 24 | 16.3 | 14.8 | 23.9 | 14.4 | 6.5 | 24.4 | 26.4 | 25 | 16.8 | 14.7 | 26.1 | 25.1 | 0 | Gwalior | 20
20 | 18.5 | 10.9 | 22.2 | 21.6 | 12.4 | 18.8 | 20.1 | 19.6 | 22.7 | 18.7 | 19.4 | 17.4 | 9.6 | 24.3 | 22.6 | 9.6 | 13 | 16.1 | 12.8 | 12.4 | 11.3 | 23.6 | 13.4 | 14.6 | 16.2 | 19.5 | 14.9 | 13.8 | 13.2 | 21 | 14.6 | 17.5 | 24.1 | 19.4 | 11.3 | 25.7 | 25.4 | 18.8 | 24.1 | 10.8 | 25 | 12 | 20.2 | 19 | 26.3 | 16.6 | 22.4 | 15.2 | 12.8 | 22.4 | 12.4 | 5.8 | 21.6 | 26.3 | 24.5 | 16.6 | 13.6 | 25.3 | 25 | 0 | Hisar | 21
21 | 16.2 | 10.9 | 19.5 | 19.8 | 11.4 | 17.9 | 19.4 | 19 | 20.9 | 16.9 | 17 | 17.1 | 6.7 | 23.8 | 20.1 | 8.6 | 11.6 | 15 | 12.1 | 10.2 | 10.1 | 23 | 13.8 | 12.6 | 15.3 | 18.4 | 13.6 | 12.9 | 11.7 | 20.7 | 13.4 | 16.6 | 23.2 | 18.4 | 9.9 | 25.2 | 24.7 | 17.8 | 23.5 | 10 | 24.3 | 10.6 | 18.7 | 17.6 | 25.9 | 16.8 | 21.3 | 14.3 | 11.4 | 21.6 | 11.8 | 4.5 | 21 | 25.9 | 23.9 | 16 | 12.9 | 24.4 | 24.3 | 0 | Hyderabad | 22
22 | 14.6 | 10.5 | 17.8 | 18.3 | 10.6 | 16.9 | 18.6 | 18.5 | 19.7 | 15.7 | 15.5 | 16.9 | 4.5 | 23.2 | 18.4 | 8.8 | 11.3 | 14.6 | 12 | 8.4 | 9.2 | 21.5 | 13.5 | 11.7 | 15.1 | 17.5 | 12.9 | 11.9 | 10.6 | 19.4 | 13 | 16.2 | 22.8 | 17.6 | 9.1 | 23.7 | 24.1 | 17 | 23 | 9.8 | 23.7 | 10.1 | 17.2 | 16.6 | 25.8 | 17 | 20.7 | 13.7 | 10.3 | 20.5 | 10.7 | 4.4 | 19.9 | 25.8 | 23 | 16 | 12.1 | 23.7 | 23.7 | 0 | Imphal | 23
23 | 14 | 8.3 | 16.9 | 17.6 | 9.9 | 16.4 | 18.2 | 17.9 | 19 | 15.3 | 14.8 | 16.4 | 6.6 | 22.6 | 17.6 | 8.4 | 10.8 | 14.2 | 11.6 | 7.8 | 8.8 | 19.8 | 12.6 | 11.8 | 14.5 | 17.2 | 12 | 12 | 10.2 | 18.6 | 12.2 | 15.4 | 21.8 | 16.8 | 8.8 | 22.7 | 24 | 16.1 | 22.5 | 9.3 | 23 | 10 | 16.6 | 15.9 | 24.8 | 17.8 | 20.6 | 13.2 | 10 | 18.5 | 10.2 | 4 | 20.6 | 25.5 | 22.9 | 15.6 | 11.2 | 23.2 | 23 | 0 | Indore | 24
24 | 13.6 | 7.3 | 16 | 17.1 | 9.9 | 15.5 | 17.5 | 17.4 | 18.3 | 14.1 | 15.5 | 15.5 | 6.7 | 22.3 | 16.8 | 7.5 | 11.3 | 13.4 | 11.5 | 6.7 | 8.3 | 19 | 10.3 | 12.7 | 13.7 | 16 | 11.1 | 11.1 | 9.7 | 16.6 | 13 | 14.8 | 21 | 16.1 | 8.5 | 22 | 23.5 | 15 | 22.1 | 9.2 | 22.4 | 10.5 | 16.1 | 14.7 | 23.8 | 16.7 | 20.7 | 12.9 | 9.6 | 19 | 8.3 | 4.3 | 19.8 | 25 | 23 | 15.6 | 11 | 22.7 | 22.7 | 0 | Jaipur | 25
25 | 13 | 11.5 | 15.3 | 16.8 | 9.6 | 15.2 | 17.2 | 17 | 17.9 | 13.9 | 16.4 | 14.4 | 8.4 | 22 | 16.2 | 7.2 | 11.1 | 13.3 | 10.8 | 6.1 | 8.3 | 18.7 | 7.7 | 13.7 | 13 | 15.2 | 10.4 | 10.8 | 9.2 | 15.5 | 13.4 | 14.3 | 20.5 | 15.2 | 8.2 | 21.2 | 23.1 | 15 | 22.1 | 8.2 | 21.7 | 10.8 | 16.4 | 14 | 23.5 | 15.4 | 21 | 12.6 | 9.6 | 18.5 | 6.7 | 3.2 | 20.4 | 25 | 23 | 15 | 10.6 | 22.2 | 22.5 | 0 | Jaisalmer | 26
26 | 13.2 | 11.1 | 14.6 | 16 | 9.9 | 15.7 | 16.9 | 16.6 | 17.6 | 14 | 17.3 | 13.2 | 7 | 21.9 | 15.8 | 7.2 | 11 | 13.3 | 10 | 4.8 | 8.3 | 18.4 | 5 | 14 | 12.9 | 14.8 | 10.1 | 9.6 | 8.4 | 14 | 14.6 | 13.8 | 20 | 14.4 | 7.9 | 21.2 | 22.2 | 14.9 | 22 | 8.2 | 21.2 | 10.8 | 16.4 | 13.1 | 22.9 | 12.8 | 21 | 12.3 | 9 | 16.9 | 4.2 | 2 | 19.6 | 25.5 | 22.7 | 14.2 | 10.1 | 21.7 | 22.4 | 0 | Jodhpur | 27
27 | 11.8 | 9 | 13.9 | 15 | 9.9 | 16.1 | 16 | 16.3 | 17.3 | 13.8 | 17 | 12.4 | 7.4 | 21.8 | 15.4 | 6.4 | 9.9 | 13.3 | 8.7 | 4.2 | 8.5 | 18.1 | 3.6 | 13.3 | 12 | 14.5 | 11 | 9.3 | 7.8 | 14 | 14.4 | 13.5 | 19.5 | 13.6 | 7.6 | 20.7 | 21.6 | 14.8 | 21.5 | 8.2 | 20.6 | 10 | 16.5 | 12 | 22.4 | 11.5 | 20.9 | 11.9 | 8.6 | 16.4 | 2.8 | 0.3 | 20.3 | 24.4 | 21.7 | 12.5 | 9.7 | 21.2 | 22 | 0 | Jabalpur | 28
28 | 10.9 | 8.2 | 13.2 | 13.5 | 8.9 | 15.7 | 15.7 | 16.1 | 17 | 13.9 | 16.1 | 12.1 | 5.1 | 21.8 | 15.7 | 5.9 | 9.5 | 11.7 | 8.2 | 3.5 | 8.6 | 17.3 | 3.3 | 11.9 | 12.1 | 14 | 10.8 | 8.4 | 7.3 | 13.4 | 14.5 | 13.3 | 19.1 | 13.1 | 7.3 | 20.7 | 21 | 13.9 | 21.2 | 8 | 20.2 | 9.2 | 15.8 | 12 | 22.3 | 10.4 | 20.6 | 11.7 | 8 | 15.7 | 0.9 | 1.1 | 19.2 | 24.2 | 21.1 | 11.3 | 10.2 | 20.8 | 21.6 | 0 | Jagdalpur | 29
29 | 11.1 | 7 | 12.4 | 13 | 8.2 | 15.5 | 15.2 | 16 | 16.6 | 13.4 | 11 | 15.8 | 3 | 21.8 | 16.6 | 5.5 | 9.4 | 11.7 | 9 | 5 | 8.6 | 16.9 | 11.4 | 7.8 | 12 | 12.2 | 10.7 | 8 | 6 | 13.2 | 10.4 | 13 | 18.6 | 12.8 | 7 | 20.6 | 20.4 | 14.2 | 21 | 8.1 | 20.3 | 8 | 14.8 | 11.7 | 22.3 | 11.6 | 19.4 | 11.4 | 8 | 15 | 4.4 | 0.6 | 16.6 | 24.2 | 21 | 13.6 | 9.9 | 20.5 | 22.7 | 0 | Jamnagar | 30
30 | 10.5 | 6.2 | 11.8 | 12.6 | 7.9 | 15.6 | 14.7 | 15.6 | 16.2 | 13.3 | 10.2 | 15.6 | 2.3 | 21.6 | 17.5 | 5.9 | 11.1 | 11.7 | 10.2 | 5 | 8.6 | 16.9 | 12 | 7.5 | 11.5 | 11.8 | 10.4 | 8.1 | 6.6 | 12 | 11.3 | 13 | 18.2 | 12.3 | 5.7 | 20.2 | 20.6 | 14.2 | 20.8 | 8.8 | 20.2 | 8.6 | 14.1 | 11.5 | 22.3 | 11.9 | 18.9 | 11.4 | 8 | 15.4 | 3.6 | 1.2 | 15.2 | 24.3 | 21 | 13.6 | 9.6 | 20.2 | 22.4 | 0 | Jorhat | 31
31 | 10.2 | 5.5 | 12 | 13.5 | 7.4 | 15.2 | 14.3 | 15.3 | 16.6 | 12.9 | 10 | 15.7 | 3.1 | 21.8 | 18.6 | 5.2 | 13.1 | 11.7 | 11.2 | 6.7 | 8.7 | 16.1 | 12.6 | 8.4 | 11.4 | 11.2 | 10.1 | 9.7 | 8.4 | 12.4 | 12.2 | 13.2 | 18.1 | 12.1 | 5.4 | 19.8 | 21.9 | 13.6 | 20.5 | 9 | 20 | 9.7 | 14.2 | 11.5 | 21.9 | 14 | 19.7 | 12.1 | 9.5 | 15.5 | 4.8 | 3.8 | 15.4 | 24.3 | 21.5 | 14.1 | 9.2 | 19.6 | 22.6 | 0 | Kolkata | 32
32 | 9.6 | 4.5 | 13.2 | 15 | 7.5 | 17.1 | 15 | 15.5 | 17.6 | 12.7 | 10.6 | 16 | 4.4 | 23 | 19.8 | 4.7 | 16 | 11.7 | 13.6 | 9 | 8.8 | 16.2 | 13.4 | 10 | 11.3 | 10.7 | 10 | 12 | 11 | 13 | 13.4 | 14.6 | 18.9 | 12.8 | 5.2 | 19.7 | 23.4 | 13.6 | 20.7 | 9 | 20 | 11.6 | 15.3 | 11.5 | 22 | 16.5 | 20.6 | 13.6 | 11.2 | 16.6 | 6.8 | 6.6 | 15.6 | 24.3 | 22.6 | 15 | 9.7 | 19.3 | 23 | 0 | Kurnool | 33
33 | 16.5 | 6.5 | 15.1 | 17.9 | 12.2 | 20.6 | 17.8 | 16.5 | 19 | 15 | 12.3 | 16.6 | 7.6 | 24.9 | 21 | 8.4 | 18.2 | 10.3 | 15 | 13.1 | 7.8 | 19.9 | 14 | 12.7 | 14.7 | 9.8 | 12.2 | 15.4 | 14.5 | 16.2 | 14.1 | 19.1 | 21.8 | 13.6 | 5.5 | 21.5 | 25.9 | 18 | 24 | 10 | 21 | 13.8 | 17.1 | 13.2 | 24.4 | 20.2 | 23.1 | 15.6 | 14.2 | 20.5 | 11 | 8.4 | 18.5 | 23.9 | 24 | 16.5 | 10.9 | 19.5 | 24.7 | 0 | Kota | 34
34 | 20.5 | 13.7 | 18.1 | 20.6 | 15.5 | 22.6 | 20.3 | 18.1 | 20.9 | 20.2 | 14.7 | 17.4 | 10.8 | 26.1 | 22.3 | 11.2 | 20.7 | 10.3 | 17.2 | 17 | 7.8 | 22.1 | 15 | 15.3 | 16.8 | 12 | 16 | 18.6 | 17.8 | 19.2 | 15.2 | 22.1 | 23.3 | 15 | 5.9 | 24.9 | 28.1 | 21.5 | 26.8 | 12 | 22.7 | 16.1 | 19.4 | 16.9 | 26.9 | 23.1 | 25.1 | 17.7 | 16.4 | 23 | 15 | 9.1 | 20.8 | 24.3 | 24.9 | 18.1 | 12 | 21 | 26.4 | 0 | Lucknow | 35
35 | 23 | 17.8 | 21.3 | 23.4 | 18.7 | 24.6 | 22.9 | 19.9 | 22.9 | 22.5 | 17.4 | 18.2 | 14.3 | 26.7 | 23.6 | 15 | 22.2 | 10.3 | 18.4 | 21 | 8.1 | 24.2 | 16 | 18 | 18.1 | 15.5 | 17.8 | 21.4 | 21 | 23 | 16 | 23.9 | 26 | 16.2 | 7 | 26.4 | 30.4 | 25 | 27.5 | 13.8 | 25.5 | 18.2 | 21.5 | 20 | 28.5 | 25.8 | 27.4 | 19.4 | 18.4 | 25 | 19.2 | 8.8 | 24.2 | 25.1 | 26.7 | 19.8 | 14.5 | 23 | 28.4 | 0 | Mumbai | 36
36 | 25.9 | 20.2 | 24.1 | 25 | 21.3 | 25.6 | 24.6 | 21.6 | 24.9 | 25.2 | 19.7 | 18.8 | 16.2 | 27.3 | 24.8 | 17.8 | 23.9 | 12.7 | 20.3 | 23.1 | 8.8 | 25.5 | 17.3 | 19.7 | 19 | 19.3 | 21.6 | 22.8 | 23.1 | 24.7 | 17.2 | 25.3 | 27.1 | 17.7 | 8.3 | 29.7 | 31.4 | 26.1 | 28 | 15.6 | 28.2 | 19.9 | 23.3 | 22.2 | 29.9 | 26.8 | 28 | 20.4 | 18.6 | 25.7 | 21.4 | 8.3 | 25.3 | 25.4 | 27.5 | 20.8 | 17.9 | 25.4 | 29.2 | 0 | Mangalore | 37
37 | 26 | 20.7 | 25.5 | 26.3 | 22.2 | 26.6 | 25.3 | 22.8 | 26.4 | 26.9 | 21.3 | 19.3 | 17.7 | 27.7 | 25.7 | 18.4 | 24.3 | 15 | 20.5 | 24.6 | 9.8 | 26.3 | 18 | 21 | 20.2 | 22.6 | 22.9 | 23.4 | 24.4 | 26.3 | 17.8 | 25.6 | 27.8 | 18.6 | 11.1 | 31.3 | 32.1 | 27.7 | 28.3 | 15.7 | 30.4 | 20.8 | 24.6 | 23.4 | 31 | 27.7 | 28.7 | 20.8 | 18.6 | 26.7 | 23.1 | 7.9 | 26.9 | 26.6 | 28 | 21.4 | 19 | 27.4 | 29.4 | 0 | Nagpur | 38
38 | 27.5 | 21.4 | 26.2 | 26.6 | 22.5 | 26.9 | 26.1 | 23.6 | 27.4 | 27.7 | 22.2 | 19.4 | 17.8 | 27.6 | 26.5 | 19.9 | 24.2 | 16.2 | 20.4 | 24.4 | 10.8 | 26.9 | 18.2 | 21.4 | 20.4 | 23.5 | 24.5 | 23 | 24.6 | 26 | 18.2 | 25.9 | 28 | 19.6 | 14 | 31 | 31.8 | 27.5 | 28.8 | 15.7 | 31.5 | 21 | 25.4 | 24.3 | 30.6 | 27.6 | 28.2 | 20.4 | 17.8 | 28 | 23 | 8 | 26.8 | 28.2 | 28 | 21.2 | 19.9 | 28.9 | 28.4 | 0 | Nellore | 39
39 | 27.5 | 22.6 | 26.3 | 27.1 | 23 | 27.4 | 26.1 | 24 | 27.7 | 27.8 | 22.5 | 19.4 | 18.2 | 27.6 | 27.1 | 19.7 | 22.3 | 16.2 | 18.1 | 24.2 | 12.3 | 27 | 17.4 | 21.8 | 19 | 23.7 | 24.2 | 22.4 | 24.1 | 26.4 | 17.5 | 25.6 | 28.5 | 19.9 | 16 | 30.4 | 31.6 | 28.2 | 28.3 | 16.5 | 28.7 | 20.3 | 25.7 | 25 | 30.1 | 27.8 | 28.5 | 19.7 | 17.8 | 28.3 | 22.9 | 8 | 28.1 | 28.2 | 28 | 20.7 | 20.4 | 29.6 | 27.4 | 0 | New Delhi | 40
40 | 27.5 | 23.2 | 26.7 | 26.7 | 22.6 | 27.3 | 25.7 | 23.9 | 27.2 | 28.2 | 22.2 | 19.1 | 17.5 | 27.1 | 27.6 | 19.5 | 20.3 | 16.2 | 16.2 | 22.7 | 13.3 | 26.9 | 16.3 | 21.4 | 18.6 | 23.7 | 24.7 | 21 | 22.7 | 25.4 | 16.8 | 25.1 | 28.3 | 20 | 19 | 29.9 | 30.5 | 28 | 27.5 | 16.5 | 28.2 | 18.9 | 25.5 | 25.3 | 29.4 | 26.8 | 27.8 | 18.7 | 17.4 | 28.5 | 21.3 | 7.7 | 27.9 | 27.3 | 28 | 19.8 | 20.5 | 29.3 | 26.1 | 0 | Panjim | 41
41 | 26.9 | 22.4 | 26.5 | 26.2 | 20.7 | 27.1 | 24.2 | 23.2 | 26.2 | 27.5 | 21.6 | 18.6 | 17 | 26.4 | 27.5 | 17.6 | 17.6 | 16.2 | 13.6 | 21.2 | 12.3 | 26.4 | 14.8 | 20.8 | 18.5 | 23.1 | 24.1 | 19.4 | 20.8 | 25 | 15.6 | 23.5 | 27.8 | 19.4 | 18 | 29 | 29.6 | 26 | 26.9 | 15.6 | 27.8 | 17 | 24.5 | 25 | 28.7 | 25.4 | 27.4 | 17.6 | 17.2 | 28.3 | 19.4 | 6.6 | 28.2 | 27 | 27.5 | 19 | 19.7 | 28.3 | 25.4 | 0 | Patna | 42
42 | 25.4 | 17 | 25.9 | 24.6 | 16.9 | 25.6 | 22.9 | 22.1 | 25 | 26.1 | 20.5 | 17.8 | 15.1 | 25.6 | 26.9 | 14.4 | 15.9 | 15.9 | 12.8 | 18.3 | 11.2 | 25.3 | 13.9 | 19.2 | 17 | 21.3 | 22.3 | 17 | 18.3 | 23.1 | 15.1 | 20.8 | 26.3 | 18.7 | 17 | 27.5 | 27.9 | 23.2 | 25.5 | 14.2 | 26.3 | 15 | 22.7 | 23.2 | 27.3 | 22.5 | 25.6 | 16.5 | 15.8 | 26.6 | 15.8 | 5.1 | 26.2 | 26.3 | 26.8 | 18 | 17 | 27 | 24.5 | 0 | Pune | 43
43 | 22 | 14 | 24 | 23.1 | 15 | 22.1 | 21.1 | 20.9 | 23.7 | 23.8 | 19.1 | 17.1 | 13.4 | 25.1 | 25.3 | 11.7 | 14.1 | 15.9 | 11.6 | 15.7 | 10.6 | 24.4 | 13.3 | 17.5 | 15.5 | 20.1 | 20.2 | 14.7 | 16 | 22.3 | 14.6 | 18.7 | 24.8 | 17.2 | 15 | 26.5 | 26.7 | 21.7 | 24.5 | 12.7 | 25.3 | 13.1 | 20.1 | 21 | 26.2 | 20 | 24.4 | 15.4 | 14.4 | 24 | 12.5 | 3.3 | 24.9 | 25.7 | 25 | 17.4 | 15 | 25.8 | 24.2 | 0 | Rajkot | 44
44 | 20.5 | 12.6 | 21.9 | 21.2 | 13.2 | 20.6 | 20.3 | 20 | 22.6 | 22.4 | 17.4 | 16.4 | 11 | 24.8 | 23.6 | 10.3 | 13.2 | 15.2 | 11.6 | 12.6 | 10 | 23.8 | 13.4 | 15.4 | 13.5 | 18.5 | 20.2 | 12.4 | 13.8 | 20.8 | 14.6 | 17.3 | 23.7 | 15.8 | 13.5 | 25.8 | 25.4 | 20 | 24 | 11.6 | 25 | 11.6 | 17.4 | 19.2 | 25.7 | 17.6 | 22.6 | 14.4 | 12.4 | 22.1 | 9 | 2 | 22.4 | 25.5 | 24 | 16.8 | 13.8 | 24.7 | 23.6 | 0 | Ratnagiri | 45
45 | 19.9 | 11.9 | 19.3 | 20.1 | 12.4 | 20 | 19.3 | 19.2 | 21.5 | 21.2 | 15.8 | 16 | 9.5 | 24.3 | 21.5 | 9.4 | 11.9 | 15.2 | 10.5 | 10.8 | 9.3 | 22.9 | 13.4 | 13.9 | 13.5 | 17.5 | 18.5 | 11.1 | 12.5 | 20.9 | 14.1 | 16.4 | 22.9 | 14.1 | 12 | 25 | 25.1 | 18.5 | 23.5 | 11 | 24.2 | 10.5 | 15 | 17.5 | 25.1 | 17.1 | 22.3 | 13.6 | 11.4 | 21.1 | 7.4 | 1.4 | 21.8 | 25.1 | 23.5 | 16.5 | 13 | 23.6 | 23.4 | 0 | Raipur | 46
46 | 18.1 | 11.9 | 17.6 | 18.9 | 11.7 | 18.8 | 18.5 | 18.9 | 20.3 | 18.7 | 14.2 | 15.8 | 7.8 | 23.9 | 19.9 | 9.6 | 11.4 | 13.9 | 10.3 | 9.1 | 9.2 | 22.2 | 13.5 | 12.5 | 12.6 | 17.4 | 17.1 | 10.3 | 11.4 | 20.1 | 13.8 | 15.8 | 22.3 | 13.2 | 11 | 23.8 | 24.5 | 18 | 23 | 10.4 | 23.7 | 9.9 | 13.6 | 16.4 | 24.4 | 17 | 21.7 | 13.2 | 10.3 | 20 | 6.3 | 1.9 | 20.6 | 24.9 | 23 | 16.1 | 12.6 | 22.7 | 22.6 | 0 | Ramagundam | 47
47 | 17.5 | 10.4 | 16.7 | 18.4 | 11 | 17.7 | 18.2 | 18.6 | 19.1 | 17.3 | 13.2 | 15.8 | 7 | 23.3 | 18.9 | 9.3 | 10.6 | 13.9 | 9.6 | 8.4 | 8.8 | 20.4 | 13.2 | 11.8 | 12.5 | 16.7 | 16.2 | 10.4 | 10.8 | 20 | 13 | 15.2 | 21.6 | 12.8 | 10 | 22.8 | 24.4 | 17.7 | 22.5 | 9.7 | 23 | 9.6 | 13.4 | 15.8 | 23.9 | 17.8 | 22 | 13 | 10.2 | 19.9 | 6.8 | 2.6 | 20.6 | 24.7 | 22 | 15.8 | 12.5 | 22.1 | 22.2 | 0 | Ranchi | 48
48 | 15.9 | 10.1 | 15.8 | 17.4 | 10.5 | 17.3 | 17.3 | 18.2 | 18 | 16.7 | 12.6 | 15.8 | 5.7 | 23.1 | 17.9 | 9.2 | 10.7 | 12.2 | 10.4 | 7.3 | 8.5 | 19 | 12.9 | 11 | 11.5 | 15.1 | 15.3 | 10.3 | 9.9 | 18.2 | 12.5 | 14.4 | 21.3 | 13.5 | 9 | 21.8 | 23.5 | 17 | 22.1 | 8.2 | 22.2 | 9.5 | 14.1 | 15.4 | 23.2 | 17.4 | 21.3 | 13 | 9.5 | 20 | 6.7 | 3.2 | 19.1 | 24.5 | 21.4 | 15.2 | 12.3 | 21.5 | 21.4 | 0 | Raxaul | 49
49 | 16.4 | 9.2 | 15 | 16.7 | 10.2 | 16.3 | 16.9 | 17.9 | 17.2 | 16.5 | 12.5 | 16 | 5.2 | 23.1 | 17.2 | 9.2 | 10.2 | 12.2 | 10.4 | 6.8 | 7.8 | 18.8 | 12.2 | 10.6 | 11.1 | 14.9 | 14.1 | 10.4 | 9 | 17 | 11.7 | 14.5 | 21.2 | 14.1 | 8 | 20.8 | 22.7 | 16.5 | 22 | 9.3 | 22 | 9.3 | 15.2 | 14.3 | 23.1 | 16.8 | 21 | 13 | 9.4 | 19.3 | 7.1 | 2.9 | 18.6 | 24.6 | 20.8 | 14.8 | 12.3 | 20.8 | 21.4 | 0 | Solapur | 50
50 | 14.5 | 8 | 14.2 | 15.4 | 9.3 | 15.9 | 16.2 | 17.6 | 16.9 | 16 | 12.4 | 16 | 4.2 | 22.9 | 16.7 | 8.9 | 10.2 | 12.2 | 11 | 5.8 | 7.8 | 17.9 | 11.8 | 9.8 | 11 | 14.8 | 13.2 | 9.8 | 7.8 | 15 | 11.2 | 14.7 | 20.1 | 14.8 | 7 | 20.4 | 21.4 | 16.3 | 21.9 | 9.8 | 21.5 | 9 | 16.1 | 13.5 | 22.4 | 14.8 | 20 | 12.8 | 8.6 | 18.4 | 6.4 | 1.8 | 17.2 | 24.6 | 20.6 | 14.2 | 12.3 | 19.9 | 21.4 | 0 | Saharanpur | 51
51 | 15.5 | 7.5 | 13.4 | 14.6 | 8.7 | 15.4 | 15.3 | 17 | 16.6 | 15.9 | 12.3 | 16 | 4 | 22.8 | 16.2 | 8.3 | 9.3 | 12.2 | 10 | 5.6 | 7.3 | 17.4 | 11.3 | 9.2 | 10.2 | 14.5 | 12.7 | 9.2 | 6.9 | 14.6 | 10.4 | 14.5 | 19.8 | 14.5 | 6.7 | 20.3 | 20.8 | 15.7 | 21.6 | 10.1 | 21.3 | 8.5 | 16.3 | 13.1 | 22.3 | 13.4 | 19.9 | 12.4 | 8.5 | 18 | 6.2 | 0.2 | 17.4 | 24.6 | 20.5 | 13.9 | 11.6 | 19 | 22.1 | 0 | Shilong | 52
52 | 14 | 7.4 | 12.6 | 13.5 | 8.1 | 15.1 | 14.9 | 16.3 | 16.3 | 15.6 | 11.7 | 15.9 | 3.2 | 22.6 | 15.7 | 7.6 | 9.3 | 12.2 | 9.8 | 4.9 | 7.3 | 16.9 | 11.3 | 8.3 | 10 | 13.6 | 12.5 | 8.3 | 6 | 13.4 | 10.4 | 14.3 | 19.3 | 13.9 | 6.4 | 19.9 | 20.2 | 14.7 | 21.3 | 10.2 | 21 | 8.1 | 15.7 | 12.8 | 21.7 | 11.7 | 19.2 | 11.8 | 7.8 | 16.5 | 4.9 | 0.8 | 16.5 | 24.6 | 20 | 13.6 | 11.5 | 18.3 | 22.4 | 0 | Surat | 53
53 | 12.2 | 7.1 | 11.8 | 13.4 | 7.7 | 15 | 14.3 | 15.6 | 16 | 15.6 | 7.8 | 14.6 | 7.6 | 22.6 | 15.2 | 7.4 | 9.4 | 12.2 | 9.2 | 5 | 7.2 | 16.7 | 12.4 | 9 | 9.8 | 12.9 | 11.5 | 8.6 | 7 | 10 | 11.6 | 14.4 | 18.9 | 9.2 | 6.1 | 19.4 | 20.6 | 14.7 | 20.9 | 10.2 | 21 | 8.4 | 9.5 | 11.8 | 21.7 | 15.8 | 20.6 | 8 | 9 | 15.8 | 1.2 | 0.1 | 17.8 | 24.6 | 19.5 | 13.4 | 11.5 | 17.7 | 20 | 0 | Thiruvananthapuram | 54
54 | 11.9 | 6.2 | 11 | 12.9 | 8 | 14.4 | 13.7 | 15 | 15.7 | 15.6 | 8 | 14.5 | 7.2 | 22.6 | 14.7 | 6.4 | 11.2 | 12.2 | 8.9 | 5.1 | 6.6 | 16.2 | 12.9 | 8.1 | 9.3 | 12.3 | 10.2 | 9.1 | 7.2 | 8.1 | 12.6 | 14.4 | 18.5 | 9.2 | 5.3 | 19.1 | 21 | 14.5 | 20.5 | 10.2 | 20.5 | 8.6 | 9 | 10.7 | 21.2 | 16 | 20.5 | 10.4 | 9.5 | 15.8 | 1 | 2.7 | 16.2 | 24.4 | 19.6 | 13.8 | 11.5 | 17.1 | 20.4 | 0 | Tiruchchirapalli | 55
55 | 11.5 | 5 | 11.7 | 13.7 | 7.8 | 14.4 | 13.4 | 15.2 | 16.4 | 14.9 | 9.2 | 14.6 | 7.8 | 22.5 | 16.2 | 6.4 | 13.3 | 12.2 | 9.6 | 7 | 6.6 | 15.9 | 13.5 | 7.9 | 9.4 | 11.6 | 9.5 | 10.7 | 9 | 8.4 | 13.5 | 14.4 | 17.9 | 9.7 | 4.8 | 19.1 | 22.3 | 14.3 | 20.3 | 10.2 | 20.4 | 10 | 10.3 | 11.1 | 21.2 | 16.8 | 21 | 13 | 11.4 | 15.8 | 3.1 | 4.9 | 16.2 | 24.1 | 19.5 | 14.6 | 11.1 | 17 | 21.3 | 0 | Tezpur | 56
56 | 11.1 | 4.6 | 13.3 | 15 | 8.1 | 15.2 | 15.3 | 16 | 17.3 | 14.1 | 11.5 | 15.2 | 8.4 | 22.9 | 18.3 | 6.1 | 15.8 | 12.2 | 10.8 | 9.6 | 6.6 | 15.8 | 15 | 8.4 | 9.3 | 11.3 | 10.9 | 12.6 | 11.6 | 10.8 | 14.6 | 15.9 | 18.8 | 10.6 | 4.6 | 19.1 | 24 | 15 | 20.5 | 10.2 | 20.2 | 11.6 | 11.6 | 11.1 | 21.1 | 18.3 | 22 | 16.4 | 13.2 | 16.7 | 5.4 | 8 | 16 | 24.1 | 20.5 | 16 | 10.9 | 17 | 22.6 | 0 | Varanasi | 57
57 | 11.4 | 6.9 | 15.6 | 17.9 | 12.7 | 21.9 | 17.4 | 17.5 | 18.6 | 15 | 14.2 | 16.2 | 10.9 | 25.2 | 20.6 | 8 | 18 | 12.2 | 13.5 | 14.1 | 6.8 | 19.8 | 16.5 | 10.3 | 11.4 | 11.5 | 8.5 | 15.7 | 15.4 | 15.3 | 15.2 | 18.3 | 20.6 | 11.9 | 5 | 20.9 | 26.7 | 17.8 | 22 | 9.8 | 21.9 | 14.4 | 15 | 14.4 | 23.3 | 20.6 | 23.6 | 17.6 | 16.2 | 20.4 | 10 | 8.4 | 18.5 | 26.1 | 23.7 | 17.7 | 10.9 | 17.1 | 24.1 | 0 | Veraval | 58
58 | 20.4 | 14.1 | 18.5 | 20.6 | 16.5 | 24 | 18 | 19.3 | 20 | 20.4 | 17.3 | 17.7 | 13.3 | 26.4 | 22.4 | 11.7 | 20.1 | 12.2 | 16.3 | 18.4 | 6.8 | 21.9 | 18.6 | 13.1 | 16.3 | 15.8 | 10.4 | 18.5 | 18.9 | 20 | 16.2 | 21.2 | 23.5 | 13.6 | 6.6 | 25.7 | 29.2 | 21.8 | 24.4 | 10 | 25 | 16.9 | 17.6 | 18.3 | 26.2 | 23.3 | 25.5 | 18.4 | 18 | 23 | 13.7 | 8.6 | 20.3 | 27.6 | 25.3 | 19.6 | 11.3 | 18.4 | 25.4 | 0 | Vishakhapatnam | 59
59 | 22.4 | 18.6 | 21.3 | 23.8 | 19.2 | 25.5 | 22.2 | 21.2 | 21.6 | 23.1 | 20 | 19.2 | 16.4 | 26.8 | 23.9 | 16.2 | 21.8 | 12.3 | 19.4 | 22.6 | 8 | 23.9 | 20 | 16.6 | 17.9 | 16.6 | 14.2 | 21.4 | 22 | 24 | 17 | 23.7 | 25.7 | 15.5 | 9.1 | 29 | 31.8 | 24 | 27.6 | 10.3 | 28 | 19.6 | 20.9 | 21.4 | 29 | 26 | 27.4 | 17.5 | 19.8 | 24.8 | 18 | 7 | 23.4 | 29.1 | 26.6 | 21.4 | 12.2 | 21 | 26.4 | 0 | Type city name | 60
60 | 24 | 20.9 | 23.9 | 25.7 | 21.6 | 26.6 | 24.2 | 22.9 | 23.3 | 26 | 22.5 | 20.6 | 17.9 | 26.9 | 25 | 19.2 | 23.2 | 17.1 | 21.1 | 24.7 | 10.4 | 25.8 | 21.3 | 19.8 | 19.1 | 20.7 | 15.6 | 22.9 | 23.6 | 25.9 | 18.4 | 25.2 | 27.7 | 17.4 | 12.1 | 31.4 | 33.1 | 26.2 | 28.3 | 11.5 | 29.4 | 21 | 22.3 | 23.6 | 30.9 | 28.1 | 28.9 | 17.7 | 19.7 | 26.6 | 19.9 | 6.9 | 24.4 | 29.6 | 27.5 | 22.8 | 14.9 | 23.6 | 27 | 0
61 | 24.8 | 22.4 | 25.5 | 27.5 | 22.7 | 27.4 | 25.6 | 24.1 | 24.9 | 26.9 | 24 | 21.5 | 19 | 27.8 | 26 | 20.3 | 23.7 | 18.7 | 21.9 | 25.8 | 11.8 | 26.5 | 21.2 | 22.4 | 20.4 | 21.9 | 18.1 | 23.9 | 24.6 | 26.4 | 19.4 | 26 | 28.5 | 19.2 | 15.1 | 32 | 33.9 | 27.1 | 28.9 | 12.3 | 31 | 21.9 | 24.2 | 25.2 | 32 | 29.4 | 29.8 | 17.6 | 19.6 | 28 | 21.9 | 6.2 | 26.3 | 29.5 | 28.2 | 23.3 | 17.8 | 25.6 | 27.2 | 0
62 | 25 | 23.4 | 26.5 | 28 | 23.6 | 27.4 | 26.4 | 24.7 | 26.1 | 28.1 | 25 | 21.8 | 18.6 | 28.6 | 26.7 | 21.3 | 23.4 | 19.9 | 21.2 | 25 | 13.4 | 27.4 | 20.4 | 23.8 | 20.9 | 22.7 | 19.9 | 23.6 | 24.6 | 25.8 | 20 | 26.2 | 29 | 20.4 | 18 | 30.8 | 33.4 | 27.6 | 28 | 12.8 | 30.7 | 21.6 | 25 | 26.3 | 31.7 | 29.5 | 30 | 18.6 | 18.7 | 28.8 | 22.2 | 7.2 | 26.8 | 29.3 | 28.6 | 23 | 19.6 | 27 | 27 | 0
63 | 25.1 | 23.7 | 27.1 | 28.6 | 23.6 | 27.6 | 26.9 | 24.6 | 26.9 | 27.8 | 25 | 21.5 | 18.5 | 28.1 | 27.3 | 22.1 | 21.9 | 19.9 | 20.2 | 24 | 14.9 | 27.9 | 18.4 | 24.3 | 20.9 | 23.1 | 20.5 | 23.3 | 24.6 | 25.5 | 19.3 | 26.2 | 29.4 | 21 | 19 | 30 | 32.8 | 28.5 | 28.5 | 13 | 30.1 | 21.1 | 26.8 | 27.2 | 31.5 | 28.8 | 29.5 | 18.4 | 18.7 | 28.8 | 23.1 | 6.9 | 28.9 | 29.6 | 28.7 | 21.8 | 20.5 | 28.4 | 26.5 | 0
64 | 25 | 23.4 | 27.8 | 27.9 | 22.7 | 27.6 | 25.8 | 24.1 | 26.7 | 28 | 24.5 | 21 | 17.5 | 27.9 | 27.6 | 21 | 20.1 | 20.1 | 18.3 | 21.9 | 16.1 | 27.9 | 16.7 | 23.7 | 20.9 | 23.1 | 20.7 | 21.9 | 23.8 | 25.1 | 18.1 | 25.7 | 29.3 | 20.8 | 20.3 | 29.5 | 31.3 | 28.3 | 28.5 | 13.2 | 30 | 19.6 | 27.1 | 27.7 | 30.3 | 27.5 | 28.6 | 18.6 | 18 | 29 | 21.9 | 7.5 | 29.2 | 29.6 | 28.6 | 20.3 | 21.2 | 28.7 | 25.9 | 0
65 | 24.9 | 21.3 | 27.9 | 27 | 20.7 | 26.8 | 24.4 | 23.4 | 25.9 | 27.5 | 23.4 | 20.2 | 17 | 26.8 | 27.4 | 18.1 | 18 | 20 | 16.8 | 20 | 15.2 | 27.8 | 15.2 | 22.8 | 20.2 | 22.8 | 20.7 | 20.4 | 22.6 | 25 | 16 | 24.2 | 28.3 | 20 | 20 | 28.7 | 30 | 26.6 | 27.5 | 13.2 | 29.2 | 18 | 27.2 | 27.7 | 28.9 | 26 | 27.2 | 17.2 | 17.6 | 28.4 | 20.2 | 6.6 | 29.6 | 28.1 | 27.9 | 18.8 | 20.3 | 28.3 | 25 | 0
66 | 23.4 | 17.9 | 27.4 | 24.8 | 19.1 | 24.4 | 23.1 | 22.6 | 24.6 | 26.6 | 22.2 | 19.5 | 15.5 | 25.9 | 26.6 | 14.5 | 16.6 | 19.9 | 14.9 | 17.2 | 13.8 | 26.1 | 15 | 21.4 | 18.5 | 21.3 | 19.7 | 17.9 | 20.1 | 23.9 | 14.4 | 21.3 | 26.3 | 18.8 | 18 | 27.8 | 28.2 | 23.8 | 25.9 | 13.3 | 27.5 | 15.6 | 24.7 | 26.2 | 27.7 | 24.5 | 25.6 | 16.2 | 15.8 | 26.7 | 15.8 | 6.5 | 27.1 | 27.6 | 26.2 | 17.8 | 17.7 | 27.6 | 24 | 0
67 | 21.8 | 15.2 | 25.5 | 23 | 18.2 | 21 | 21.6 | 21.6 | 23.5 | 24.4 | 20.6 | 18.7 | 14.7 | 25.3 | 25 | 12.3 | 15.7 | 18.2 | 13.7 | 15.1 | 12.1 | 25.4 | 14.8 | 20.2 | 17 | 19.3 | 18.2 | 15.8 | 17.5 | 22.2 | 12.8 | 19.4 | 24.9 | 17.4 | 15 | 26 | 27.1 | 21.8 | 25 | 13.2 | 26.5 | 13.8 | 22.5 | 23.5 | 27.4 | 23.4 | 24 | 13.9 | 14.5 | 25.1 | 12.1 | 4.7 | 25.1 | 27.2 | 25 | 17.1 | 16.2 | 26.4 | 23.1 | 0
68 | 21.2 | 12.6 | 23.1 | 21 | 17.7 | 19.8 | 20.8 | 20.3 | 22.2 | 22.7 | 19 | 18 | 13.3 | 25.1 | 23.2 | 11.6 | 15.6 | 16.9 | 12.4 | 12.8 | 11.1 | 23.7 | 15 | 18.8 | 15.8 | 17.5 | 17.4 | 13.4 | 14.5 | 19.4 | 12.2 | 18.4 | 23.8 | 16 | 13 | 25.6 | 26 | 21.3 | 24.4 | 13 | 26 | 12 | 19.2 | 20.7 | 26.6 | 22.4 | 22.6 | 12.6 | 12.8 | 23.2 | 8 | 3.6 | 21.8 | 27.1 | 23.9 | 16.8 | 15.1 | 25.3 | 22.2 | 0
69 | 19.5 | 11.6 | 20.2 | 20.3 | 17.1 | 19.2 | 19.8 | 19.3 | 21 | 20.6 | 17.2 | 17.1 | 12.8 | 24.9 | 21.1 | 10.7 | 15.4 | 16.9 | 11.9 | 11.7 | 9.8 | 22.2 | 14.4 | 17.6 | 14.5 | 16.4 | 16.5 | 12.1 | 12.5 | 16.8 | 11.6 | 17.7 | 22.6 | 14.8 | 11 | 24.5 | 25.8 | 19.8 | 23.7 | 12.8 | 25.8 | 11.4 | 17.8 | 19.8 | 26 | 21.7 | 21.5 | 10.7 | 12.6 | 21.6 | 6.7 | 1.1 | 20.9 | 26.2 | 23.2 | 16.5 | 14.3 | 23.9 | 21.6 | 0
70 | 18.2 | 10.2 | 18.1 | 19.5 | 16.4 | 17.8 | 19.5 | 18.2 | 19.8 | 19.4 | 15.8 | 16.3 | 11.3 | 24.7 | 19.7 | 10 | 15.2 | 16.1 | 11.1 | 10.5 | 9.1 | 20.9 | 13.8 | 16.3 | 14.6 | 16.1 | 16.4 | 10.9 | 11 | 14.7 | 11.7 | 16.7 | 21.9 | 13.8 | 10.6 | 24 | 25.3 | 19.3 | 23 | 12.8 | 25 | 10.9 | 16.2 | 18.9 | 25.4 | 20.9 | 20.8 | 10.6 | 12.1 | 21.6 | 5.7 | 0.3 | 19.7 | 26.1 | 22.5 | 16.3 | 13.2 | 22.9 | 21.3 | 0
71 | 17.5 | 9.3 | 16.8 | 19.4 | 15.6 | 17.4 | 18.8 | 17.1 | 18.5 | 17.5 | 14.5 | 15.6 | 10.4 | 24.6 | 19 | 9.5 | 14.2 | 15.4 | 10.8 | 10 | 8.4 | 19.8 | 12.8 | 15 | 12.6 | 16.9 | 15.4 | 10.4 | 10.6 | 14 | 11.6 | 16.7 | 20.9 | 13 | 9.8 | 23 | 25 | 18.6 | 22.4 | 12.4 | 24.5 | 11 | 15.8 | 17.6 | 24.1 | 20 | 20.6 | 10.4 | 12.4 | 20.6 | 6.4 | 0.6 | 20.2 | 25.6 | 21.7 | 15.8 | 12.5 | 22.4 | 21.2 | 0
72 | 16.4 | 8.1 | 15.5 | 18.4 | 14 | 16.3 | 17.9 | 16.4 | 17.2 | 18 | 13.7 | 15.3 | 8.4 | 24.5 | 18.3 | 9.1 | 13 | 14.9 | 10 | 8.7 | 7.1 | 17.8 | 12.6 | 13.6 | 12.1 | 15.3 | 13.5 | 9.4 | 10.1 | 14.1 | 11.9 | 16.1 | 20 | 12.3 | 9 | 22.1 | 23.8 | 18.3 | 21.6 | 12.3 | 24.2 | 10.4 | 14 | 16.8 | 23.4 | 18.9 | 20.7 | 11.6 | 11.5 | 19.7 | 5.5 | 0.7 | 19.2 | 25.1 | 21.5 | 15.3 | 11.7 | 21.9 | 21.3 | 0
73 | 16.4 | 8.4 | 14.6 | 17.6 | 14.1 | 15.7 | 17.4 | 16 | 16.5 | 18 | 12.6 | 15.1 | 7.5 | 24 | 18.5 | 8.5 | 11.2 | 14.9 | 9.7 | 7.8 | 7.2 | 18 | 12.4 | 12.5 | 11.5 | 14 | 12.7 | 9 | 9.9 | 14.9 | 11.6 | 15.7 | 19.5 | 11.5 | 8.8 | 21.3 | 22.8 | 18.3 | 21.6 | 12.3 | 24 | 10 | 13.1 | 16.3 | 22.9 | 17.9 | 21 | 11.4 | 10.9 | 18.9 | 5 | 0.9 | 19.3 | 25.1 | 21.2 | 14.7 | 11.2 | 21.3 | 21.2 | 0
74 | 17 | 6.9 | 14.1 | 16 | 14.1 | 16 | 16.8 | 15.6 | 16.2 | 17 | 11.6 | 15.2 | 6.4 | 23.8 | 19.6 | 7.8 | 9.8 | 14.9 | 9.2 | 6.4 | 7.2 | 17.4 | 12.8 | 11.4 | 11 | 14.9 | 12 | 8.2 | 9 | 15 | 11.6 | 16.1 | 19.5 | 10.8 | 8.5 | 21 | 21.4 | 18.3 | 21.7 | 12.3 | 23.6 | 9 | 11 | 15.8 | 22.4 | 17 | 21.2 | 11.2 | 9.4 | 18 | 3 | 1.6 | 18.2 | 25.1 | 20.4 | 14.2 | 10.5 | 20.6 | 21 | 0
75 | 17 | 6.3 | 13.6 | 15.1 | 14 | 15.4 | 15.8 | 15 | 15.9 | 16.2 | 10.1 | 15.1 | 6.9 | 23.3 | 20.7 | 7.2 | 8.7 | 13.4 | 9.3 | 5.8 | 7.2 | 16.9 | 12.6 | 10.7 | 10.9 | 14.9 | 11.8 | 8.2 | 8.3 | 14.4 | 11.2 | 15.5 | 18.8 | 10.1 | 8.2 | 20.5 | 20.8 | 18.2 | 22 | 12.4 | 23.5 | 8.7 | 10.5 | 14.8 | 22.4 | 16.4 | 21.2 | 9.2 | 9 | 18 | 2.3 | 0.3 | 18.7 | 24.6 | 20.2 | 13.7 | 10.3 | 19.9 | 20.6 | 0
76 | 16 | 6 | 13.2 | 13.8 | 13.6 | 15 | 15.8 | 14.3 | 15.7 | 15.2 | 8.8 | 14.9 | 6.9 | 22.8 | 21.7 | 7.5 | 8.6 | 13.4 | 9.1 | 4.9 | 7.2 | 16.3 | 12.7 | 9.8 | 10.9 | 14.9 | 11.4 | 8 | 7.3 | 12.3 | 11.4 | 15.2 | 18.3 | 9.5 | 8 | 20.8 | 20.3 | 17.6 | 22 | 12.4 | 23.5 | 8.1 | 9.3 | 14.4 | 22.3 | 15.9 | 20.9 | 8.4 | 8.3 | 18 | 0.9 | 0.3 | 17.7 | 24.5 | 20.1 | 13.5 | 10.2 | 19.1 | 20.2 | 0
77 | 16 | 6 | 12.7 | 12.2 | 13.6 | 15 | 15.5 | 13.6 | 15.4 | 14.3 | 11 | 12.6 | 9.2 | 22.5 | 22.8 | 7.7 | 14.6 | 13.4 | 9.6 | 9.2 | 7 | 16 | 7.2 | 11.4 | 10.4 | 14.2 | 11 | 7.4 | 8 | 10.6 | 11.6 | 15 | 18 | 10.4 | 8 | 20.9 | 21.6 | 17.6 | 22 | 12.2 | 23.5 | 8.4 | 12.4 | 13.6 | 22.3 | 14.2 | 19 | 6.8 | 11.8 | 18 | 13.8 | 2.6 | 18.4 | 24.1 | 20.1 | 15.2 | 9.6 | 18.4 | 18.6 | 0
78 | 16 | 5.4 | 12.2 | 12.6 | 13.6 | 14.8 | 15 | 13.3 | 15.1 | 14 | 10.8 | 12.2 | 8.3 | 22.2 | 23.9 | 6.7 | 14.6 | 13.3 | 10.6 | 8.8 | 6.8 | 15.5 | 8.8 | 11.6 | 10.4 | 14.2 | 10.8 | 7.8 | 8.6 | 9.4 | 11.8 | 14.2 | 17.8 | 10.4 | 7 | 20.1 | 21.6 | 17.3 | 21.6 | 12.2 | 23.4 | 8.6 | 12.1 | 13.6 | 21.8 | 14.4 | 19.1 | 7.3 | 11 | 17.6 | 14.1 | 1.2 | 17.4 | 24.1 | 20 | 15.4 | 9.1 | 17.8 | 18.9 | 0
79 | 15.8 | 5.9 | 12.7 | 14.6 | 13.6 | 14.6 | 14.9 | 13.4 | 15.7 | 13.9 | 11.5 | 12.5 | 8.2 | 22.2 | 22.9 | 6.7 | 14.2 | 13.1 | 11.8 | 9.9 | 6.4 | 15.4 | 10.5 | 13.1 | 10.4 | 12.9 | 10.2 | 9.6 | 10.3 | 9.9 | 12.4 | 14.7 | 17.5 | 10.8 | 6 | 20.3 | 22.5 | 16.5 | 21.5 | 12 | 23 | 10 | 13 | 13.3 | 21.8 | 15.3 | 20.1 | 8.9 | 11.8 | 17 | 14.9 | 5 | 17.5 | 23.9 | 19.6 | 16.1 | 9.3 | 17.2 | 20 | 0
80 | 15.4 | 7.2 | 14 | 16.4 | 13.7 | 14.9 | 15 | 13.9 | 16.8 | 13.5 | 12.8 | 13.6 | 9 | 23.3 | 21.7 | 6.1 | 14.8 | 13.3 | 13.6 | 11 | 6.1 | 15.9 | 13.2 | 15 | 10.9 | 12.4 | 10.1 | 11.8 | 12.6 | 11.4 | 13.4 | 16.3 | 18.8 | 11.4 | 5 | 21.5 | 24 | 17.8 | 21.2 | 12 | 22.8 | 12 | 14.6 | 13.2 | 21.7 | 17.2 | 21.4 | 10.8 | 13 | 17.9 | 13.4 | 8.6 | 17.6 | 24.1 | 21.2 | 17.2 | 9.2 | 17.1 | 22 | 0
81 | 17.8 | 9 | 15.8 | 19.7 | 15.5 | 18.6 | 18.2 | 14.8 | 18.5 | 16 | 15.2 | 16.2 | 11.3 | 24.9 | 20.7 | 8.4 | 14.8 | 12.5 | 15.3 | 14.5 | 5.3 | 19.2 | 15.1 | 18.3 | 12.2 | 11 | 12.1 | 14.9 | 15.9 | 15.3 | 15.3 | 20 | 21.5 | 12.6 | 6.5 | 23.5 | 26.4 | 19.8 | 21.6 | 11.4 | 24.4 | 15.1 | 17.5 | 15.8 | 24.5 | 19.4 | 23.5 | 13.3 | 16.1 | 20.7 | 14.9 | 10.5 | 19.7 | 25.4 | 25 | 18.7 | 9.2 | 17.7 | 24.3 | 0
82 | 20.5 | 13.7 | 18.3 | 22.2 | 17.6 | 21.4 | 21.2 | 16.1 | 20.7 | 20.7 | 17.9 | 19.3 | 14 | 26 | 21.5 | 12.8 | 15.7 | 15 | 17.3 | 17.6 | 5.6 | 21.8 | 17.2 | 21.3 | 16.2 | 15 | 13.4 | 17.8 | 18.9 | 19.1 | 17.5 | 21.4 | 23.1 | 14.1 | 12.6 | 26.5 | 28.9 | 22.8 | 24.1 | 11.4 | 27 | 18 | 20.6 | 19.8 | 26.4 | 21.8 | 25.3 | 15.4 | 18.5 | 23.2 | 15.3 | 11.8 | 21.5 | 27 | 26 | 20.3 | 10.5 | 19.7 | 26.7 | 0
83 | 22.5 | 14.6 | 20.8 | 25.2 | 20.1 | 24.3 | 23.1 | 17.7 | 23.1 | 24.2 | 20.8 | 22.6 | 16.8 | 27.5 | 22.9 | 16.4 | 16 | 19.5 | 19 | 21.4 | 6.8 | 24.4 | 18.4 | 24.4 | 18.6 | 20.4 | 17.5 | 20.6 | 22 | 23 | 20 | 24.4 | 25.3 | 16.1 | 18 | 28.5 | 31.4 | 25.8 | 27.1 | 11.6 | 29.3 | 20.6 | 24 | 23.9 | 28.9 | 23.9 | 27 | 17.2 | 21 | 25.3 | 18 | 12.2 | 24.2 | 28.6 | 27.4 | 21.8 | 12.2 | 22.1 | 28.4 | 0
84 | 23.2 | 17.2 | 23.1 | 26.6 | 22.2 | 25.3 | 24.9 | 19.4 | 25.2 | 25.9 | 23 | 24.7 | 18.3 | 28.2 | 24.8 | 18.4 | 17.1 | 23 | 20.7 | 22.9 | 8.6 | 25.8 | 20 | 26 | 19.3 | 23.4 | 20.8 | 22.2 | 24 | 24.6 | 21.8 | 25.3 | 26.8 | 17.9 | 18 | 30.5 | 33.1 | 27.5 | 27.5 | 11.8 | 31.2 | 21.9 | 26.5 | 26 | 31.3 | 25.7 | 27.9 | 18 | 21.3 | 26.9 | 17.8 | 13.1 | 25.5 | 29.8 | 27.9 | 22.9 | 16.7 | 24.6 | 29.3 | 0
85 | 24.6 | 18.8 | 24.5 | 28.1 | 24.5 | 26.2 | 25.6 | 20.9 | 26.5 | 26.8 | 24.8 | 25.7 | 18.9 | 28.3 | 26.1 | 20.2 | 17.2 | 23 | 21.4 | 23.9 | 10.1 | 27.2 | 20.3 | 27.1 | 19.5 | 23.9 | 21.5 | 23.4 | 25.4 | 25.5 | 22.8 | 25.8 | 28.1 | 19.7 | 19 | 32.3 | 34 | 28.3 | 27.1 | 12 | 32.5 | 22.4 | 28.5 | 27.7 | 33.2 | 26.8 | 28.5 | 18.6 | 21.6 | 28.4 | 18.8 | 13.2 | 27.3 | 30.5 | 28.5 | 23.3 | 20 | 26.2 | 29.1 | 0
86 | 24.9 | 20 | 25.4 | 28.4 | 25.3 | 27.1 | 26.5 | 21.9 | 27.1 | 27.1 | 25.6 | 25 | 18.4 | 28 | 27.3 | 21.3 | 17.6 | 23.5 | 21.4 | 23 | 11.7 | 28 | 20.6 | 27 | 20.6 | 23.9 | 22.9 | 23.4 | 25.8 | 24.8 | 22.4 | 26.3 | 29.1 | 20.8 | 20 | 31.5 | 33.8 | 28.8 | 27.1 | 12 | 33 | 21.8 | 29.4 | 28.7 | 32.7 | 27.4 | 28.6 | 18.6 | 20.7 | 29 | 17.2 | 13.2 | 27.8 | 30.5 | 29 | 23 | 21.2 | 27.2 | 28.2 | 0
87 | 25 | 20.1 | 25.9 | 29.2 | 24 | 28.3 | 26.8 | 22.3 | 27.2 | 27.1 | 26 | 23.8 | 17.9 | 28.1 | 28 | 22.3 | 16.7 | 23.5 | 20.1 | 22.7 | 13.9 | 28.3 | 19.3 | 27 | 21.1 | 24.1 | 22.9 | 23.1 | 25.8 | 24.9 | 21.1 | 26.4 | 29.3 | 21.4 | 21 | 31 | 33 | 29 | 27.6 | 11.8 | 32.5 | 21 | 29.8 | 29.5 | 32 | 27 | 28.8 | 18.7 | 21 | 29.9 | 17.7 | 11.7 | 29.1 | 30.8 | 29.4 | 22 | 21.7 | 27.5 | 26.8 | 0
88 | 24.9 | 18.2 | 26.4 | 28.5 | 23.9 | 28.2 | 26 | 22.1 | 26.9 | 27 | 25.7 | 21.9 | 17.2 | 27.4 | 28.5 | 21.8 | 16.3 | 23.5 | 18.6 | 21.3 | 15.1 | 28.3 | 18 | 26.2 | 21.2 | 24.1 | 23.3 | 21.9 | 24.6 | 24.6 | 19 | 25.8 | 29.5 | 21 | 22 | 30.2 | 31.5 | 27.8 | 28.1 | 11.8 | 31.5 | 19.6 | 29.2 | 29.9 | 31.4 | 25.9 | 28.4 | 18.2 | 20.5 | 30.1 | 16 | 9.9 | 29 | 31 | 29.4 | 20.6 | 22.4 | 27.4 | 25.8 | 0
89 | 24.4 | 17.7 | 26.2 | 27.8 | 22 | 27.4 | 24.6 | 21.4 | 26.1 | 26.8 | 25 | 20.4 | 17 | 26.9 | 28.4 | 19 | 15.2 | 23.5 | 16.6 | 20.6 | 14.8 | 28 | 15.8 | 25.4 | 20.6 | 23.9 | 22.9 | 20.4 | 23 | 25 | 17 | 24.4 | 28.9 | 20.2 | 21 | 30 | 30 | 26.1 | 27.2 | 11.8 | 31.4 | 18.2 | 28.2 | 29.5 | 29.7 | 24 | 27.8 | 17.6 | 20.4 | 29.9 | 16 | 7.4 | 29 | 29.8 | 29 | 19 | 21.7 | 26.8 | 25 | 0
90 | 23 | 15.2 | 25.5 | 25.4 | 20.2 | 23.9 | 22.9 | 20.5 | 24.9 | 25.1 | 23.6 | 19 | 16.5 | 25.8 | 27.7 | 15.1 | 15 | 21 | 15.2 | 18.6 | 13.7 | 26.5 | 14.4 | 23.6 | 19 | 22.4 | 20.5 | 18.2 | 20.5 | 24.2 | 15.2 | 22.6 | 27.4 | 18.8 | 20 | 28 | 28.4 | 23.3 | 25.6 | 12 | 29.4 | 16.3 | 26.3 | 27.4 | 28.1 | 21.7 | 26.3 | 16.2 | 18.6 | 27.9 | 13.4 | 6.2 | 27.1 | 28.5 | 27.5 | 17.6 | 19.1 | 26 | 24.8 | 0
91 | 21.5 | 12.6 | 23.4 | 23.7 | 19 | 20.9 | 21.9 | 19.5 | 23.3 | 23.1 | 22.1 | 18.3 | 16.1 | 25.2 | 25.8 | 12.8 | 14 | 20 | 13.8 | 17.4 | 12.5 | 25.7 | 12.5 | 22 | 16.7 | 19.9 | 17.9 | 16.3 | 18 | 23.3 | 14 | 20.3 | 25.4 | 17.5 | 17 | 27 | 27.3 | 22.2 | 24.6 | 11.8 | 28 | 14.8 | 24.4 | 24.6 | 27 | 19.1 | 24.8 | 14.9 | 16.9 | 25.3 | 13.2 | 5.5 | 25.6 | 27.9 | 26 | 16.3 | 17.1 | 25.1 | 24.6 | 0
92 | 20.4 | 11.5 | 21.2 | 21.6 | 17.6 | 18.9 | 20.7 | 18.5 | 21.9 | 21.3 | 20.2 | 17.6 | 15 | 24.6 | 23.6 | 12 | 13.4 | 18.5 | 13 | 15.4 | 11.6 | 25 | 11.4 | 19.8 | 15.6 | 18.5 | 17.7 | 14.6 | 15.6 | 21 | 13.4 | 18.9 | 24.6 | 16.4 | 15.5 | 26.5 | 26.4 | 20.8 | 23.7 | 11.6 | 27.5 | 13.4 | 22.4 | 22.7 | 26.3 | 17 | 23 | 13.4 | 14.2 | 22.9 | 11.6 | 6.2 | 23.4 | 27.7 | 25 | 15.4 | 15.9 | 24.1 | 24.4 | 0
93 | 19.1 | 10.7 | 18.4 | 21.2 | 16.5 | 18.1 | 19.8 | 17.7 | 20.2 | 20.3 | 18.5 | 17.3 | 13.8 | 24 | 20.9 | 11.6 | 11.7 | 17.5 | 11.8 | 14.7 | 10.5 | 23.8 | 9.7 | 18.3 | 15.1 | 18 | 17.5 | 13.8 | 14.1 | 19.1 | 13.3 | 17.6 | 23.4 | 15.8 | 14 | 26 | 26 | 19 | 23.1 | 11.6 | 27 | 12.8 | 21 | 21.7 | 25.4 | 15.5 | 21.8 | 12.6 | 13 | 21.9 | 12.8 | 6.6 | 22.8 | 26.4 | 24.5 | 14.8 | 15.1 | 23.1 | 23.8 | 0
94 | 18.2 | 8.7 | 16.6 | 20.3 | 15.5 | 16.7 | 19.2 | 17 | 19.1 | 16.7 | 16.7 | 16.4 | 12.2 | 23.6 | 19.2 | 10.8 | 11 | 16.7 | 11.1 | 13 | 9.7 | 22 | 8.9 | 16.5 | 14.2 | 16.1 | 17.3 | 13.2 | 12.8 | 16.5 | 13 | 16.7 | 22.6 | 15.3 | 12 | 24.5 | 25.6 | 18.3 | 22.6 | 11.4 | 26.5 | 12.3 | 19.7 | 20.2 | 23.7 | 15 | 20.9 | 11.9 | 11.7 | 20.2 | 11.5 | 7 | 21.8 | 27.2 | 24.5 | 14.6 | 14.5 | 22.3 | 23.2 | 0
95 | 17 | 8.1 | 15.8 | 20 | 15 | 15.5 | 18.6 | 16.3 | 18.4 | 16.2 | 15.4 | 15.6 | 11 | 23.3 | 18.4 | 10.7 | 10.4 | 16 | 10.2 | 12.2 | 9.7 | 21.2 | 8 | 15.4 | 14 | 15.4 | 15.9 | 13 | 12.2 | 15 | 12.8 | 16.1 | 21.5 | 14.8 | 11.2 | 23 | 25.4 | 18.4 | 21.8 | 11.4 | 26.5 | 12.2 | 18.8 | 19 | 22.7 | 15.2 | 20.6 | 11.6 | 12 | 19.9 | 11 | 5.8 | 21.8 | 26.9 | 24.5 | 14.6 | 13.7 | 21.7 | 22.4 | 0
96 | 16 | 8.2 | 15 | 18 | 14.5 | 15.5 | 17.5 | 15.7 | 17.7 | 15.3 | 14.1 | 14.4 | 9.9 | 22.9 | 17.6 | 10.2 | 11.7 | 15.6 | 9.9 | 10.1 | 9.1 | 20.3 | 8.3 | 13.8 | 12.6 | 14.9 | 15 | 12.1 | 11.2 | 13.2 | 12.2 | 15.4 | 20.8 | 13.9 | 10.3 | 22.4 | 24.9 | 17.7 | 20.8 | 11.2 | 25.9 | 11.6 | 17.5 | 18.1 | 21.8 | 15.9 | 20.2 | 10.8 | 11.7 | 18.9 | 7.2 | 4 | 20.6 | 26.1 | 23.8 | 14.9 | 13.5 | 21.1 | 21.9 | 0
97 | 15 | 7.8 | 14.2 | 16.2 | 14.5 | 14.6 | 17.3 | 15.2 | 17.2 | 14.8 | 13.2 | 13.7 | 9.7 | 22.9 | 17 | 9.3 | 12.9 | 15.5 | 9.6 | 9.2 | 9.2 | 19.5 | 8 | 12.9 | 11.7 | 14.4 | 14.7 | 11.1 | 10.4 | 12.7 | 11.8 | 14.8 | 20.3 | 12.9 | 10.1 | 22.3 | 24.3 | 17.5 | 20.6 | 11 | 25.4 | 11 | 16.4 | 17.5 | 21.9 | 16.4 | 20.1 | 9.9 | 12.3 | 18.1 | 5.6 | 0.8 | 20.2 | 25.9 | 24.2 | 15.2 | 13.2 | 20.5 | 21.3 | 0
98 | 14.5 | 7.8 | 13.5 | 13.6 | 13.6 | 14 | 16.6 | 14.7 | 16.9 | 14.7 | 12.4 | 13 | 9.6 | 22.9 | 16.5 | 9.3 | 14.8 | 15 | 9.6 | 8 | 9.3 | 18.5 | 8.2 | 11.8 | 12.1 | 13.8 | 13.9 | 9.6 | 9.2 | 12 | 11.4 | 14.8 | 19.8 | 11.8 | 9.7 | 21.5 | 23.4 | 17.3 | 20.4 | 10.8 | 25 | 10 | 15 | 17.1 | 21.7 | 16.4 | 19.6 | 8.6 | 12 | 17.9 | 4 | 1.9 | 19 | 25.4 | 24 | 15.4 | 13 | 19.9 | 20.8 | 0
99 | 13 | 6.6 | 12.8 | 12.5 | 13.9 | 13.4 | 15.8 | 14.2 | 16.6 | 14.6 | 11.9 | 13 | 9.9 | 22.9 | 16 | 8.8 | 15.2 | 14.3 | 9.3 | 8.5 | 9.3 | 17.3 | 7.4 | 11.5 | 11.6 | 12.5 | 13.7 | 8.5 | 8.5 | 12.1 | 11.4 | 14.5 | 19.2 | 11.1 | 9.4 | 21 | 22.7 | 17.3 | 20.1 | 10.8 | 24.6 | 9.3 | 14 | 16.7 | 20.9 | 15.7 | 19.4 | 7.6 | 12.5 | 17.7 | 7.1 | 4.2 | 19.1 | 25.4 | 23.2 | 15.4 | 12.2 | 19.3 | 19.9 | 0
100 | 13 | 5 | 12 | 11.5 | 14 | 13.3 | 15.8 | 13.7 | 16.2 | 13.9 | 11.3 | 12.7 | 9.6 | 22.8 | 16.2 | 8.3 | 15.5 | 14 | 9.5 | 8.4 | 9.4 | 17 | 7.3 | 11.1 | 10.6 | 12.4 | 13.9 | 7.4 | 7.8 | 11.2 | 11.4 | 14.4 | 18.8 | 10.5 | 9.1 | 20.7 | 21.9 | 17.3 | 19.7 | 10.8 | 24.3 | 8.5 | 12.9 | 16 | 20.5 | 14.9 | 19 | 6.8 | 11.8 | 16.9 | 9.6 | 4.2 | 18.3 | 25.3 | 22.9 | 15.3 | 11.7 | 18.9 | 19.2 | 0
101 | 13 | 5.2 | 11.2 | 13.6 | 14 | 12.5 | 15.2 | 13.2 | 15.7 | 14.1 | 12.4 | 12.8 | 8.6 | 22.8 | 16.9 | 7.8 | 10.2 | 14 | 6.6 | 11 | 9.4 | 16.8 | 5 | 11.8 | 10.1 | 11.3 | 13.2 | 9.6 | 8.4 | 10.4 | 10 | 14.9 | 18.4 | 11.8 | 9.1 | 20.5 | 22.6 | 17 | 19.6 | 10.9 | 23.9 | 9.6 | 12.8 | 15.5 | 20.5 | 12 | 18.6 | 8.6 | 9.5 | 16.6 | 11.4 | 2.4 | 19.2 | 25.2 | 22.8 | 10.6 | 11.8 | 18.6 | 18.2 | 0
102 | 12.5 | 4.6 | 10.4 | 12.6 | 13.9 | 12.3 | 14 | 13.5 | 15.2 | 13.6 | 11.6 | 13.3 | 8 | 22.6 | 17.6 | 7.2 | 10.2 | 14 | 8.3 | 10.9 | 9.1 | 17 | 7.1 | 12 | 9.6 | 10.3 | 12.8 | 9.9 | 8.9 | 9.2 | 10.1 | 14.9 | 18.1 | 10.9 | 8.1 | 20.5 | 22.5 | 15.6 | 19.6 | 11 | 23.5 | 8.3 | 13 | 15.1 | 20.6 | 13.1 | 18.5 | 8.8 | 9.2 | 16.2 | 9.9 | 0.2 | 18.5 | 25.1 | 22.6 | 11.8 | 11.7 | 18.3 | 18.5 | 0
103 | 12.5 | 5.1 | 10.8 | 13.3 | 13.5 | 11.9 | 13.6 | 14.3 | 15.3 | 12.9 | 12 | 14 | 8.5 | 22.4 | 17.5 | 6.3 | 10.9 | 14 | 10.4 | 11.9 | 9.1 | 17 | 9.5 | 12.9 | 9.1 | 10 | 12.7 | 11.8 | 10.7 | 9.3 | 10.6 | 14.9 | 17.7 | 10.9 | 7 | 20.5 | 23.1 | 15 | 19.6 | 10 | 23.5 | 8.4 | 14.3 | 15 | 20.5 | 15.3 | 19.1 | 9.7 | 10.9 | 16.1 | 9.5 | 3.5 | 19 | 25.2 | 22.7 | 13.4 | 11.7 | 17.9 | 19.7 | 0
104 | 12.5 | 5.8 | 12 | 14.8 | 13.5 | 13.3 | 15.1 | 15.5 | 16 | 12.6 | 12.4 | 15.2 | 8.8 | 23.4 | 17.7 | 6.2 | 12 | 13.9 | 12.8 | 13 | 9.1 | 17.5 | 12.2 | 14.8 | 10.3 | 9.9 | 12.2 | 13.6 | 13.2 | 10.6 | 12.8 | 16.6 | 18.4 | 11.6 | 6 | 20 | 24.6 | 16 | 20 | 10 | 23.1 | 12 | 16.8 | 15.1 | 22.9 | 18.1 | 20.8 | 11 | 12.6 | 16.4 | 10 | 8 | 19.4 | 25.3 | 22.9 | 15.4 | 11.7 | 17.7 | 21.6 | 0
105 | 15.9 | 6.9 | 14 | 18.1 | 15.2 | 17.8 | 19.8 | 17.2 | 17.2 | 15.2 | 15 | 17 | 11 | 24.4 | 18.2 | 8 | 14 | 12.6 | 15.1 | 15.6 | 8.9 | 20.5 | 14.3 | 16.6 | 13.3 | 9.5 | 13.6 | 17.1 | 16.6 | 13.9 | 15 | 19.8 | 21.7 | 13.6 | 7.4 | 22 | 26.8 | 20 | 22.2 | 10.2 | 24.3 | 14.6 | 19.9 | 19 | 26 | 21.1 | 23 | 12.8 | 16.3 | 21 | 12.6 | 10.6 | 21.4 | 25.2 | 23.8 | 17.2 | 11.6 | 17.9 | 24 | 0
106 | 18.8 | 11.8 | 16.8 | 21.2 | 17.7 | 22.2 | 22.1 | 19.3 | 19.1 | 19.7 | 17.7 | 19.3 | 13 | 26.1 | 20.2 | 12.2 | 16.3 | 13.5 | 17.3 | 18.2 | 8.7 | 22.8 | 16.3 | 18.8 | 16.4 | 13.3 | 17.2 | 20 | 19.8 | 17.8 | 18.1 | 22.8 | 24.2 | 15.9 | 11.7 | 25.5 | 29.3 | 23.4 | 24.8 | 11 | 27 | 18.2 | 23.2 | 21.9 | 27.9 | 23.7 | 25.5 | 14.7 | 18.9 | 24.1 | 15.6 | 12.4 | 23 | 26.4 | 25.9 | 19.1 | 14.5 | 18.9 | 26.3 | 0
107 | 21.5 | 15.2 | 19.7 | 24.4 | 19.5 | 24.2 | 24.3 | 21.5 | 21.4 | 21.2 | 21.8 | 21.8 | 15.8 | 26.8 | 22.5 | 16.7 | 18.6 | 18 | 19.2 | 21.4 | 8.7 | 24.7 | 17.8 | 20.6 | 18.7 | 17 | 19.2 | 23.4 | 22.6 | 22 | 20.4 | 24.5 | 26.8 | 18.6 | 18.8 | 28.1 | 31.6 | 26 | 27.6 | 12.1 | 29.9 | 19.4 | 26 | 25.1 | 29.6 | 25.8 | 27.4 | 16.6 | 21.6 | 26 | 19.2 | 12.2 | 25.2 | 29 | 25.9 | 20.4 | 17.7 | 20.3 | 28 | 0
108 | 22.9 | 17.7 | 22.5 | 26 | 21.2 | 25.4 | 26.4 | 23.4 | 23.6 | 22.2 | 24.5 | 24 | 17 | 26.9 | 25 | 19.2 | 20 | 21.5 | 20.7 | 23.6 | 9.2 | 26.8 | 19.5 | 22.6 | 20.3 | 19.6 | 19.6 | 25 | 24.3 | 24.7 | 22.6 | 26 | 27.9 | 20.5 | 18.8 | 30.5 | 33.2 | 26.8 | 28.9 | 12.7 | 31.5 | 21.5 | 28.1 | 26.8 | 31.3 | 27.2 | 28.6 | 18.1 | 21.8 | 27.6 | 21.3 | 12.3 | 26 | 29.4 | 26.4 | 21.4 | 21.7 | 22 | 28.8 | 0
109 | 24.3 | 19.1 | 24.2 | 27.3 | 22.4 | 26.2 | 27.3 | 24.9 | 25.2 | 23.7 | 27.2 | 25.2 | 18.3 | 27.6 | 26.6 | 20.5 | 20.7 | 22.5 | 21.4 | 25.6 | 9.4 | 26.7 | 20.5 | 23.9 | 21 | 20.6 | 21.6 | 26.5 | 25.3 | 26.6 | 23.1 | 26.5 | 29.6 | 21.9 | 18.5 | 32.4 | 33.7 | 27.6 | 28.3 | 13.7 | 32.4 | 21.4 | 29.1 | 28.3 | 32.6 | 27.9 | 28.8 | 19.2 | 22.1 | 28.8 | 22.7 | 11.5 | 27.1 | 29.2 | 27.3 | 21.6 | 23.8 | 23.6 | 28.8 | 0
110 | 24.9 | 19.6 | 25.4 | 27.4 | 22.7 | 26.8 | 27.7 | 25.9 | 26.2 | 25.2 | 28 | 25.2 | 18.2 | 28 | 27.9 | 21.8 | 20.2 | 22.7 | 21.4 | 26.2 | 10.2 | 27.2 | 21 | 25 | 21 | 21.5 | 22.1 | 26.2 | 25.4 | 26.8 | 22.8 | 26.5 | 29.9 | 22.4 | 17.4 | 33 | 33.4 | 28 | 28.2 | 14.2 | 33 | 22.2 | 29.5 | 29.7 | 31 | 28 | 28.6 | 19.6 | 21.1 | 29.2 | 22.4 | 11.6 | 27.2 | 29.2 | 27.9 | 21.2 | 25 | 25.1 | 28 | 0
111 | 25.3 | 20.5 | 26 | 27.9 | 23.2 | 26.7 | 27.7 | 26.2 | 26.5 | 25.7 | 28.8 | 23.9 | 18.6 | 27.8 | 28.6 | 21.7 | 19.3 | 22.8 | 20.5 | 26.6 | 11.7 | 28.1 | 20.1 | 24.9 | 21.8 | 22 | 22.1 | 26 | 25.2 | 26.8 | 20.8 | 26.5 | 29.9 | 22.5 | 16.8 | 30.7 | 32.4 | 27.8 | 28.3 | 14.6 | 32.6 | 20.9 | 29.1 | 30.2 | 30.9 | 27.5 | 28 | 19.5 | 21.4 | 30.1 | 21.9 | 10.6 | 27.9 | 29 | 28 | 20 | 25 | 26.1 | 26.9 | 0
112 | 25.3 | 21.2 | 26.4 | 27.4 | 22.7 | 26.3 | 27 | 25.8 | 25.9 | 25.7 | 27.7 | 21.9 | 17.8 | 27.6 | 29.1 | 21.8 | 17.7 | 22.8 | 18.9 | 25.5 | 13 | 28.2 | 18.5 | 24.3 | 21.7 | 22 | 22.1 | 24.1 | 24.3 | 25.9 | 18.8 | 26 | 30 | 22 | 17.1 | 30.1 | 31 | 27 | 27.8 | 14.6 | 31 | 20.8 | 28.5 | 30.3 | 29.9 | 26.1 | 27.8 | 18.7 | 20.7 | 30.1 | 20.4 | 9.8 | 27.4 | 28.7 | 27.9 | 18.9 | 24.5 | 26.5 | 25.8 | 0
113 | 24.9 | 20.5 | 26.3 | 27 | 21.7 | 25.7 | 25.5 | 24.8 | 24.9 | 25.2 | 26.8 | 19.8 | 17.4 | 26.8 | 28.8 | 19.2 | 16.4 | 22.8 | 17 | 24 | 13.2 | 27.5 | 16 | 22.6 | 20.3 | 22 | 22 | 22.4 | 23 | 25 | 16.4 | 24.6 | 29.5 | 21.4 | 17.7 | 29.2 | 29.6 | 25 | 27.7 | 14.1 | 30.5 | 19 | 27.4 | 30.3 | 29.2 | 24.2 | 27.4 | 17.4 | 20.6 | 29.5 | 19 | 7.6 | 27 | 28.2 | 27.6 | 17.8 | 22.7 | 26.5 | 24.8 | 0
114 | 22.9 | 17 | 25.6 | 25.3 | 20.2 | 23.2 | 24.1 | 23.3 | 23.6 | 24.2 | 24.6 | 18.2 | 15.6 | 25.9 | 28 | 15.6 | 15 | 20 | 15.3 | 21.3 | 13.2 | 26.5 | 13.8 | 20.8 | 19.1 | 20.3 | 19.8 | 19.4 | 21 | 23.2 | 15.1 | 21.9 | 27.5 | 20.2 | 17.7 | 27.7 | 28.3 | 23 | 25.8 | 13.8 | 28.6 | 18.4 | 26.1 | 28.4 | 27.7 | 21.8 | 27 | 15.7 | 18.6 | 27.9 | 16.7 | 5.7 | 25.1 | 27.7 | 26.9 | 17.4 | 20.1 | 26 | 24 | 0
115 | 20.9 | 13.9 | 23.9 | 23.9 | 19.2 | 21.2 | 22.5 | 21.8 | 22.6 | 22.2 | 23.6 | 17.4 | 14.6 | 25.1 | 26 | 12.9 | 14.2 | 18.5 | 13.9 | 19.1 | 11.9 | 25.2 | 12 | 18.6 | 18 | 17.5 | 18.5 | 17.7 | 18.8 | 21.5 | 13.6 | 19.9 | 26 | 19 | 17 | 26.7 | 27.1 | 21.7 | 24.8 | 12 | 28 | 15.7 | 24.4 | 25.7 | 26.5 | 19.4 | 26 | 14 | 16.9 | 24.7 | 14.5 | 2.7 | 23.6 | 27.2 | 25.8 | 17.3 | 18.7 | 25.1 | 23.3 | 0
116 | 19.9 | 11.1 | 21.8 | 22 | 18.2 | 19.8 | 21.3 | 20.6 | 21.4 | 20 | 22.5 | 17.2 | 13 | 24.3 | 24 | 11.8 | 13.4 | 17 | 13 | 16.8 | 11.2 | 24.2 | 11.2 | 17 | 16.4 | 16.3 | 16.9 | 16 | 16.4 | 19.2 | 12.8 | 18.5 | 24.9 | 17.6 | 15 | 26.2 | 26 | 20.3 | 24.3 | 10.8 | 27.4 | 14 | 22.4 | 22.9 | 25.9 | 17.5 | 24.4 | 12.6 | 14.4 | 22.7 | 12 | 0.8 | 21.8 | 26.9 | 25.2 | 17.6 | 17.6 | 23.6 | 22.6 | 0
117 | 18.9 | 10.1 | 19.4 | 21.3 | 17.2 | 18.7 | 20.4 | 19.5 | 20.3 | 17.1 | 23 | 17.1 | 12.7 | 24 | 21.5 | 11 | 13 | 16 | 12.4 | 15.9 | 10.5 | 22.8 | 10.8 | 15.6 | 15.3 | 14.8 | 15.9 | 16.2 | 14.6 | 17.4 | 11.5 | 18 | 23.6 | 16.6 | 13 | 26 | 25.1 | 18.6 | 23.8 | 10.1 | 26.9 | 11 | 20.2 | 21 | 25.3 | 16.4 | 22.2 | 11.7 | 13.6 | 21.6 | 10.4 | 1.1 | 21.5 | 26.2 | 24.5 | 17.5 | 16.4 | 22.1 | 22 | 0
118 | 17.5 | 9.6 | 17.6 | 20.4 | 16.7 | 18.1 | 19.5 | 18.9 | 19.2 | 15.9 | 22.5 | 16.9 | 11.8 | 23.8 | 19.8 | 11 | 12.5 | 15.5 | 11.7 | 14.9 | 9.7 | 22.2 | 10.8 | 15.3 | 14.1 | 14.2 | 15 | 16.1 | 13.1 | 15.5 | 11 | 17.5 | 22.6 | 15.5 | 11 | 24.9 | 24.4 | 17.5 | 23.4 | 9.6 | 26.8 | 11 | 18.5 | 20.1 | 24.5 | 16 | 20.3 | 11.2 | 12.4 | 20.7 | 9.1 | 1 | 21.1 | 26.2 | 24.2 | 17.1 | 15.7 | 20.8 | 21.6 | 0
119 | 16.8 | 8.2 | 16.3 | 20.4 | 16.2 | 17 | 18.9 | 18.3 | 18.1 | 15.5 | 22 | 16.2 | 11.6 | 23.4 | 18.9 | 10.4 | 12 | 14.7 | 10.8 | 14.6 | 8.7 | 21.5 | 10.4 | 15.2 | 13.8 | 13 | 14.1 | 16.4 | 12.2 | 14.4 | 10.6 | 17 | 22.2 | 15 | 11 | 23.7 | 24 | 17 | 23 | 9.6 | 26.1 | 12 | 17.2 | 17.6 | 24.3 | 16 | 19 | 11 | 12.6 | 20.1 | 9 | 0.6 | 21.6 | 26.2 | 23.8 | 16 | 15.2 | 19.7 | 21.2 | 0
120 | 16 | 7.1 | 15 | 19.5 | 15.9 | 16 | 18.1 | 17.8 | 17 | 15.4 | 19.5 | 15.2 | 10.1 | 23 | 18 | 10.2 | 11.2 | 14 | 9.6 | 13.4 | 7.5 | 20.8 | 9.7 | 15.7 | 12.8 | 11.8 | 13.3 | 14.9 | 11.3 | 13.3 | 11.4 | 16.5 | 21.8 | 14.4 | 10.3 | 22.7 | 23.9 | 16.8 | 22.3 | 9.6 | 25.4 | 16.4 | 16.6 | 16.2 | 23.4 | 15.8 | 18.8 | 10.8 | 11.6 | 19.6 | 9.2 | 1.1 | 21 | 26 | 23.4 | 14.7 | 14.7 | 18.6 | 20.9 | 0
121 | 15.4 | 6.6 | 14.5 | 19 | 15.3 | 16 | 17.3 | 17.5 | 16.3 | 14.7 | 17.3 | 14.1 | 9.4 | 22.5 | 17.3 | 9.5 | 10.7 | 14 | 8 | 12.7 | 7.5 | 20.8 | 8 | 15.6 | 12.8 | 12.1 | 13.1 | 13.4 | 10.7 | 13 | 11.9 | 16.1 | 21.7 | 14.2 | 9.8 | 22.1 | 23.9 | 16.6 | 22.2 | 9.6 | 24.9 | 19.1 | 16.1 | 15.7 | 22.6 | 15.2 | 19 | 10.5 | 11.3 | 19.6 | 10.3 | 1.4 | 20.8 | 25.8 | 23.3 | 13.1 | 14.3 | 17.7 | 20.5 | 0
122 | 15.6 | 6 | 14 | 17.4 | 15.4 | 15.9 | 16.4 | 17.2 | 16.1 | 14.3 | 14.4 | 13.2 | 8.2 | 22.3 | 16.6 | 9.4 | 10.2 | 14 | 6.7 | 11.4 | 7.5 | 19.7 | 6.4 | 15.2 | 12.9 | 12 | 12.9 | 11 | 9.8 | 12.4 | 12.6 | 16 | 20.9 | 13.8 | 9.3 | 21.7 | 23.8 | 16.4 | 21.7 | 9.6 | 24.6 | 21 | 15.6 | 15.1 | 21.7 | 14 | 19.6 | 10 | 10 | 19.6 | 11.2 | 1.2 | 19.8 | 25.7 | 23.1 | 11.8 | 13.7 | 17.2 | 20 | 0
123 | 15.1 | 5.2 | 13.5 | 16.3 | 15.4 | 15.2 | 16.2 | 16.9 | 15.9 | 13.9 | 13.4 | 12.7 | 8.4 | 22 | 15.9 | 8.9 | 10.2 | 13.9 | 5.8 | 11.1 | 7.3 | 19.2 | 4.8 | 13.9 | 12.3 | 10.8 | 12.6 | 10 | 9.1 | 12.2 | 11.9 | 15.9 | 19.7 | 13.4 | 8.8 | 21.2 | 23.5 | 15.7 | 21.3 | 9.6 | 23.7 | 18.1 | 14.6 | 14.7 | 21.4 | 12.8 | 19.6 | 9.4 | 10 | 19.6 | 12.2 | 0.9 | 19.8 | 25.3 | 23.3 | 10.7 | 13.2 | 16.7 | 19.3 | 0
124 | 14.7 | 5.9 | 12.9 | 14.5 | 15.4 | 15.1 | 16.1 | 16.7 | 15.4 | 13.5 | 12.3 | 12.6 | 8.1 | 22 | 16.1 | 8.5 | 10 | 13.9 | 5.8 | 10.7 | 7.2 | 19.1 | 4.4 | 12.8 | 11.8 | 10 | 11.6 | 9 | 8.4 | 11.3 | 11.2 | 16 | 19 | 12.6 | 8.4 | 20.7 | 23.1 | 15.3 | 20.8 | 8.8 | 23.4 | 14.6 | 13.6 | 14.5 | 20.9 | 11.9 | 19.3 | 8.8 | 9.1 | 18.5 | 12 | 2 | 19.1 | 24.8 | 23.3 | 10.3 | 12.9 | 16.2 | 18.6 | 0
125 | 14.4 | 5.3 | 12.3 | 15 | 15.3 | 14.8 | 15.9 | 16.5 | 14.6 | 12.4 | 14 | 13 | 5 | 22 | 17.2 | 7.8 | 9.8 | 13 | 8.4 | 13.5 | 7 | 18.2 | 6.4 | 10.6 | 11.3 | 9.9 | 11 | 13.4 | 8.3 | 11 | 9.6 | 16 | 18.4 | 12.2 | 7.9 | 20.7 | 22.4 | 15 | 20.7 | 8.6 | 23 | 8.8 | 13.1 | 13.2 | 20.9 | 12.4 | 17 | 7.2 | 10 | 17.6 | 5 | 4 | 17.8 | 24.5 | 23 | 12.4 | 12.6 | 15.7 | 20 | 0
126 | 13.9 | 4.8 | 11.7 | 14.7 | 15.2 | 15.5 | 14.9 | 16.9 | 13.8 | 12.5 | 13.4 | 13 | 1 | 22 | 18.3 | 7.7 | 10.7 | 13 | 8.7 | 15.3 | 6.7 | 17.2 | 7.3 | 9.9 | 11.3 | 9.8 | 10.2 | 13.3 | 8.6 | 10.2 | 10.9 | 15.5 | 17.8 | 11.7 | 8.7 | 20.7 | 22.5 | 14.7 | 20.3 | 8.6 | 22.8 | 9 | 12.8 | 12.1 | 21 | 13 | 17.1 | 8 | 9.9 | 16.5 | 5.7 | 6 | 16.4 | 24.2 | 22.5 | 13.2 | 12.1 | 15.2 | 20.5 | 0
127 | 13.6 | 4.1 | 12.4 | 15.5 | 15.2 | 15.9 | 14.4 | 17.8 | 14.7 | 12.2 | 14.1 | 13.9 | 0.7 | 22.5 | 18.8 | 7.5 | 11.7 | 12.9 | 9.8 | 15.9 | 6.7 | 16.8 | 9.3 | 10.5 | 10.7 | 9.8 | 10.4 | 14.2 | 10.4 | 10.8 | 12.4 | 15 | 17.5 | 12.1 | 7 | 20.5 | 23.1 | 14.7 | 20.2 | 8.8 | 22.4 | 10.4 | 13.7 | 12.1 | 21 | 15.2 | 18.2 | 9.4 | 11.3 | 15.6 | 7.2 | 8.2 | 16.2 | 24.1 | 22.4 | 14.5 | 11.9 | 14.6 | 21.3 | 0
128 | 13.9 | 3.8 | 14.2 | 16.4 | 15.2 | 16.7 | 15.6 | 18.9 | 16.3 | 11.5 | 14.6 | 15.6 | 6.8 | 23.4 | 19.2 | 8.2 | 13.6 | 12.8 | 13.4 | 16.4 | 6.7 | 17.2 | 12 | 12 | 10.3 | 9.8 | 10.1 | 15.6 | 13 | 12.4 | 15 | 15.8 | 19.3 | 13 | 7.5 | 20.5 | 24.4 | 15 | 20.3 | 9 | 22.4 | 12.6 | 15.5 | 11.9 | 22.2 | 17.8 | 20 | 11.4 | 13.2 | 15.8 | 8.6 | 9.4 | 16.2 | 24.1 | 23.4 | 16.2 | 11.9 | 14.6 | 22.4 | 0
129 | 17.3 | 6.8 | 16 | 18.9 | 15.2 | 20.8 | 20.2 | 19.8 | 18.4 | 13 | 17.3 | 18.1 | 9.8 | 24.3 | 19.8 | 10 | 15.3 | 11.9 | 15.6 | 15.1 | 5.8 | 19.3 | 15 | 14.6 | 14.1 | 10.6 | 12 | 17.7 | 17 | 15.9 | 17.1 | 20.4 | 21.5 | 15.3 | 8.6 | 22.5 | 26.2 | 19.8 | 22.3 | 9.5 | 23.3 | 15.6 | 18.4 | 16.5 | 24.5 | 21.3 | 22.6 | 13.5 | 16.1 | 19.6 | 11 | 10.9 | 18.1 | 25.8 | 25.3 | 18.1 | 12.7 | 15.2 | 23.9 | 0
130 | 20 | 12.6 | 18.1 | 21.3 | 15.2 | 22.5 | 23.5 | 20.5 | 20.4 | 16.7 | 19.9 | 20.6 | 15.5 | 26.5 | 21.1 | 12.8 | 17.5 | 14.4 | 18.7 | 14.6 | 5.8 | 21.7 | 17.4 | 17.1 | 17.4 | 14.1 | 14 | 19.9 | 20.6 | 19.7 | 19.6 | 23 | 23.8 | 17.8 | 10.7 | 26 | 28.5 | 23.3 | 25.7 | 12 | 25.7 | 18.4 | 21.5 | 19.4 | 26.9 | 24.2 | 24.9 | 15.6 | 18.5 | 22.2 | 13.3 | 11.3 | 20.1 | 27.9 | 27.4 | 19.9 | 15.2 | 17.4 | 25.6 | 0
131 | 22.5 | 17.3 | 20.3 | 24.4 | 15.2 | 24.2 | 25.4 | 21.2 | 22.3 | 19.2 | 23.5 | 22.8 | 14.4 | 27.5 | 22.5 | 15.8 | 19.2 | 18.9 | 19.6 | 14 | 6.2 | 23.9 | 19 | 19.4 | 18.4 | 17.5 | 18.6 | 22 | 24 | 23.6 | 21.2 | 24.1 | 26.4 | 20.6 | 13.6 | 28.5 | 30.8 | 25.2 | 27.9 | 13.2 | 29 | 21 | 24.4 | 22.7 | 28.8 | 27 | 27 | 17.4 | 20.4 | 25.4 | 16.2 | 12 | 22.8 | 29.7 | 28.5 | 21.4 | 17.9 | 20 | 27.2 | 0
132 | 24.1 | 20 | 22.4 | 26.4 | 16.2 | 25.3 | 27 | 22.1 | 24.1 | 22.1 | 25.5 | 23.9 | 17.4 | 27.6 | 24.2 | 18.2 | 21 | 20.4 | 21.4 | 15.6 | 7.3 | 25.1 | 19.4 | 20.6 | 19.4 | 20 | 20.6 | 23.6 | 25.6 | 25.8 | 22.7 | 25.1 | 28.8 | 22.4 | 16.8 | 31.1 | 32.6 | 26.6 | 28.9 | 14.6 | 31.5 | 22.5 | 26.4 | 25.3 | 30.5 | 28.4 | 28.2 | 19 | 20.8 | 27.1 | 18.3 | 11.5 | 24.2 | 30.6 | 29 | 22.2 | 21.7 | 22.7 | 28.3 | 0
133 | 25 | 21.2 | 24.1 | 28.3 | 16.9 | 26.1 | 27.4 | 23.3 | 25.7 | 23.6 | 27.6 | 23.9 | 15.5 | 28 | 25.7 | 19.1 | 21.7 | 21.3 | 21.1 | 17.2 | 8.1 | 25.9 | 18.9 | 21.4 | 20.5 | 21.7 | 21.6 | 24.8 | 26.5 | 27 | 22.8 | 25.6 | 29.9 | 23.9 | 19 | 32.6 | 33.5 | 28.2 | 29.6 | 15 | 32.4 | 23.4 | 27.8 | 26 | 32.1 | 29.5 | 29 | 19.8 | 20.8 | 28 | 20.3 | 11.4 | 25.8 | 30.9 | 30 | 22.4 | 23.4 | 24.3 | 28.8 | 0
134 | 25.7 | 22.1 | 25.3 | 29 | 18.2 | 26.9 | 28.2 | 24.3 | 26.7 | 24.7 | 27.8 | 23 | 18.4 | 28.2 | 27.1 | 20.1 | 21.8 | 22.4 | 21.4 | 19.4 | 9.7 | 26.7 | 18 | 21.6 | 21.1 | 23.7 | 23.8 | 25.4 | 26 | 26.6 | 22.4 | 25.6 | 30.2 | 24.2 | 21 | 33.1 | 33.4 | 28.6 | 28.8 | 16 | 33.3 | 23.4 | 28.3 | 27.9 | 31.5 | 29.4 | 29.2 | 20.2 | 20.2 | 29.2 | 21 | 10.4 | 26.2 | 30.5 | 30.5 | 21.8 | 24.5 | 25.5 | 28.4 | 0
135 | 26.2 | 21.4 | 25.9 | 29.7 | 18.9 | 26.5 | 28.6 | 24.9 | 27.3 | 24.9 | 28.4 | 21.7 | 16.2 | 28 | 28.3 | 20.6 | 20.6 | 22.4 | 19.4 | 19.6 | 11.1 | 27.2 | 17.2 | 22 | 21.7 | 24.6 | 24.3 | 25.5 | 25.5 | 26 | 20.5 | 25.6 | 30.4 | 24.5 | 21.2 | 33 | 32.3 | 28.6 | 29.3 | 16.2 | 31.9 | 23 | 28.4 | 29.2 | 30.6 | 29.3 | 29.3 | 19.7 | 20.3 | 29.7 | 21.2 | 10 | 27.2 | 30.3 | 31 | 20.7 | 24.9 | 26 | 27.5 | 0
136 | 26.2 | 21.8 | 26.2 | 29 | 19.3 | 25.9 | 27.4 | 24.9 | 27 | 25.1 | 27.4 | 20.2 | 18.9 | 27.7 | 29.2 | 20.7 | 19.1 | 22.4 | 18.6 | 19.3 | 11.9 | 27.3 | 16.7 | 21.8 | 21.7 | 24.7 | 24.2 | 24.7 | 24.2 | 24.9 | 18.6 | 25.1 | 30.2 | 23.9 | 20.4 | 30.7 | 30.7 | 28.1 | 29.3 | 16 | 31.3 | 21.8 | 27.9 | 29.4 | 30.1 | 27.8 | 28.8 | 18.8 | 20.1 | 29.6 | 20 | 8.5 | 27 | 30 | 31 | 19.3 | 24.3 | 26.5 | 26.2 | 0
137 | 26 | 20.4 | 26 | 28 | 18.8 | 25.9 | 25.9 | 24.3 | 26.1 | 25 | 26.8 | 19 | 17 | 27.3 | 29.1 | 18.1 | 17 | 22.4 | 16.4 | 17.4 | 11.8 | 27 | 16.4 | 21.4 | 20.8 | 24.7 | 23.9 | 23.2 | 23 | 24 | 16.2 | 23.6 | 29 | 23.4 | 19.3 | 30 | 29 | 26.2 | 28.2 | 15 | 31.1 | 20.2 | 27 | 28.7 | 29.6 | 26 | 27.8 | 17.4 | 20 | 29.3 | 18.4 | 7.2 | 27 | 29.1 | 30.7 | 18 | 22.2 | 26.4 | 25 | 0
138 | 24.6 | 17.5 | 25.4 | 25.7 | 18.2 | 23.9 | 23.7 | 23.1 | 24.6 | 24 | 24.9 | 17.8 | 19.5 | 26.3 | 28.2 | 15.1 | 15.5 | 20.6 | 16 | 16.4 | 11.6 | 25.6 | 16 | 19.9 | 17.8 | 24 | 21.9 | 20.8 | 20.9 | 22.5 | 14.8 | 22 | 27.2 | 22 | 18.2 | 28.7 | 27.6 | 23.4 | 26.2 | 14 | 28.9 | 18 | 25.3 | 27.2 | 28 | 23.1 | 25.8 | 16.1 | 18.8 | 28.1 | 15.9 | 4.7 | 25.4 | 28.4 | 28.9 | 16.9 | 20 | 25.9 | 23.9 | 0
139 | 22.5 | 14.7 | 24.1 | 24 | 17.7 | 21.5 | 22.4 | 21.5 | 22.9 | 21.7 | 24.1 | 16.9 | 15.2 | 25.7 | 25.9 | 12.7 | 14 | 19.4 | 14.2 | 15.1 | 10.6 | 24.5 | 15.4 | 18.1 | 16.9 | 19.7 | 20 | 18.3 | 19 | 21.1 | 13.3 | 20.2 | 25.4 | 20.9 | 17 | 27.5 | 26.5 | 22.5 | 25.1 | 12.8 | 27.7 | 15.8 | 23.4 | 24.5 | 26.8 | 20.8 | 23.5 | 14.9 | 17.2 | 24.8 | 13.9 | 3 | 24.2 | 28.2 | 27.5 | 16.4 | 18.9 | 24.5 | 23.4 | 0
140 | 21.1 | 12.7 | 22.3 | 22 | 17.2 | 20.2 | 20.9 | 19.5 | 21.2 | 19.1 | 23 | 16 | 13.4 | 25.2 | 24.2 | 11.6 | 13 | 17.9 | 13.6 | 15.2 | 9.5 | 23.1 | 14.4 | 15.8 | 14 | 17.7 | 18.2 | 16 | 16.8 | 19 | 12.6 | 19.2 | 23.7 | 19.4 | 15.2 | 27.1 | 25.8 | 20.4 | 24.6 | 12.1 | 27 | 13.8 | 21.1 | 21 | 26 | 18.8 | 21 | 14 | 14.8 | 23.2 | 12 | 1.2 | 22.4 | 27.7 | 26.4 | 16.2 | 18.5 | 22.9 | 23.2 | 0
141 | 20.2 | 10.8 | 20.3 | 21.4 | 16.7 | 20 | 20 | 18 | 19.3 | 16.9 | 23.4 | 15.4 | 13.3 | 25.1 | 21.7 | 10.9 | 11.8 | 17.9 | 11.5 | 14.7 | 8.8 | 22.5 | 13.2 | 14.2 | 13 | 17.4 | 18.6 | 14.7 | 15.4 | 17.3 | 11.5 | 18.6 | 22.5 | 18.5 | 13.5 | 25.4 | 25.3 | 18.6 | 23.9 | 12 | 26.5 | 12.6 | 19.2 | 19.3 | 25.3 | 18.5 | 19.3 | 13.2 | 13.1 | 23.3 | 11.2 | 0.8 | 21.9 | 27.4 | 25 | 16.3 | 18.1 | 21 | 23.2 | 0
142 | 20.2 | 8.9 | 18.3 | 20.6 | 16.3 | 20.4 | 19.7 | 16.9 | 18.1 | 16.7 | 22.8 | 14.9 | 12.2 | 25 | 20.5 | 10.3 | 11.1 | 17.7 | 11.5 | 15 | 8.3 | 21 | 11.8 | 13 | 12.4 | 17.2 | 17.7 | 14.1 | 14 | 15.3 | 11.1 | 18 | 21.9 | 17.3 | 11.7 | 24.1 | 24.9 | 18 | 23.8 | 11.4 | 25.7 | 12 | 17.6 | 18.5 | 24.7 | 18.5 | 18.1 | 12.7 | 11.6 | 22.2 | 10.3 | 0.2 | 21.1 | 27 | 24.6 | 16.3 | 16.9 | 19.6 | 23 | 0
143 | 20.2 | 8.5 | 16.4 | 20.4 | 16.2 | 19.8 | 18.7 | 15.8 | 17.5 | 16.5 | 22.4 | 14.6 | 11.7 | 24.8 | 20.6 | 10.1 | 10.4 | 17 | 11.4 | 14.4 | 7.8 | 19.5 | 10.6 | 13 | 11.1 | 16.5 | 16.8 | 14.4 | 13.3 | 14 | 10.4 | 17.5 | 21.4 | 16.6 | 10 | 22.7 | 24.4 | 17.6 | 23.2 | 10.4 | 24.4 | 12 | 16.8 | 17.9 | 24.3 | 19 | 18 | 12 | 11.2 | 20.8 | 9.6 | 0.1 | 21.2 | 26.9 | 24.4 | 16 | 16.7 | 18.8 | 22.6 | 0
144 | 19.9 | 7.3 | 14.4 | 19.1 | 15.8 | 19.4 | 18.1 | 14.9 | 16.9 | 16.2 | 20 | 14.3 | 10.6 | 24.5 | 20.7 | 10.1 | 10.3 | 16.3 | 13.9 | 14.5 | 6.9 | 18.5 | 9.5 | 13.2 | 10.6 | 15.9 | 15.9 | 14.8 | 12.1 | 12.7 | 10.6 | 17.1 | 20.7 | 15.4 | 9.6 | 22.3 | 24 | 17.6 | 22.5 | 9.6 | 23.6 | 11.9 | 16.2 | 17 | 23.5 | 18.3 | 18.1 | 11.4 | 10.9 | 20.1 | 8 | 1 | 20.3 | 26.2 | 23.9 | 15.2 | 16.1 | 18 | 21.7 | 0
145 | 18.7 | 7 | 13 | 18.1 | 15.7 | 19.1 | 17.2 | 14.4 | 16.5 | 16.7 | 18 | 14.3 | 9.7 | 24.3 | 20.3 | 9.1 | 10.1 | 16.2 | 15 | 13.6 | 6.7 | 18 | 8.5 | 13.6 | 10.4 | 15.2 | 15 | 15.2 | 11.3 | 12.4 | 10.3 | 16.6 | 19.8 | 14.6 | 9.2 | 22 | 23.6 | 17.4 | 21.9 | 8.8 | 23.4 | 11.7 | 15.9 | 16.7 | 23.1 | 17.3 | 18.4 | 10.4 | 11.2 | 19.8 | 6.6 | 1.4 | 20.2 | 26 | 23.5 | 14.3 | 15.4 | 17.5 | 20.8 | 0
146 | 18.2 | 6.9 | 12.3 | 16.4 | 15.2 | 17.9 | 17.6 | 13.9 | 16.4 | 15.8 | 15.4 | 14 | 8.3 | 24.3 | 19.4 | 8.3 | 10.2 | 16.2 | 16 | 13.4 | 5.8 | 17.2 | 7.6 | 13.4 | 9.9 | 15.2 | 14 | 15 | 10 | 12 | 10.4 | 16.1 | 19 | 13.6 | 8.8 | 21.3 | 23.2 | 17.1 | 21.8 | 7.6 | 23 | 11 | 15.4 | 16.5 | 23 | 15.2 | 18.2 | 9.4 | 11 | 18.9 | 5 | 1.8 | 19.2 | 25.5 | 23 | 13.2 | 15.4 | 17.4 | 20 | 0
147 | 18.1 | 6.4 | 11.6 | 15.8 | 15.2 | 16.2 | 17.1 | 13.4 | 16.3 | 15.2 | 14.6 | 13.8 | 7 | 23.8 | 18.5 | 8.7 | 9.8 | 15.7 | 13.6 | 12.5 | 5 | 16.4 | 6.8 | 12.9 | 9.2 | 14.6 | 13.1 | 14.6 | 9.3 | 12.1 | 9.8 | 15.6 | 18.2 | 13.2 | 8.4 | 21 | 22.8 | 15.9 | 21.8 | 7 | 23 | 10.2 | 14.8 | 15.8 | 21.9 | 13.7 | 17.9 | 8.2 | 10.9 | 18.8 | 4.5 | 0.5 | 19.1 | 25.3 | 23 | 12.5 | 14.5 | 17.3 | 19.7 | 0
148 | 18.1 | 5.8 | 10.8 | 14.9 | 15.2 | 15.4 | 16.8 | 12.9 | 15.8 | 13.5 | 13.7 | 13.3 | 8.2 | 23.5 | 17.8 | 8.3 | 9.8 | 15.4 | 11.4 | 13 | 5.1 | 15.8 | 6.3 | 11.6 | 8.6 | 14.6 | 12.6 | 13.8 | 8.3 | 11.5 | 9.7 | 15.5 | 17.8 | 12.5 | 8 | 21.1 | 22.6 | 16 | 21.5 | 6.5 | 22.6 | 9.2 | 13.8 | 15.7 | 21.8 | 12.3 | 17.3 | 7.4 | 10.2 | 18.6 | 4.2 | 1.2 | 18.2 | 25 | 22.5 | 12.1 | 13.9 | 17 | 19.6 | 0
149 | 18.1 | 5.4 | 10.1 | 14.2 | 14.5 | 16 | 16.5 | 12.4 | 15 | 12.2 | 19.2 | 11.4 | 9 | 23.3 | 17.5 | 8.1 | 10 | 15.4 | 9 | 11.6 | 5.3 | 15.2 | 9.8 | 10.4 | 8.4 | 14.2 | 11.6 | 11.2 | 9.8 | 14.4 | 9.4 | 15.6 | 17.3 | 13.8 | 7.6 | 20.9 | 22 | 16.1 | 21.3 | 6 | 22.3 | 11 | 13 | 15.8 | 21.8 | 14.4 | 16.4 | 9 | 8.2 | 18.2 | 7.8 | 4.6 | 18.4 | 24.9 | 22 | 13.6 | 14.1 | 16.5 | 22.4 | 0
150 | 18.1 | 4.7 | 9.4 | 14.4 | 14.2 | 15.9 | 15.9 | 11.6 | 14.2 | 11.7 | 19.1 | 11.7 | 9.4 | 23.1 | 17.2 | 7.6 | 11 | 15.4 | 10.2 | 10.7 | 5.3 | 15 | 9.9 | 9.8 | 8.4 | 13.2 | 11.1 | 10.7 | 9.8 | 13.8 | 11.1 | 15.5 | 17 | 14 | 7.2 | 21.3 | 22.2 | 15.3 | 20.7 | 6 | 21.9 | 11.2 | 12.4 | 15.7 | 22 | 15.4 | 16.5 | 10 | 8.4 | 17.4 | 7.9 | 6.2 | 17.1 | 24.9 | 22 | 13.6 | 14.3 | 16 | 22.5 | 0
151 | 18.1 | 4.3 | 10 | 15.8 | 14.2 | 15.8 | 15.2 | 11.6 | 14.7 | 11.3 | 18.8 | 12.6 | 9.4 | 23.2 | 17.3 | 7.1 | 12.6 | 15.3 | 11.7 | 10.9 | 5.3 | 14.7 | 10.8 | 10.4 | 8.1 | 13.2 | 11 | 11.8 | 11.1 | 14.5 | 12.7 | 15.5 | 16.8 | 15.2 | 5.9 | 21.2 | 23 | 15.1 | 20.5 | 5.8 | 21 | 12.6 | 12.8 | 16.7 | 22.1 | 17.8 | 17.8 | 11.3 | 10.4 | 17.2 | 8.2 | 8.2 | 16.5 | 24.5 | 21.9 | 13.9 | 14.4 | 15.6 | 22.8 | 0
152 | 18.1 | 4.2 | 11.4 | 17 | 14.2 | 16.4 | 16.3 | 12.5 | 15.8 | 11 | 19.2 | 14.4 | 10 | 24.3 | 17.8 | 6.7 | 15 | 15.2 | 14.2 | 12.2 | 5.3 | 16 | 12.2 | 11.6 | 8.4 | 13.2 | 10.8 | 14 | 13.2 | 15 | 15.2 | 16 | 18.8 | 16.4 | 5.7 | 21.2 | 24.4 | 15.6 | 20.8 | 5.6 | 21 | 14 | 14.1 | 16.8 | 22.1 | 20.7 | 19.4 | 13.4 | 12.6 | 17.2 | 8.4 | 10.2 | 16 | 24.6 | 22.5 | 15.2 | 14.8 | 15.6 | 23.6 | 0
153 | 18.5 | 6.9 | 13.5 | 19.7 | 13.9 | 18.4 | 20.7 | 14.2 | 17.5 | 12.4 | 19.1 | 16.3 | 11.2 | 25.6 | 18.7 | 7.7 | 17.4 | 15.6 | 16.4 | 14.7 | 5.9 | 19.5 | 14.4 | 14.9 | 13.2 | 11.1 | 12.1 | 17.4 | 16.5 | 17.9 | 16.8 | 20.2 | 22.1 | 18 | 7 | 24.1 | 26.4 | 19.7 | 23.4 | 8 | 23 | 16.9 | 16.7 | 17.8 | 24.2 | 23.7 | 22 | 14.9 | 16.1 | 21.4 | 8.9 | 11.4 | 17.1 | 25.6 | 24.9 | 16.9 | 15 | 16.5 | 24.8 | 0
154 | 20.7 | 14.5 | 16.2 | 22.2 | 15.5 | 20.7 | 22.4 | 16.1 | 19.5 | 16.1 | 19.8 | 18.6 | 12.5 | 27.4 | 20.2 | 11.2 | 19.8 | 15.6 | 18.7 | 17.5 | 5.9 | 22.1 | 16.5 | 18.4 | 16.6 | 18.1 | 14.4 | 20.5 | 19.8 | 20.5 | 18.9 | 22.6 | 24.8 | 18.9 | 10 | 27.5 | 28.3 | 23.7 | 26.2 | 11.5 | 26.1 | 19.3 | 19.5 | 18.5 | 26.7 | 26 | 24.5 | 16.8 | 18.7 | 24 | 9.6 | 11.6 | 18.6 | 27.2 | 26 | 19.1 | 15.6 | 18.9 | 26.3 | 0
155 | 22.4 | 18.7 | 19 | 25.2 | 17.2 | 22.9 | 23.4 | 17.8 | 21.8 | 18.6 | 20.4 | 20.4 | 13.6 | 27.5 | 21.9 | 15.4 | 21.6 | 15.8 | 20.4 | 20.2 | 6.4 | 23.7 | 18.2 | 22.4 | 17.5 | 22.7 | 18 | 23.2 | 23 | 24 | 20.2 | 24.5 | 26.5 | 19.9 | 15 | 29.2 | 30 | 25.2 | 28.1 | 13.3 | 27.7 | 22 | 22.4 | 21.6 | 28.8 | 27.8 | 27 | 18.2 | 20.8 | 25.8 | 11.2 | 11 | 21.2 | 29.4 | 27.5 | 21 | 15.7 | 21.9 | 27.6 | 0
156 | 23.3 | 20.5 | 21.6 | 26.8 | 19.9 | 24 | 25.2 | 18.8 | 24 | 20.9 | 22.1 | 22.1 | 14.1 | 28.3 | 23.7 | 17.8 | 22.8 | 15.8 | 22 | 22 | 7.9 | 25 | 18.8 | 24.7 | 18.8 | 24.9 | 20.5 | 24.5 | 24.8 | 25.3 | 22.1 | 25.8 | 27.9 | 20.4 | 17 | 31.2 | 30.9 | 27.8 | 29.7 | 14.6 | 31.3 | 23.1 | 24.3 | 23.6 | 30.5 | 28.9 | 28.6 | 20.1 | 20.9 | 27 | 13.3 | 10.2 | 23.2 | 30.4 | 28.5 | 22.5 | 16 | 24.9 | 28.5 | 0
157 | 24.9 | 21.5 | 23.3 | 28.3 | 21 | 25 | 26.9 | 19.4 | 25.9 | 22.6 | 23.5 | 22.7 | 14.4 | 28.4 | 25 | 17.2 | 23 | 15.8 | 22.4 | 23.2 | 10.1 | 26.2 | 18.6 | 26.3 | 21 | 25.7 | 21.8 | 25 | 25.9 | 26.6 | 22.7 | 26.1 | 28.9 | 21.5 | 18.5 | 32.3 | 31.3 | 28.7 | 30.5 | 16.4 | 31.7 | 24.1 | 25.5 | 25 | 31.8 | 29.7 | 29.9 | 21.2 | 20.9 | 28.3 | 16.3 | 9.5 | 25.4 | 30.9 | 29.6 | 22.8 | 17.3 | 26.6 | 28.7 | 0
158 | 25.3 | 22.7 | 24.5 | 28.4 | 21.8 | 25.9 | 27.6 | 19.7 | 27.2 | 24.4 | 25.2 | 22.8 | 14.4 | 28.3 | 26.2 | 17.5 | 22.4 | 15.8 | 22.2 | 23.4 | 11.4 | 26.5 | 17.6 | 26.1 | 21 | 25.8 | 22.5 | 24.8 | 25.8 | 26 | 22.8 | 26 | 29.9 | 22.7 | 19.7 | 32.4 | 30.8 | 29.3 | 31.1 | 16.6 | 31.8 | 23.6 | 25.8 | 26.3 | 32.5 | 30 | 30.2 | 22.2 | 20 | 29.2 | 19 | 9.2 | 26.4 | 30.4 | 30 | 22.4 | 18.5 | 27.7 | 28.2 | 0
159 | 25.3 | 22.4 | 25.2 | 28.7 | 21.5 | 26.2 | 27.9 | 20.1 | 27.9 | 25.1 | 25.6 | 21.7 | 14.6 | 28 | 26.9 | 18.5 | 21 | 15.8 | 20.7 | 23.3 | 13.2 | 27 | 16.7 | 25.9 | 21.1 | 26.5 | 23.5 | 24.6 | 25.4 | 26.3 | 20.9 | 26 | 30.1 | 24.4 | 21 | 30 | 30.1 | 29 | 31.1 | 16.5 | 30.7 | 23.5 | 26 | 27.5 | 32.9 | 29.9 | 30.3 | 21.8 | 20.1 | 29.4 | 21 | 9 | 27.4 | 29.6 | 30.5 | 21 | 19.6 | 27.9 | 27.2 | 0
160 | 24.2 | 23.1 | 25.8 | 27.8 | 20.9 | 26.1 | 26.6 | 20.6 | 27.6 | 25.3 | 25.9 | 20.3 | 14.7 | 27.3 | 27.4 | 18.2 | 19.3 | 15.8 | 19 | 22.5 | 14.4 | 27.1 | 15.8 | 24.7 | 21.5 | 26.4 | 23.5 | 23.9 | 24.2 | 25.2 | 18.9 | 25.2 | 29.9 | 25.2 | 22 | 30.2 | 29 | 28.7 | 30.3 | 16.5 | 30.6 | 22.1 | 25.7 | 27.3 | 33 | 28.9 | 29.2 | 21 | 19.6 | 29.8 | 21.1 | 8.7 | 27 | 28.6 | 30.7 | 19.4 | 20 | 27.8 | 26.2 | 0
161 | 22.2 | 21.7 | 25.8 | 27.2 | 19.4 | 25.7 | 25.1 | 20.8 | 26.8 | 25 | 25 | 18.4 | 14.6 | 26.8 | 27.5 | 17.9 | 17.4 | 15.8 | 16.8 | 21.4 | 14.2 | 26.7 | 15.4 | 23.8 | 20 | 26.4 | 23.4 | 23 | 23 | 25 | 16 | 24.2 | 28.6 | 25.4 | 22.1 | 29.9 | 28 | 26.5 | 28.5 | 15.4 | 30 | 21 | 25.5 | 26.5 | 33 | 27 | 27.6 | 19.2 | 19.2 | 29 | 19.4 | 7.6 | 26.4 | 28.4 | 30.5 | 17.8 | 19.5 | 27.2 | 25.2 | 0
162 | 20.8 | 18.4 | 25.1 | 25.7 | 18 | 23.9 | 23.9 | 20.4 | 25.6 | 24.2 | 24.2 | 16.9 | 13.8 | 26.3 | 27.1 | 15.8 | 15.8 | 15.8 | 15.3 | 19.5 | 13.1 | 25.6 | 14.9 | 22.1 | 17.9 | 24.1 | 21.3 | 21 | 21.1 | 23.3 | 14.4 | 21.2 | 27.3 | 24 | 21 | 28.5 | 26.9 | 23.7 | 26.8 | 13.5 | 28.4 | 18.6 | 24.6 | 25.4 | 32.6 | 24.4 | 24.8 | 17.8 | 17.2 | 27.4 | 15.9 | 5.7 | 24.6 | 27.9 | 29.5 | 16.7 | 18.2 | 26.4 | 24.5 | 0
163 | 20.6 | 13.9 | 22.8 | 25.2 | 17 | 21.4 | 22 | 19.2 | 24.4 | 22.2 | 22.5 | 15.4 | 12.4 | 25.8 | 25.9 | 13 | 14.3 | 15.9 | 13.9 | 17.4 | 12.2 | 24.9 | 14.6 | 20.8 | 15.2 | 22.2 | 18 | 18.7 | 19.4 | 22.9 | 12.8 | 19.7 | 25.8 | 22.3 | 18 | 27.2 | 26.1 | 21.5 | 25.8 | 11.4 | 27.4 | 17 | 23.5 | 23.8 | 28.1 | 22.1 | 22 | 16.1 | 15.3 | 25.4 | 12 | 3.3 | 23.4 | 27.4 | 28.4 | 15.7 | 17.3 | 25.5 | 23.9 | 0
164 | 20.2 | 11.6 | 20.1 | 24.4 | 16.5 | 19.3 | 21.9 | 17.4 | 23 | 20.3 | 21.2 | 14.4 | 10.6 | 25.3 | 24.5 | 11.2 | 13.2 | 15.9 | 13.2 | 15 | 11.3 | 24 | 14 | 19 | 14.1 | 21 | 17.8 | 16 | 17.6 | 21.6 | 12.4 | 18.2 | 24.4 | 20.2 | 15.5 | 26.8 | 25.4 | 19.7 | 25.1 | 10 | 27 | 15.2 | 21.8 | 22.4 | 27.1 | 20.4 | 19.2 | 15 | 12.6 | 23.9 | 8.6 | 1 | 22 | 27 | 27.3 | 15 | 16.9 | 24.9 | 23.4 | 0
165 | 19.3 | 10.4 | 16.8 | 24.6 | 15.9 | 18.5 | 19.9 | 16 | 21.7 | 18.3 | 19.3 | 13.4 | 9 | 25.1 | 22.8 | 10.5 | 12.2 | 16 | 12.4 | 13.3 | 10.4 | 22.4 | 13.5 | 17.9 | 13.9 | 19.7 | 17.3 | 14.1 | 16.5 | 21.9 | 11.5 | 17.7 | 23.1 | 19.2 | 13 | 26.2 | 25 | 18.1 | 24.7 | 9.2 | 25.8 | 14.9 | 20.3 | 21.6 | 26.7 | 20 | 17.7 | 13.7 | 11.4 | 22.5 | 6.8 | 0.6 | 21.8 | 26.8 | 25.6 | 14.2 | 16.2 | 24.2 | 22.9 | 0
166 | 19.1 | 9.1 | 14.6 | 23.9 | 15.9 | 17.5 | 19 | 14.6 | 20.3 | 17.3 | 18.5 | 13.2 | 7.9 | 25 | 21.7 | 9.8 | 11.5 | 16 | 12.1 | 12.2 | 9.7 | 20.5 | 12.7 | 16.2 | 13.2 | 19.1 | 17.1 | 13 | 15.4 | 20.9 | 11.5 | 17 | 22.2 | 18.5 | 12.3 | 25.6 | 24.6 | 17.2 | 24.3 | 8.5 | 25.3 | 14.2 | 18.6 | 20.9 | 25.8 | 20.5 | 16.8 | 13.1 | 10.2 | 22.4 | 6.3 | 1 | 21.4 | 26 | 25.1 | 13.7 | 16.1 | 23.3 | 22.4 | 0
167 | 18.2 | 9 | 13.5 | 23 | 15.9 | 17.3 | 18.3 | 13.1 | 18.8 | 15.2 | 18 | 13 | 7.8 | 24.8 | 21 | 9.3 | 11 | 16 | 11.6 | 12.2 | 9.2 | 19.5 | 12 | 15 | 12.7 | 18.7 | 17 | 13 | 14.8 | 20.4 | 10.8 | 16.2 | 21.6 | 18.6 | 11.5 | 23.5 | 24.4 | 16.9 | 23.8 | 8 | 24.2 | 14.2 | 17.4 | 20.3 | 25.2 | 21.4 | 17 | 12.4 | 10.4 | 21.4 | 7 | 0.4 | 21.6 | 25.6 | 24.5 | 13.4 | 15.9 | 22.4 | 22 | 0
168 | 17.6 | 8.3 | 12.4 | 20.4 | 15.9 | 16 | 17.5 | 12.2 | 17.3 | 14.5 | 18.9 | 13.4 | 8.4 | 24.2 | 20.3 | 8.8 | 10.8 | 15.8 | 11.6 | 12.7 | 8.7 | 18.9 | 11.2 | 13.1 | 11.6 | 17.2 | 15.5 | 13.3 | 13.9 | 17.9 | 10.9 | 15.7 | 20.9 | 18.2 | 10.8 | 22.2 | 24 | 17 | 23.2 | 7.8 | 23.5 | 13 | 16.3 | 19.4 | 23.8 | 21.6 | 17 | 12.4 | 9.9 | 20.5 | 7.6 | 0.9 | 20.9 | 24.9 | 24 | 13.7 | 15.5 | 21.5 | 21.9 | 0
169 | 17.4 | 8.5 | 11.2 | 18.1 | 15.9 | 16 | 16.9 | 11.7 | 16.4 | 14.3 | 19.6 | 13.4 | 9.5 | 23.8 | 19.7 | 8.5 | 10.6 | 15.8 | 11 | 13.5 | 8.8 | 17.9 | 10.7 | 12.1 | 10.1 | 17.1 | 15.4 | 13.9 | 13.2 | 16.3 | 10.3 | 15.5 | 20.9 | 17.6 | 10 | 21.1 | 23.6 | 16.9 | 23 | 7.4 | 23 | 12.2 | 15.7 | 18.8 | 23.8 | 20.7 | 17.3 | 11.7 | 9.9 | 19.9 | 8.1 | 2.1 | 20.5 | 24.9 | 23.6 | 14 | 15.5 | 20.7 | 22 | 0
170 | 16.4 | 7.6 | 10.1 | 15.4 | 15.5 | 15.5 | 16.2 | 11.2 | 15.9 | 13.1 | 20.6 | 13.4 | 10.4 | 23.5 | 19.2 | 8.2 | 10.4 | 15.8 | 10.6 | 13.8 | 8.9 | 17.2 | 10.2 | 11 | 10.4 | 16.2 | 15 | 13.8 | 12 | 14.2 | 10.2 | 15 | 19.9 | 16.2 | 9.5 | 21.3 | 23 | 16.8 | 22.7 | 7.3 | 22.1 | 10.8 | 15 | 18.4 | 23.8 | 18.8 | 17 | 11.2 | 9 | 19.8 | 8 | 2.9 | 19.6 | 24.5 | 23.5 | 14.4 | 15.4 | 20.2 | 22.2 | 0
171 | 15.8 | 7.4 | 9 | 14.4 | 15.4 | 16.6 | 15.6 | 11 | 15.4 | 12.9 | 20.3 | 12.7 | 10.9 | 23.2 | 18.7 | 7.7 | 10 | 14.8 | 9.6 | 13.6 | 8.4 | 16.8 | 10.1 | 11 | 10.6 | 15.7 | 14.8 | 13.3 | 11.2 | 14.2 | 9.3 | 15 | 19.1 | 15.1 | 9.1 | 20.4 | 22.6 | 16.6 | 22.6 | 7 | 21.4 | 10.7 | 14.5 | 17.4 | 23.9 | 16.6 | 16.9 | 10 | 8.8 | 19.4 | 7.9 | 3.3 | 19.5 | 23.9 | 23.4 | 14.3 | 15 | 19.7 | 22.4 | 0
172 | 15.2 | 7.4 | 8.7 | 13.6 | 15.4 | 16.6 | 15.1 | 10.9 | 15.2 | 12.8 | 20.1 | 12 | 10.6 | 23 | 18.2 | 7 | 9.8 | 14.8 | 9.2 | 12.7 | 7.9 | 16.2 | 9.8 | 10.4 | 11 | 15.2 | 13.8 | 12.1 | 10.2 | 13.7 | 9.3 | 14.7 | 18.5 | 14 | 8.6 | 20.6 | 22.1 | 15.7 | 22.3 | 7 | 21.3 | 10.3 | 13.7 | 16.9 | 23.9 | 14.8 | 16.4 | 9.4 | 7.9 | 19.1 | 7.6 | 3.7 | 18.8 | 23.9 | 23 | 14.1 | 15 | 19.2 | 22.4 | 0
173 | 14.5 | 7 | 9.3 | 17.4 | 15.4 | 15.5 | 14.6 | 10.8 | 15.1 | 11.8 | 15.4 | 11.2 | 4.8 | 22.6 | 17.7 | 6.8 | 10.2 | 14.8 | 8.8 | 9.6 | 7.9 | 15.9 | 9.6 | 9.8 | 10 | 14.4 | 13 | 10 | 10.6 | 18 | 9.2 | 14.2 | 18 | 16.4 | 8.1 | 20.1 | 21.6 | 15.7 | 22 | 7 | 21.2 | 10.8 | 14.6 | 16.4 | 24 | 17.4 | 16.2 | 8.8 | 7.4 | 18.7 | 3.2 | 1.8 | 19.2 | 23.5 | 22.6 | 12.4 | 14.8 | 18.8 | 22.2 | 0
174 | 13.5 | 9.6 | 8.6 | 16.8 | 14.9 | 15.3 | 13.9 | 10.7 | 15 | 11.1 | 14.4 | 11.2 | 3.8 | 22.3 | 17.2 | 5.8 | 11.8 | 14.8 | 10 | 9.3 | 7.9 | 15.3 | 8.9 | 9.7 | 8.2 | 14.2 | 12.5 | 10.2 | 10.9 | 17.4 | 8.9 | 13.7 | 17.6 | 15.8 | 7.6 | 21.3 | 21.5 | 15.7 | 21.8 | 6.7 | 21 | 10.8 | 13.4 | 15.9 | 24 | 18.1 | 16.8 | 9.5 | 7.5 | 18.3 | 3.1 | 3.8 | 17.9 | 23.4 | 22.5 | 12.9 | 14.7 | 18.4 | 21.8 | 0
175 | 13.8 | 11.5 | 9 | 17.1 | 14.9 | 15.3 | 13.8 | 11.1 | 15.9 | 10.8 | 14.2 | 11.9 | 4 | 22.3 | 17 | 5.8 | 13.9 | 14.8 | 11.9 | 10.4 | 7.9 | 15.1 | 9.4 | 10.8 | 7.4 | 13.7 | 12.5 | 11.5 | 12.4 | 18 | 9.6 | 13.7 | 17.4 | 15.3 | 7.2 | 21.5 | 21.6 | 15.2 | 21.6 | 6.2 | 20.7 | 11.9 | 13.6 | 15.6 | 23.7 | 19.2 | 18.6 | 11 | 9.2 | 18.2 | 4.9 | 5.9 | 17.2 | 23.4 | 22.4 | 13.7 | 14.5 | 17.7 | 22 | 0
176 | 14 | 10.8 | 9.9 | 18.1 | 14.9 | 16.3 | 15.7 | 12.3 | 17.4 | 10.6 | 14.6 | 13.4 | 4.4 | 23.4 | 17.1 | 5.8 | 16.2 | 14.8 | 13.8 | 12 | 7.9 | 16.1 | 11 | 12.4 | 8.3 | 13.4 | 12.1 | 13.4 | 14.6 | 18.8 | 11.4 | 14.8 | 18.5 | 15.8 | 7.6 | 22.3 | 22 | 15.7 | 22.1 | 6 | 20.6 | 13.6 | 14.6 | 15.1 | 23.7 | 21 | 20.4 | 13.4 | 11.8 | 18.4 | 7 | 8.2 | 17.2 | 23.5 | 22.8 | 15.4 | 14.2 | 17.4 | 22.6 | 0
177 | 15.5 | 10.3 | 11.5 | 20 | 15.8 | 20 | 19.8 | 14.5 | 19.2 | 14.5 | 16.4 | 15.7 | 7.3 | 25 | 17.8 | 9.3 | 18.2 | 11.7 | 16.1 | 15.1 | 8.1 | 20.2 | 14.2 | 15.3 | 13.5 | 12 | 14 | 16.4 | 17.7 | 20.8 | 14.3 | 19.3 | 20.7 | 16.5 | 9.1 | 23.5 | 22.8 | 18.8 | 23.8 | 6.6 | 21.2 | 16.5 | 17.3 | 16.6 | 25.5 | 22.7 | 23.3 | 16.2 | 15.4 | 21.2 | 10.6 | 9.1 | 18.9 | 25.5 | 25.3 | 17.2 | 12.8 | 17.7 | 24.3 | 0
178 | 18.1 | 15.1 | 14.7 | 22 | 15.8 | 22.1 | 23.2 | 17.2 | 21.3 | 17.3 | 18.6 | 18.4 | 10.3 | 26.3 | 19.3 | 13.4 | 19.9 | 11.7 | 18.2 | 18 | 8.7 | 22.9 | 17.5 | 18.3 | 16.5 | 15 | 16 | 19 | 20.9 | 22.5 | 17.5 | 22.4 | 24.3 | 17.9 | 12 | 27.1 | 24.1 | 23.5 | 25 | 7 | 24 | 19.3 | 20 | 19 | 27.6 | 24.7 | 25.6 | 19.2 | 18.3 | 24.7 | 13.4 | 9.3 | 21.2 | 26.7 | 27.4 | 19.3 | 13.1 | 19.6 | 26.4 | 0
179 | 19.4 | 19.2 | 18.3 | 24 | 15.8 | 23.9 | 24.9 | 19.6 | 23.3 | 20.5 | 21.2 | 21 | 14.4 | 27.1 | 21.1 | 17 | 21.2 | 15.7 | 20.4 | 21 | 10.4 | 24.6 | 20.4 | 21.4 | 18.2 | 16.3 | 19.8 | 21.6 | 24 | 24.4 | 20.4 | 23.9 | 27 | 19.2 | 15.7 | 29.8 | 25.8 | 26.4 | 27 | 8.6 | 27 | 22 | 22.8 | 20.7 | 30 | 26.2 | 28 | 21.8 | 20.4 | 26.6 | 16 | 8.4 | 24 | 28.6 | 28.4 | 21 | 13.5 | 22 | 28.6 | 0
180 | 21.6 | 20.3 | 22 | 25.5 | 15.8 | 25 | 26.2 | 21.3 | 25.2 | 21.4 | 23 | 22.8 | 16.7 | 28.4 | 23 | 19.3 | 22.3 | 18 | 21.8 | 22.6 | 13.5 | 26.2 | 21.4 | 23.4 | 18.9 | 18.8 | 21.7 | 22.9 | 26.2 | 25.3 | 22.2 | 24.9 | 28.9 | 20.8 | 19 | 31.1 | 27.8 | 27.8 | 28.2 | 11.6 | 29.5 | 23.4 | 24.2 | 22 | 30.8 | 27.7 | 28.9 | 23.8 | 20.6 | 27.7 | 16.7 | 8 | 25.7 | 30.2 | 29.9 | 22.3 | 13.6 | 24.6 | 29.8 | 0
181 | 21.6 | 21.3 | 24.2 | 26.7 | 15.8 | 25.9 | 27.4 | 22.2 | 26.6 | 23.2 | 24.7 | 23.5 | 18.5 | 28.3 | 24.4 | 20.5 | 23 | 18.1 | 22.6 | 23.6 | 14.4 | 26.3 | 21 | 24.9 | 20.4 | 19.2 | 23.6 | 24 | 27.6 | 26.3 | 22.7 | 25.4 | 29.4 | 21.9 | 20 | 32.5 | 29.6 | 28.8 | 28.5 | 13.4 | 31.5 | 24.3 | 25.2 | 24.8 | 31.6 | 28.6 | 29.7 | 24.8 | 20.4 | 28.7 | 17.5 | 7.4 | 26.7 | 31.1 | 30.7 | 22.6 | 14.9 | 26.1 | 30.3 | 0
182 | 22.4 | 21.7 | 25.9 | 27.4 | 15.3 | 26.3 | 28.2 | 22.7 | 27.4 | 25.2 | 25.4 | 23 | 18.4 | 28 | 25.7 | 22.6 | 23 | 19 | 22.2 | 23.4 | 14.6 | 27.5 | 19.2 | 25.2 | 21.4 | 20.4 | 24.1 | 24 | 28 | 26.6 | 22 | 25.7 | 30.2 | 22.8 | 21 | 32.5 | 30.8 | 28.8 | 30 | 14.6 | 30.5 | 24 | 25.4 | 25.4 | 32.3 | 29.2 | 29.4 | 25 | 19.4 | 29.7 | 17.4 | 7.8 | 26.2 | 30.8 | 30.9 | 22.2 | 15.7 | 27.1 | 29.6 | 0
183 | 22 | 21.9 | 26.8 | 27.9 | 15.3 | 26.6 | 28.3 | 22.9 | 27.7 | 26.2 | 26.2 | 21.8 | 18.5 | 27.7 | 26.5 | 22.3 | 22.1 | 19.2 | 21.1 | 23.2 | 14.6 | 27.9 | 17.6 | 25.3 | 21.1 | 20.4 | 24.4 | 24.1 | 27.8 | 27.2 | 20.6 | 25.6 | 30.5 | 22.9 | 22 | 31.8 | 31.2 | 28.6 | 29.3 | 15 | 29.8 | 23.6 | 26.1 | 25.8 | 32.5 | 28.9 | 29.5 | 24.3 | 19.2 | 30 | 18.1 | 7.8 | 25.4 | 30.9 | 30.9 | 20.8 | 15.6 | 27.5 | 28.6 | 0
184 | 22 | 21.2 | 27.6 | 27.9 | 15.3 | 27 | 27.4 | 22.9 | 27.4 | 26.3 | 26.1 | 20.1 | 17.3 | 27.4 | 27.2 | 21.8 | 20.4 | 19.2 | 19.1 | 22.2 | 14.7 | 28 | 16.1 | 24.4 | 20.9 | 20.8 | 24.6 | 23.4 | 26.5 | 27 | 18.7 | 25.1 | 30.7 | 22.8 | 23 | 31 | 30.6 | 28.3 | 28.9 | 15 | 30 | 22.3 | 26.1 | 26 | 32.6 | 28.2 | 28.5 | 23.2 | 18.7 | 30 | 17.8 | 8 | 24.2 | 30.8 | 30.9 | 19.3 | 15.8 | 27.6 | 27.2 | 0
185 | 22 | 20.3 | 27.6 | 27.4 | 15.3 | 26.5 | 25.8 | 22.2 | 26.5 | 26.2 | 26 | 18.6 | 16.8 | 26.9 | 27.3 | 18.6 | 18 | 19.1 | 17 | 21.2 | 14.7 | 27.5 | 15.6 | 23.4 | 20.4 | 20.8 | 24.2 | 22.4 | 24.8 | 26.6 | 17 | 23.9 | 30.3 | 22 | 22 | 30.1 | 29.4 | 26.1 | 27.9 | 14.6 | 29.5 | 21 | 26.2 | 26 | 32.6 | 26.8 | 27.6 | 21.8 | 18.4 | 29.9 | 17.2 | 7.2 | 23.4 | 29.2 | 29.9 | 17.6 | 15.4 | 27.4 | 26.2 | 0
186 | 21.5 | 18 | 26.7 | 26.2 | 15.3 | 25.1 | 24.5 | 20.8 | 25.2 | 25.5 | 24.9 | 17.3 | 15.3 | 25.9 | 27 | 15.5 | 15.7 | 18.2 | 14.9 | 19.4 | 14.1 | 26.2 | 15.1 | 21.5 | 17.8 | 21.2 | 21.4 | 20.4 | 22.4 | 24.9 | 15.3 | 21.5 | 28.1 | 21.2 | 21 | 28.2 | 27.9 | 23.2 | 26.5 | 13 | 28 | 18.9 | 24.9 | 26 | 29.1 | 25.3 | 25.5 | 20.6 | 16.8 | 28.7 | 14.6 | 6.3 | 22.5 | 28.4 | 28.3 | 16.5 | 14.5 | 26.8 | 25.3 | 0
187 | 19.5 | 13.9 | 24.2 | 24.7 | 15.3 | 22.4 | 22.5 | 18.9 | 23.6 | 23.7 | 23.7 | 16.3 | 14.9 | 25.3 | 25.8 | 13 | 13.7 | 17.3 | 13.8 | 18 | 13.2 | 25.1 | 15 | 19.9 | 15.2 | 19.4 | 17.9 | 18.4 | 20.2 | 23.1 | 13.9 | 19.4 | 26.2 | 19.8 | 18 | 27.1 | 26.4 | 21.3 | 25.7 | 11.4 | 27 | 17 | 23.3 | 24.5 | 27.9 | 23.3 | 23.9 | 19.4 | 15 | 26.7 | 12.1 | 4.4 | 22.1 | 27.7 | 26.9 | 15.5 | 14.1 | 25.9 | 24.9 | 0
188 | 18.4 | 11.9 | 21.6 | 23 | 15.3 | 20.9 | 21.3 | 17 | 22 | 21.6 | 22 | 15.4 | 14 | 24.8 | 24.3 | 11.5 | 12.6 | 17.3 | 13.4 | 16.4 | 12.7 | 23.4 | 14.2 | 18 | 13.9 | 19 | 17.9 | 16.2 | 18 | 21 | 12.6 | 18.4 | 24.8 | 18.4 | 16 | 26.5 | 25.4 | 19.8 | 25.3 | 10 | 26.5 | 15 | 20.8 | 22 | 27.4 | 21.6 | 22 | 18.3 | 12.4 | 25 | 9 | 2.8 | 21.4 | 27.4 | 25.9 | 15 | 13.8 | 24.9 | 24.4 | 0
189 | 17 | 10.4 | 18.3 | 21.7 | 15.3 | 20 | 20.3 | 15.5 | 20.3 | 20.4 | 20.9 | 14.6 | 14.2 | 23.8 | 22.5 | 10.7 | 12.2 | 16.8 | 13.8 | 15.7 | 12.4 | 22.4 | 13.5 | 17 | 12.9 | 17 | 17.7 | 14.9 | 16.6 | 20 | 11.6 | 17.4 | 23.5 | 16.7 | 15 | 24.8 | 24.8 | 19 | 25 | 9.2 | 25.3 | 14 | 19 | 20.4 | 26.5 | 19.8 | 21.3 | 17.2 | 10.7 | 23.7 | 7.7 | 1.1 | 21.1 | 27.1 | 25.4 | 14.3 | 13.4 | 23.8 | 24.2 | 0
190 | 17.4 | 10.2 | 15.9 | 20.8 | 15.3 | 18.9 | 19.3 | 14.4 | 19 | 18.2 | 19.6 | 13.9 | 13.2 | 23.4 | 21.3 | 10.6 | 12.3 | 16.8 | 14 | 14.9 | 12 | 21.1 | 12.2 | 15.9 | 12.4 | 16.2 | 17.4 | 13.8 | 15.6 | 19.3 | 10.7 | 16.6 | 22.6 | 15.8 | 13 | 23.5 | 24.6 | 18 | 25 | 8.6 | 24.9 | 13.1 | 17.4 | 19.6 | 24.6 | 18.7 | 20.4 | 16.1 | 9.3 | 23.1 | 6.6 | 0.4 | 20.3 | 26.8 | 25.2 | 13.9 | 13.1 | 22.8 | 23.6 | 0
191 | 16.9 | 9.7 | 14.4 | 20.6 | 15.3 | 18.1 | 18.5 | 13.3 | 18.2 | 16.7 | 19 | 13.2 | 12.4 | 22.9 | 20.6 | 10.2 | 12.4 | 15.7 | 13.8 | 14.6 | 11.4 | 19.4 | 11.4 | 15.2 | 11.8 | 15.4 | 16.3 | 13.4 | 15 | 19.6 | 10.4 | 15.9 | 22.2 | 15.4 | 13 | 22.8 | 24.4 | 17.4 | 24.9 | 8.6 | 24.5 | 13 | 17 | 19 | 23.8 | 18 | 20 | 14.8 | 9.2 | 22.2 | 7 | 0.2 | 20 | 26.4 | 24.9 | 13.4 | 12.7 | 22.1 | 23.1 | 0
192 | 15.5 | 9.3 | 12.9 | 20.5 | 14.9 | 17.4 | 18 | 12.6 | 17.4 | 16.3 | 18.2 | 12.6 | 9.9 | 22.4 | 19.9 | 9.6 | 12.3 | 15.7 | 12.5 | 13.6 | 10.6 | 18.9 | 10.6 | 13.9 | 11.4 | 14.3 | 16.3 | 12.6 | 14.2 | 19.6 | 10.3 | 15.3 | 20.8 | 16.1 | 12.5 | 21.8 | 24.1 | 17.3 | 24.8 | 8.2 | 23.9 | 12.6 | 16.6 | 18 | 23 | 18 | 18.6 | 13.6 | 9.1 | 21.7 | 6.6 | 0.9 | 19.5 | 25.6 | 24.7 | 13.4 | 12.4 | 21.4 | 22.3 | 0
193 | 15.9 | 10.5 | 11.8 | 20.4 | 14.8 | 18.9 | 17.4 | 12.2 | 16.9 | 16 | 17.8 | 12.3 | 8.2 | 22.4 | 19.3 | 9.3 | 11.5 | 15.7 | 10.8 | 12.9 | 10.7 | 18.1 | 10.5 | 13 | 11.4 | 13.7 | 14.8 | 12.2 | 13.5 | 19.8 | 10.5 | 14.9 | 19.8 | 16.9 | 12 | 21.5 | 23.6 | 16.8 | 24.5 | 8.2 | 23.5 | 12.4 | 17 | 17.1 | 22.5 | 17.9 | 17.5 | 12.2 | 9.4 | 20.7 | 6.5 | 1.2 | 19.7 | 25.6 | 24.4 | 13.2 | 12.2 | 20.8 | 22 | 0
194 | 14.9 | 8 | 11.1 | 20 | 14.8 | 18.9 | 17.2 | 11.8 | 16.6 | 14.7 | 17.2 | 12 | 6 | 22.3 | 18.8 | 9.5 | 10.6 | 15.5 | 9 | 11.6 | 10.7 | 16.9 | 10.4 | 11.6 | 11.4 | 13.3 | 14.2 | 11.2 | 12.4 | 19.4 | 10.6 | 14.4 | 19.3 | 17.8 | 11.5 | 20.8 | 23 | 16.5 | 24 | 8.3 | 22.8 | 11.8 | 16.8 | 16 | 21.7 | 18 | 16 | 11 | 9 | 20.3 | 5.2 | 1.5 | 19.8 | 25.1 | 23.9 | 13.2 | 12.5 | 20.5 | 21.8 | 0
195 | 13.5 | 6.3 | 10.4 | 19.3 | 14.8 | 18.9 | 16.6 | 11.3 | 16.3 | 14.2 | 16.9 | 11.8 | 5.6 | 22.8 | 18.3 | 8.5 | 9.7 | 15.4 | 8.1 | 10.9 | 10.4 | 16.4 | 10.6 | 10.9 | 11.4 | 13 | 14.1 | 10.7 | 11.6 | 19.2 | 10.4 | 14.4 | 18.8 | 17.8 | 11 | 20.3 | 22.4 | 16.1 | 23.7 | 8.3 | 21.3 | 11.5 | 16.7 | 16 | 21.5 | 17.6 | 15.7 | 9.8 | 8.7 | 20.3 | 4.6 | 1 | 20.2 | 24.7 | 23.5 | 12.8 | 12.4 | 20.2 | 22.1 | 0
196 | 13 | 5.3 | 9.7 | 18.3 | 14.8 | 18.7 | 16.2 | 10.7 | 16 | 14.3 | 16.1 | 11.4 | 4.7 | 21.5 | 18.1 | 8.3 | 9.5 | 14.3 | 7.9 | 9.9 | 10.4 | 16.2 | 10.1 | 10 | 11.4 | 12.3 | 14.1 | 10 | 10.7 | 18.4 | 9.8 | 13.9 | 18.2 | 17.4 | 10.5 | 20 | 21.9 | 15.1 | 23.2 | 8.3 | 21 | 10.9 | 15.6 | 16 | 21.4 | 17.5 | 15.3 | 9 | 7.7 | 19.8 | 3.3 | 1.2 | 19.9 | 24.5 | 23.4 | 12.6 | 12.4 | 19.8 | 22.1 | 0
197 | 12.5 | 4.6 | 9.2 | 16.4 | 14.7 | 17.4 | 16 | 10.1 | 15.6 | 13.4 | 16.6 | 10.4 | 6 | 21.4 | 18.2 | 7.6 | 12.2 | 14.3 | 12.8 | 12.6 | 10.5 | 15.4 | 9.6 | 10.6 | 10.4 | 11.5 | 14.1 | 9 | 11 | 17.4 | 8.6 | 13.4 | 17.9 | 12.8 | 10 | 19.9 | 21 | 14.4 | 23 | 8 | 20.7 | 11.4 | 14.4 | 15.3 | 21.4 | 17.8 | 16.4 | 12.6 | 7.4 | 19.2 | 4 | 0 | 18 | 24.2 | 23.4 | 12 | 12.7 | 19.4 | 21.4 | 0
198 | 11.6 | 4.3 | 8.7 | 16.4 | 14.7 | 17.3 | 15.5 | 9.7 | 15.2 | 13 | 15.9 | 10.7 | 4.9 | 21.4 | 18.3 | 6.6 | 12.6 | 14.3 | 13.1 | 12.2 | 10.7 | 15.4 | 10.5 | 9.9 | 10.4 | 11.3 | 13.1 | 9 | 11.5 | 14.7 | 10.6 | 13 | 17.5 | 12.9 | 9.5 | 19.5 | 20.3 | 14.8 | 22.5 | 7.8 | 20.1 | 11.7 | 13.3 | 15 | 21.2 | 17.5 | 16 | 12.5 | 8 | 18.9 | 4.2 | 2.5 | 16.6 | 24.3 | 23.2 | 12.4 | 12.4 | 19 | 21.3 | 0
199 | 10.6 | 3.8 | 9.4 | 17.2 | 14.7 | 17.1 | 15.5 | 10.1 | 15.8 | 12.9 | 15.6 | 11.8 | 5.4 | 21.2 | 18.2 | 7 | 13.1 | 14.3 | 13.7 | 12.7 | 10.9 | 14.7 | 12.6 | 10.9 | 10.3 | 10.8 | 13.1 | 10.2 | 13.6 | 13.9 | 12.4 | 12.9 | 17.3 | 13.2 | 8.7 | 20.5 | 20.9 | 15.1 | 22.5 | 7.6 | 19.7 | 13 | 13.4 | 14.5 | 21.7 | 18 | 16.8 | 12.6 | 10.2 | 18.9 | 5.1 | 5.4 | 16.4 | 24 | 22.9 | 14.4 | 12.1 | 18.2 | 21.9 | 0
200 | 11 | 3.4 | 10.7 | 18.4 | 14.7 | 17.5 | 15.6 | 11.6 | 17 | 12.9 | 16.2 | 13.4 | 6.6 | 22.4 | 18.2 | 6.6 | 13.6 | 14.3 | 15.2 | 13.4 | 11.2 | 15.5 | 15 | 12.6 | 10.3 | 10.8 | 12.9 | 12.2 | 16.4 | 13.2 | 15 | 14.3 | 17.9 | 14 | 9 | 21.3 | 22.6 | 15.5 | 22.5 | 7.6 | 19.7 | 14.6 | 14.8 | 14.1 | 22.1 | 19 | 19 | 13.4 | 12.6 | 19.7 | 6.4 | 8.2 | 16.4 | 24.1 | 23.8 | 16.4 | 12.4 | 17.9 | 23.4 | 0
201 | 13.2 | 11.1 | 12.6 | 20.2 | 15.1 | 20.1 | 16.7 | 14.4 | 18.7 | 13.4 | 17.2 | 15.9 | 9.8 | 24.4 | 18.6 | 8.8 | 14.1 | 12.5 | 16.8 | 15.8 | 12.6 | 20.9 | 17.7 | 16.5 | 13.7 | 11 | 14.2 | 15.1 | 20.5 | 15.9 | 16.1 | 19.3 | 21.3 | 15.2 | 10 | 23 | 25.8 | 19 | 24.8 | 7.5 | 21.6 | 17.2 | 17.9 | 16.1 | 23.2 | 20.6 | 22.2 | 14.8 | 16 | 22.8 | 8.8 | 10.2 | 18.4 | 26.3 | 25.7 | 19.4 | 12.9 | 18.3 | 25.3 | 0
202 | 15.7 | 14.2 | 14.9 | 22 | 15.1 | 22 | 19.8 | 17.7 | 20.9 | 18.3 | 18.8 | 18.4 | 12.9 | 26.6 | 19.7 | 13.8 | 14.5 | 12.5 | 18.8 | 18.2 | 13 | 24 | 19.5 | 20.2 | 16.5 | 13.6 | 17.6 | 18.1 | 24.1 | 18.5 | 17.6 | 22.3 | 24.2 | 17.2 | 14 | 25.2 | 29 | 22.4 | 25.9 | 7.5 | 24.8 | 19.4 | 21.6 | 18.7 | 24.4 | 22.3 | 25.7 | 16.6 | 18.2 | 25.3 | 11.5 | 11.4 | 20.3 | 28.3 | 27 | 21 | 13.3 | 20.3 | 27.3 | 0
203 | 19.5 | 16.9 | 17.6 | 23.8 | 15.1 | 23.8 | 22.9 | 20.8 | 23.1 | 22.4 | 20.4 | 21 | 16.4 | 28 | 21.2 | 17.5 | 14.8 | 12.5 | 20.4 | 21.2 | 14 | 25.4 | 20.6 | 24.2 | 17.7 | 19 | 20.2 | 20.8 | 27.4 | 22.6 | 18.1 | 24.3 | 27.5 | 19.6 | 17 | 27.7 | 32 | 25.7 | 27.9 | 8.6 | 27.8 | 21.4 | 25.4 | 22 | 25.8 | 23.8 | 28.6 | 18.6 | 20 | 27.3 | 14.4 | 11.8 | 22.8 | 30.1 | 28.5 | 22 | 14.1 | 23 | 28.8 | 0
204 | 20.6 | 13.1 | 20.4 | 25.1 | 15.2 | 24.9 | 24.7 | 22.9 | 24.9 | 24.9 | 22.2 | 22.6 | 18 | 27.6 | 22.9 | 20 | 15 | 12.5 | 21.9 | 22.8 | 15 | 26.2 | 20.5 | 26.1 | 18.8 | 20 | 23.1 | 22.6 | 28.9 | 24.5 | 19.8 | 25.3 | 28.7 | 22.3 | 19 | 30.2 | 33.3 | 27.7 | 29.8 | 10.2 | 29.5 | 22.2 | 28.1 | 23.6 | 27.1 | 24.7 | 30.5 | 20.3 | 20 | 28.8 | 16.3 | 11.9 | 23.9 | 30.9 | 29.6 | 21 | 15.9 | 25.9 | 29.6 | 0
205 | 22.7 | 20.5 | 23.2 | 26.1 | 15.2 | 25.5 | 26.5 | 24.1 | 25.8 | 26.6 | 23.6 | 23.5 | 19.2 | 28.3 | 24.4 | 21.4 | 15 | 12.5 | 22.5 | 24.1 | 16.3 | 26.7 | 20.1 | 27.5 | 20.2 | 21.5 | 23.6 | 23.7 | 29.7 | 26.7 | 20.4 | 26.3 | 29 | 24.2 | 22 | 31.7 | 33.5 | 28.5 | 29 | 12 | 30 | 22.4 | 29.7 | 25.2 | 29.1 | 25.3 | 31.2 | 21.2 | 20 | 29.9 | 17.4 | 11.6 | 25.1 | 31.8 | 29.5 | 19.9 | 16.1 | 27.8 | 29.5 | 0
206 | 22.7 | 21.4 | 25.9 | 26.6 | 15.3 | 25.7 | 27.4 | 24.6 | 26.2 | 27.4 | 24.6 | 23.2 | 19 | 28.6 | 25.9 | 22.5 | 15 | 12.5 | 22.6 | 24 | 16.5 | 26.9 | 19.4 | 27 | 20.7 | 22.2 | 25.3 | 24 | 29 | 26.8 | 21.2 | 26.3 | 29.4 | 25.2 | 23 | 33 | 32.4 | 28.1 | 29.5 | 13.2 | 30 | 21.8 | 29.9 | 26 | 30 | 25.4 | 31 | 21.4 | 19.3 | 30.8 | 17 | 11.2 | 25.2 | 32.6 | 30.4 | 18.4 | 16.8 | 29.2 | 28.8 | 0
207 | 22.8 | 21.6 | 28.1 | 26.7 | 16.6 | 25.2 | 28 | 24.8 | 26.2 | 27.5 | 24.7 | 22.3 | 19.3 | 28 | 27 | 22.1 | 14.9 | 12.5 | 21.6 | 24.1 | 16.7 | 26.9 | 19.1 | 26.8 | 21.6 | 23.5 | 26.2 | 24 | 28.4 | 27.9 | 19.9 | 25.9 | 29.8 | 24.7 | 23.8 | 33.2 | 31.3 | 28.1 | 28.9 | 13.2 | 29.7 | 21.3 | 29.6 | 26.3 | 30.9 | 25.3 | 30.3 | 20.8 | 19.5 | 30.9 | 16 | 10.4 | 26.1 | 30 | 30.7 | 18.3 | 17.4 | 29.9 | 27.8 | 0
208 | 23.1 | 21.4 | 29.5 | 26.2 | 17.6 | 26.1 | 27.5 | 24.7 | 25.9 | 27.8 | 24 | 20.8 | 18.6 | 27.5 | 27.8 | 20.5 | 14.7 | 12.5 | 20.2 | 23.2 | 16.8 | 26.8 | 18.2 | 25.5 | 22.1 | 23.8 | 25.2 | 23.2 | 27 | 26.8 | 18.5 | 25.5 | 29.9 | 23.3 | 24 | 32.2 | 29.9 | 27.7 | 28.9 | 13.6 | 28.6 | 20.4 | 28.6 | 26.6 | 30.8 | 24.7 | 29.5 | 19.8 | 19 | 31.3 | 14.3 | 9.4 | 26.1 | 30 | 30.7 | 18 | 17.7 | 30.1 | 26.7 | 0
209 | 22.6 | 20.2 | 29.7 | 25.2 | 16.6 | 25.9 | 26 | 23.8 | 25.3 | 27.6 | 22.4 | 19.4 | 18.4 | 26.8 | 28.1 | 18.8 | 14.4 | 12.5 | 18.4 | 22.6 | 16.7 | 26.4 | 17.2 | 24.6 | 21.1 | 23.8 | 24.5 | 22.2 | 26 | 26 | 15.8 | 24.3 | 29.5 | 21.2 | 23 | 30.2 | 29 | 25.3 | 28.2 | 13.3 | 27.8 | 19.8 | 27.6 | 26 | 30.6 | 23.8 | 28.6 | 18.8 | 18.6 | 30.8 | 13 | 8.2 | 26.2 | 29.5 | 30 | 18.4 | 17.1 | 29.8 | 25.6 | 0
210 | 21.2 | 16.9 | 28.6 | 23.6 | 15.6 | 24.3 | 24.6 | 22.1 | 24.5 | 26 | 20.3 | 17.9 | 16.9 | 25.4 | 27.8 | 15.7 | 14 | 13 | 16.9 | 20.9 | 16.8 | 24.3 | 15.2 | 22.5 | 18.2 | 23 | 22.3 | 20.4 | 24.3 | 22.7 | 14.3 | 21.3 | 27.6 | 19.4 | 21.4 | 28.5 | 27.7 | 23.2 | 26.8 | 13.2 | 26.8 | 18.7 | 26.1 | 25 | 28.1 | 22.3 | 27.6 | 18 | 16.6 | 29.6 | 11.9 | 7.3 | 24.7 | 28.3 | 28.5 | 17.5 | 15.8 | 29.1 | 24.5 | 0
211 | 19.1 | 12.6 | 25.8 | 21.8 | 15.5 | 22.3 | 23 | 20 | 23.2 | 23.9 | 17.6 | 16.9 | 15.8 | 24.7 | 26.7 | 13.1 | 13.7 | 13 | 15.2 | 19.6 | 16 | 23 | 13.1 | 20.9 | 16.2 | 21 | 18.7 | 18.5 | 23.1 | 20.5 | 12.5 | 19.3 | 25.8 | 18 | 19.5 | 27.2 | 26.6 | 21.7 | 25.9 | 11.7 | 26.7 | 18 | 24.6 | 22.8 | 27.1 | 20.7 | 26.2 | 17.3 | 14.8 | 27.3 | 11.6 | 6.8 | 23.4 | 27.5 | 27.5 | 16.6 | 14.8 | 28 | 23.4 | 0
212 | 17.7 | 9.8 | 22.8 | 20 | 15.2 | 21 | 21.8 | 17.9 | 22 | 22.1 | 15.2 | 16 | 14 | 24.3 | 25.6 | 11.8 | 13.4 | 13 | 14 | 17.8 | 15.4 | 22.4 | 11 | 18.8 | 14.8 | 19.2 | 16.4 | 16.4 | 21.5 | 17.6 | 12 | 18.3 | 25.2 | 17.2 | 17.9 | 26.5 | 25.2 | 21.6 | 25.4 | 10.5 | 25.7 | 17 | 22.6 | 20.8 | 26.4 | 19.2 | 24.4 | 16.8 | 12.4 | 25.8 | 11.6 | 6.8 | 21.2 | 27.4 | 26.5 | 15 | 14.1 | 26.7 | 22.2 | 0
213 | 16.2 | 8.6 | 19.1 | 18.7 | 14.6 | 20.1 | 21.4 | 16.3 | 20.4 | 20.5 | 13.3 | 15.6 | 13.2 | 23.8 | 24.1 | 11.3 | 13.2 | 13 | 12.7 | 16.8 | 14.8 | 22 | 10 | 17.9 | 14.1 | 18.1 | 16.2 | 14.8 | 20.7 | 17.6 | 10.9 | 17.3 | 24.1 | 16.5 | 16 | 25.5 | 24.4 | 20.6 | 24.9 | 9.5 | 25 | 16.7 | 20.8 | 19.6 | 25.4 | 18.3 | 22.4 | 16.2 | 11.5 | 24.6 | 11.9 | 6.9 | 20.2 | 26.8 | 25.5 | 14.5 | 13.3 | 25.3 | 21.2 | 0
214 | 14.5 | 7.8 | 16.6 | 18 | 14.1 | 20.5 | 20.6 | 15.4 | 19.3 | 18.3 | 12.6 | 15 | 12 | 23 | 23 | 10.5 | 13 | 13 | 12.2 | 15.4 | 14.5 | 21 | 9.5 | 16.6 | 13.7 | 17.1 | 15 | 13.5 | 19.4 | 17.4 | 10.9 | 16.5 | 23.5 | 16.2 | 15 | 24.8 | 23.5 | 19.4 | 24.4 | 8.5 | 24.5 | 16 | 19.1 | 19.2 | 25.2 | 17.9 | 20.7 | 15.5 | 10.7 | 23.3 | 11.5 | 6.8 | 19 | 26.6 | 25.1 | 13.7 | 12.5 | 23.9 | 20.6 | 0
215 | 15.1 | 7.5 | 15.5 | 17.8 | 14.6 | 19.8 | 20 | 14.5 | 18.8 | 17 | 13 | 14.4 | 11.6 | 22.3 | 22.2 | 10.2 | 12.8 | 13 | 12 | 14.6 | 14.3 | 20 | 10 | 16 | 13.6 | 16.6 | 15.1 | 12.8 | 18.5 | 19 | 10.4 | 15.8 | 22.8 | 15.6 | 14 | 24 | 23.4 | 18.5 | 23.9 | 8.4 | 23.8 | 15.6 | 18 | 18.7 | 24.6 | 18.2 | 19.6 | 14.8 | 11 | 22.7 | 10.6 | 6 | 19 | 26.2 | 25.1 | 14 | 11.8 | 22.6 | 20.6 | 0
216 | 13.9 | 7.5 | 14.4 | 17.8 | 14.6 | 19 | 19.9 | 13.6 | 18.3 | 16 | 14.6 | 13.4 | 10.3 | 21.7 | 21.4 | 10.2 | 12.5 | 13 | 12.6 | 13.2 | 13.5 | 18.9 | 10.2 | 14.5 | 13.6 | 16 | 14.2 | 12.2 | 16.7 | 18.9 | 10.9 | 15.3 | 21.2 | 15.2 | 13.5 | 23.2 | 23.1 | 18.7 | 23.4 | 8.4 | 22.7 | 14.5 | 17.3 | 18 | 24.1 | 18.6 | 19.2 | 14.2 | 10.4 | 21.7 | 8.7 | 4.5 | 18.5 | 25.8 | 25.1 | 13.5 | 11 | 21.3 | 21.2 | 0
217 | 12.9 | 7 | 13.6 | 17.8 | 14.6 | 18.7 | 18.3 | 12.9 | 17.9 | 15.7 | 16.2 | 12.4 | 9.7 | 21.5 | 20.8 | 9.5 | 12.3 | 13 | 13 | 12.7 | 13.4 | 18.3 | 10.5 | 13.7 | 13.1 | 16 | 12.8 | 11.7 | 15.2 | 19.8 | 10.3 | 15 | 20.2 | 14.5 | 12.9 | 23.2 | 23.3 | 18.4 | 23.1 | 8.1 | 22.1 | 13.6 | 17.1 | 17.6 | 23.5 | 19 | 19.1 | 13.7 | 10 | 21.3 | 7 | 2.3 | 18.9 | 25.4 | 25.2 | 13.4 | 10.3 | 20.3 | 21.9 | 0
218 | 12.1 | 6 | 13.1 | 17.6 | 14.6 | 18.2 | 18 | 12.2 | 17.8 | 15.3 | 17.6 | 11.4 | 8.4 | 21.3 | 20.3 | 9.5 | 12 | 12.1 | 13.6 | 12 | 13 | 17.7 | 10 | 12.2 | 12.7 | 15.6 | 12.2 | 11 | 13.2 | 19 | 10.2 | 14.8 | 19.3 | 14 | 12.4 | 22.7 | 23 | 17.9 | 22.4 | 8.1 | 21.8 | 12.4 | 16.9 | 16.1 | 23.4 | 19 | 19 | 13.4 | 8.6 | 21.3 | 5.2 | 0.2 | 18.6 | 25.4 | 25.2 | 12.4 | 10.1 | 19.8 | 22.4 | 0
219 | 12.7 | 5.5 | 12.6 | 17.2 | 14.6 | 18.2 | 17.8 | 11.7 | 17.7 | 15 | 17.9 | 10.8 | 7.9 | 20.7 | 19.8 | 9.2 | 11.9 | 12.1 | 13.4 | 12.4 | 12.7 | 16.9 | 9.7 | 11.8 | 12.8 | 15.6 | 11.7 | 10.3 | 12 | 19.5 | 8.8 | 14.8 | 18.6 | 13.4 | 11.9 | 22 | 22.7 | 17.5 | 22.3 | 8 | 21.5 | 11.8 | 16.6 | 15.1 | 23.5 | 18.8 | 18.4 | 13.1 | 7.9 | 20.8 | 4.4 | 1.2 | 19 | 25.4 | 25.2 | 12.2 | 9.6 | 19.3 | 22.4 | 0
220 | 12.7 | 5.5 | 12 | 16.7 | 14.5 | 18.4 | 17.8 | 11.6 | 17.2 | 14.7 | 17.6 | 10.3 | 6.6 | 20.7 | 19.3 | 9.8 | 11.9 | 12.1 | 13.2 | 12.3 | 12.4 | 16.4 | 9.2 | 10.8 | 12.8 | 15.2 | 11.7 | 9.4 | 10.9 | 18.1 | 8.7 | 14.6 | 18 | 13.1 | 11.4 | 22.2 | 21.8 | 17.4 | 22.1 | 8 | 21 | 11.2 | 15.5 | 15.1 | 23.6 | 18.2 | 17.4 | 12.9 | 7 | 19.8 | 3.8 | 1.3 | 18.4 | 25.1 | 25.2 | 11.5 | 9.3 | 18.8 | 22 | 0
221 | 11.7 | 5.5 | 11.1 | 14.4 | 14.1 | 18.6 | 17.6 | 11.5 | 16.4 | 13.9 | 7.4 | 11.4 | 8.6 | 20.6 | 18.7 | 9.3 | 13.2 | 12 | 9.8 | 12.4 | 12 | 16 | 7 | 12 | 13.3 | 15 | 11.5 | 10 | 15 | 14.4 | 8.6 | 14.7 | 17.4 | 11.6 | 11 | 22.2 | 19.4 | 17.1 | 21.9 | 8 | 20.8 | 12 | 14.4 | 14.2 | 23.1 | 13.4 | 16.4 | 11.8 | 9.2 | 19.8 | 9.4 | 6.6 | 18 | 24.9 | 25 | 11.8 | 9.1 | 18.5 | 18 | 0
222 | 11.2 | 5.5 | 10.2 | 14.4 | 14.1 | 18.9 | 17.2 | 11.6 | 15.6 | 13.9 | 6.5 | 11 | 7.5 | 20.3 | 18.1 | 8.5 | 14.1 | 12 | 10.6 | 13 | 11.7 | 15.9 | 7.9 | 11.3 | 13.6 | 14.1 | 11.5 | 9.9 | 14.9 | 12.9 | 9.7 | 14.3 | 17.1 | 11 | 10.4 | 22.2 | 19.9 | 17.1 | 21.7 | 8 | 20.6 | 11.8 | 13.5 | 14.1 | 23 | 13.9 | 16.3 | 11.5 | 9.5 | 19.8 | 8.1 | 7.7 | 17 | 24.9 | 25 | 12.6 | 9 | 18.2 | 18.6 | 0
223 | 11.1 | 6 | 10.9 | 15 | 14.2 | 19 | 16.9 | 12.1 | 15.8 | 13.5 | 7 | 11.8 | 7.4 | 20.5 | 17.9 | 7.9 | 14.8 | 12 | 12.2 | 13.5 | 11.7 | 15.4 | 9.4 | 12.4 | 13.2 | 14 | 11.7 | 11.3 | 16.1 | 12.5 | 11.3 | 14.3 | 16.7 | 10.7 | 10 | 22.2 | 21.2 | 16.9 | 21.5 | 8 | 20.4 | 12.6 | 14 | 14.1 | 23.1 | 14.8 | 17.3 | 12 | 11.3 | 19.3 | 8.4 | 8.5 | 17 | 24.6 | 24.9 | 13.6 | 9.1 | 18 | 20.2 | 0
224 | 10.7 | 6.6 | 12.5 | 16 | 14.4 | 19.2 | 16.9 | 13.6 | 16.9 | 13 | 8 | 13.2 | 7.8 | 26.9 | 18.1 | 7.5 | 15.8 | 12 | 14.4 | 13.6 | 11.7 | 15.4 | 12.2 | 14.2 | 12.6 | 14 | 12 | 13.4 | 17.8 | 12.4 | 13.8 | 15 | 17.4 | 11.4 | 8 | 21.7 | 23 | 17.2 | 21.8 | 8 | 19.7 | 14.2 | 15.8 | 13.5 | 23.1 | 17 | 19 | 13.2 | 13.2 | 19.5 | 9.6 | 9.6 | 17 | 24.7 | 25 | 15.2 | 9.3 | 18.2 | 22.4 | 0
225 | 13.8 | 8.5 | 15 | 17.7 | 15.5 | 20.2 | 19.8 | 16.2 | 18.7 | 14 | 10.9 | 16.1 | 10.2 | 24.4 | 18.8 | 10.5 | 16.4 | 10.7 | 16.9 | 14 | 11.4 | 20.3 | 14.7 | 18.2 | 13.7 | 12.4 | 14.4 | 16.9 | 21.1 | 14.3 | 16.1 | 20.6 | 21.7 | 12.2 | 10 | 23.5 | 25.5 | 19.2 | 22.6 | 7.7 | 20.9 | 16.8 | 19.1 | 14.8 | 25.4 | 18.6 | 21.6 | 15.3 | 16.1 | 23.5 | 12.9 | 9.2 | 18.8 | 26.4 | 25.6 | 17 | 10.6 | 19 | 25.2 | 0
226 | 17.3 | 11.4 | 18.3 | 19.7 | 16.1 | 20.7 | 21.1 | 19.3 | 21.2 | 18.3 | 13.5 | 19 | 12.9 | 27.3 | 20.1 | 13 | 17.5 | 10.7 | 19.2 | 14.9 | 11.7 | 23 | 17.3 | 21.9 | 16.2 | 15.4 | 17.4 | 20.1 | 24.2 | 16.4 | 18.7 | 23.3 | 24.9 | 13.6 | 13 | 27.1 | 28 | 20.2 | 25.4 | 7.5 | 23.8 | 19.4 | 22.6 | 17.1 | 27.3 | 20.6 | 24.1 | 17.4 | 17.8 | 26.1 | 16.1 | 8.7 | 20.5 | 27.9 | 26.5 | 19.3 | 11.8 | 20.9 | 27.6 | 0
227 | 20 | 13.8 | 21.8 | 22 | 18.1 | 21.2 | 24 | 22.2 | 23.3 | 21.7 | 16.6 | 22 | 16.4 | 28.3 | 21.6 | 15.9 | 18.4 | 10.7 | 21 | 16.8 | 12.4 | 25.3 | 19 | 25.6 | 17.7 | 18.7 | 21.7 | 23 | 27.4 | 19.4 | 20.6 | 24.7 | 27.4 | 14.8 | 16 | 30.4 | 30.4 | 21.2 | 27 | 9 | 27.2 | 22 | 25.9 | 19.7 | 27.3 | 21.8 | 26.6 | 19.6 | 19.4 | 28 | 19.4 | 7.4 | 23 | 29.8 | 28.1 | 21.4 | 13.1 | 23.1 | 29.4 | 0
228 | 21.5 | 15.2 | 25 | 23.8 | 19.6 | 21.8 | 26.3 | 24.1 | 24.4 | 24.5 | 18 | 23.4 | 18.6 | 29 | 23.2 | 18.5 | 19.7 | 11.5 | 22.3 | 19.2 | 13.4 | 25.8 | 20.4 | 26.9 | 19.1 | 20.8 | 24.1 | 24.2 | 29 | 21.2 | 22.2 | 24.7 | 27.9 | 16.3 | 18 | 31.4 | 32 | 21.9 | 28.7 | 10.6 | 29.4 | 23.6 | 27.9 | 21.3 | 28.1 | 23.5 | 28.3 | 21.1 | 19.4 | 29.1 | 20.6 | 7.1 | 24.1 | 29.4 | 29.7 | 23.3 | 14.3 | 25.5 | 30.1 | 0
229 | 23.3 | 17.1 | 27.1 | 25.3 | 20.7 | 22.8 | 27 | 25.1 | 23 | 27.1 | 19.2 | 23.9 | 20.4 | 28.9 | 24.5 | 20.8 | 20.2 | 11.5 | 22.9 | 21.7 | 14.3 | 26 | 20.4 | 27.5 | 20.2 | 21.2 | 26.3 | 24.7 | 29.9 | 23 | 22.6 | 25.3 | 28.4 | 17.4 | 20 | 32 | 33 | 23.5 | 29 | 13 | 29.3 | 24.6 | 29.1 | 22.1 | 28.2 | 24.4 | 29.6 | 22 | 19.6 | 30.2 | 21.1 | 6.8 | 25.3 | 30.1 | 29.6 | 24.1 | 14.5 | 27.2 | 30.1 | 0
230 | 23.9 | 18.7 | 28.6 | 25.8 | 20.6 | 23.6 | 28 | 25.3 | 21.2 | 28.4 | 19.2 | 23 | 20.6 | 28.7 | 25.5 | 20.4 | 20.2 | 11.7 | 23 | 23.4 | 15 | 26.4 | 20 | 26.4 | 23.2 | 22.2 | 26.1 | 24 | 29.4 | 23.4 | 22.2 | 25.3 | 29.1 | 18.4 | 22 | 30.9 | 33 | 28.7 | 29.7 | 13.8 | 29.7 | 24.6 | 29.2 | 23.1 | 29.7 | 25.4 | 30 | 22.2 | 19.2 | 31.4 | 20.2 | 7.6 | 25.2 | 31 | 30.6 | 24 | 14.8 | 28.4 | 29.4 | 0
231 | 23.8 | 19.1 | 29.5 | 25.8 | 20.5 | 24.1 | 28.4 | 25.2 | 19.6 | 28.4 | 19.9 | 22 | 20.9 | 27.7 | 26.3 | 20.9 | 18.8 | 11.7 | 22.6 | 24.1 | 15.8 | 26.8 | 18.3 | 26 | 21.9 | 23.3 | 25.9 | 23.6 | 29 | 24.1 | 20.5 | 25.3 | 29.2 | 18.7 | 22 | 30.9 | 32.6 | 28.7 | 29.3 | 15.2 | 28.2 | 24.2 | 29.1 | 23.2 | 30.6 | 25.1 | 30.1 | 22 | 19.7 | 31.8 | 19.8 | 7.6 | 25.7 | 30 | 30.6 | 22.6 | 14.4 | 29.1 | 28.7 | 0
232 | 23 | 19 | 30.2 | 24.9 | 20 | 24.1 | 27.5 | 24.8 | 20.7 | 28.4 | 19.6 | 20.4 | 20 | 27.2 | 27 | 20 | 17.2 | 11.7 | 21.7 | 23.4 | 16 | 26.5 | 16.9 | 24.9 | 21.2 | 23.4 | 26.4 | 22.6 | 27.8 | 23.5 | 18.7 | 24.7 | 28.9 | 18.7 | 23 | 30.9 | 31.3 | 23.1 | 28.5 | 15.3 | 27.8 | 23.2 | 28.5 | 23.5 | 30.5 | 24.8 | 29.2 | 21.2 | 19.4 | 31.7 | 18.6 | 7.8 | 25.2 | 30 | 30.6 | 20.6 | 14.4 | 29.5 | 27.8 | 0
233 | 22.3 | 18.5 | 30.1 | 23.8 | 19.1 | 23.7 | 26.3 | 23.8 | 22.4 | 28 | 19.6 | 19.4 | 19.4 | 26.4 | 27.2 | 18 | 15.2 | 11.7 | 20.4 | 22 | 16.1 | 25.8 | 15 | 24.8 | 19 | 23.3 | 25.5 | 22 | 27 | 23.2 | 16.6 | 23.7 | 28.6 | 18 | 22 | 29.9 | 29.8 | 22.7 | 27.5 | 15 | 27.3 | 22 | 27.7 | 23.1 | 29.1 | 23.2 | 27.8 | 20 | 19 | 31.2 | 17.6 | 6.6 | 25 | 29.5 | 29.9 | 18.4 | 14.2 | 29.4 | 27 | 0
234 | 21.4 | 16.7 | 29.2 | 22.3 | 18 | 22.6 | 24.9 | 22.3 | 24.2 | 26.9 | 18.2 | 18.1 | 17.8 | 25.3 | 27 | 15.5 | 14.2 | 12.1 | 18.8 | 20.4 | 16 | 20.3 | 13.9 | 23.6 | 16.2 | 21.8 | 23.2 | 20.5 | 25.4 | 21.7 | 15.3 | 21.7 | 27.1 | 17.3 | 22 | 28.5 | 27.9 | 21.4 | 26 | 13.3 | 26.5 | 20.3 | 26.2 | 22 | 28.5 | 21.9 | 25.5 | 18.3 | 16.8 | 29.5 | 15.2 | 5.5 | 23.7 | 28.3 | 28 | 16.8 | 13 | 28.8 | 25.8 | 0
235 | 19.4 | 14.9 | 26.9 | 21.1 | 16.6 | 21.2 | 23.3 | 20.7 | 23.8 | 24.4 | 17.1 | 17.4 | 16.6 | 24.4 | 25.8 | 13.3 | 13.4 | 12.2 | 17.1 | 19.4 | 15.5 | 24.3 | 12.6 | 23 | 14.5 | 20.5 | 18.5 | 19.1 | 24.3 | 20.7 | 14.1 | 19.7 | 25.6 | 16.1 | 19 | 27.4 | 26.4 | 20.5 | 25.3 | 11.5 | 25.9 | 18.6 | 24.3 | 19.8 | 27.5 | 19.4 | 23 | 16.6 | 14.7 | 27.4 | 13 | 3.3 | 22.9 | 27.5 | 26.6 | 15.7 | 12.4 | 27.5 | 24.6 | 0
236 | 18.3 | 12.7 | 24.5 | 20 | 16 | 20.5 | 22.5 | 19.4 | 22.9 | 22.8 | 15.2 | 16.6 | 15 | 27.9 | 24.2 | 11.5 | 13.4 | 12.2 | 15.6 | 19 | 15.3 | 23.6 | 11.8 | 21.4 | 13.7 | 19.4 | 16.8 | 17 | 22.8 | 19.4 | 13.6 | 18.3 | 24.3 | 15.2 | 16.5 | 27.1 | 25 | 19.7 | 24.8 | 10.3 | 25.7 | 17 | 22 | 17.6 | 26.3 | 17.4 | 20.6 | 15 | 12.2 | 25.6 | 10 | 1.8 | 21.6 | 27.4 | 25.6 | 15.2 | 12.5 | 25.9 | 23.2 | 0
237 | 17.2 | 11.6 | 21.5 | 19.4 | 15.5 | 18.4 | 21.9 | 18.3 | 21.2 | 19.3 | 14.4 | 16.4 | 14.3 | 27.2 | 22.3 | 10.7 | 13.1 | 12.2 | 14.3 | 19.2 | 14.9 | 22.9 | 10.5 | 20.6 | 13.7 | 18.6 | 15.7 | 15.5 | 22 | 19.3 | 12.9 | 18.1 | 23.5 | 14.2 | 14 | 25.6 | 24.3 | 18.7 | 24.3 | 9.3 | 24.8 | 16 | 20.1 | 16.5 | 25.2 | 14.8 | 19.1 | 14 | 11.3 | 24.1 | 8.4 | 0.1 | 21.4 | 26.8 | 25.2 | 14.8 | 12.6 | 24.1 | 22.3 | 0
238 | 16.7 | 10.3 | 19.4 | 18.7 | 14.7 | 17.4 | 20.9 | 17.6 | 20.2 | 17.4 | 13.2 | 15.8 | 13 | 26.4 | 21 | 10.7 | 13.2 | 12.2 | 13.5 | 19 | 14.5 | 21.8 | 9.9 | 19 | 12.7 | 18 | 14.9 | 13.8 | 20.8 | 18.7 | 12.5 | 17.5 | 22.5 | 14 | 14 | 24.9 | 23.8 | 18 | 24.2 | 8.5 | 24.5 | 15.2 | 18.4 | 16.1 | 24.3 | 13.6 | 18.2 | 13.4 | 10.7 | 23.1 | 7.2 | 0.1 | 20.7 | 26.6 | 24.6 | 14.6 | 12.4 | 22.7 | 21.4 | 0
239 | 15.7 | 9.2 | 18.2 | 18.2 | 14.5 | 16.8 | 20.1 | 16.9 | 19.8 | 16 | 12.8 | 15.4 | 12.4 | 25.8 | 20.2 | 10.5 | 12.8 | 12.2 | 13 | 18.2 | 14.3 | 21.5 | 9.2 | 18 | 12.5 | 16.8 | 14.1 | 13 | 20 | 18.8 | 11.8 | 16.7 | 22 | 14 | 13 | 24.1 | 23.4 | 18 | 23.4 | 7.8 | 24.3 | 15 | 17.7 | 15.1 | 23.6 | 13 | 18.2 | 13.4 | 11.4 | 22 | 7.6 | 0.8 | 20.6 | 26.2 | 24 | 14 | 11.2 | 21.7 | 21 | 0
240 | 14.8 | 9.2 | 17 | 17.3 | 13.5 | 17.1 | 19.2 | 16.2 | 19.4 | 15 | 11.5 | 14.3 | 11.1 | 20.7 | 19.4 | 9.7 | 12.9 | 10.8 | 12.6 | 16.5 | 13.6 | 20.8 | 9.4 | 16 | 12.5 | 15.5 | 14.1 | 12 | 18.5 | 17.8 | 11.4 | 15.7 | 21.6 | 14.6 | 13 | 23.9 | 22.6 | 18 | 22.8 | 7.3 | 23.8 | 14.7 | 17.3 | 14.1 | 23.1 | 14.1 | 18.2 | 13.5 | 11.3 | 21.1 | 8 | 3 | 19.6 | 25.8 | 23.6 | 13.5 | 10.5 | 20.7 | 20.4 | 0
241 | 14.8 | 9.2 | 16.1 | 16.5 | 13.1 | 16.7 | 18.8 | 15.5 | 19 | 14.7 | 10.8 | 13.6 | 10.5 | 20.5 | 18.7 | 9.2 | 12.6 | 10.8 | 12.1 | 14.4 | 13.8 | 20.3 | 9.2 | 14.9 | 12.1 | 14 | 14.5 | 11.7 | 17.5 | 17.3 | 10.6 | 15.7 | 21.1 | 15 | 12 | 23.5 | 21.7 | 17.6 | 22.3 | 6.8 | 23.7 | 14.6 | 17.5 | 13.5 | 23.2 | 14.9 | 18.4 | 13.6 | 11.4 | 20.6 | 9.4 | 4.7 | 19.3 | 25.5 | 23.6 | 12.7 | 9.9 | 19.9 | 20 | 0
242 | 14.5 | 8.8 | 15.5 | 15.6 | 13 | 16.5 | 18.6 | 14.8 | 18.6 | 14.7 | 9.4 | 12.6 | 9.6 | 20.5 | 18.2 | 8.9 | 12.8 | 10.7 | 11.4 | 12.6 | 13.8 | 19.8 | 9.2 | 13.4 | 10.8 | 14.7 | 13.4 | 11 | 16.2 | 16.2 | 10 | 16 | 20.7 | 15 | 12 | 23 | 20.6 | 17.4 | 22.1 | 6.3 | 23.3 | 14 | 17.2 | 13.2 | 23.4 | 15.8 | 18 | 13.4 | 10.4 | 20.1 | 10 | 6.4 | 18.4 | 25.4 | 23.3 | 12.2 | 9.7 | 19.3 | 19.2 | 0
243 | 14.4 | 7.9 | 14.9 | 15 | 13 | 16.6 | 17.7 | 13.9 | 18.2 | 14.3 | 8.9 | 12.3 | 9.6 | 19.7 | 17.7 | 8.7 | 12.6 | 10.7 | 10.5 | 11.7 | 13.6 | 19.4 | 8.2 | 13.1 | 10.4 | 13.8 | 12.8 | 10.8 | 15.7 | 16 | 9 | 15.6 | 20.1 | 14.1 | 11 | 22.4 | 19.9 | 17.3 | 21.8 | 5.7 | 22.3 | 13.4 | 16.7 | 13.6 | 22.8 | 15.1 | 17.6 | 13 | 9.9 | 20 | 10.7 | 6.5 | 18.6 | 25.3 | 23.1 | 11.7 | 9.7 | 18.7 | 18.6 | 0
244 | 14.3 | 6.6 | 14.7 | 14.5 | 12.2 | 17.2 | 17.6 | 13 | 17.7 | 13.5 | 7.8 | 11.6 | 8.9 | 19.2 | 17.3 | 8 | 13 | 10.7 | 9.9 | 11.7 | 13.3 | 18.8 | 7.6 | 12.1 | 9.7 | 13.8 | 12.9 | 10.1 | 15 | 14.9 | 8.7 | 15 | 19.3 | 13 | 11 | 22.4 | 19.3 | 16.7 | 21.4 | 5.5 | 22.2 | 12.5 | 15.5 | 13.6 | 22.6 | 14.5 | 16.8 | 12.3 | 9 | 19 | 10 | 6.8 | 18 | 24.9 | 22.8 | 11.6 | 9.6 | 18.2 | 18 | 0
245 | 13.7 | 6.6 | 14.8 | 16.4 | 12.5 | 17.4 | 17.9 | 12.1 | 17.1 | 12.8 | 10 | 11.2 | 6.6 | 18.9 | 17 | 7.6 | 11.4 | 10.7 | 11.6 | 15 | 13.2 | 17.8 | 5.2 | 13 | 9.4 | 12.9 | 13 | 10.4 | 16.6 | 12.2 | 12.6 | 15 | 19.1 | 10 | 11 | 22.4 | 21 | 16.2 | 21.2 | 5.8 | 22 | 17.4 | 13.6 | 13.4 | 22.1 | 11.2 | 16.2 | 9.4 | 10 | 18.6 | 5.2 | 1.2 | 19 | 24.4 | 22.6 | 11 | 9.3 | 17.9 | 18.6 | 0
246 | 12.9 | 6.6 | 14.9 | 16.8 | 12.5 | 17.4 | 17.9 | 11.3 | 16.5 | 12.8 | 9.3 | 11.2 | 5.6 | 18.6 | 16.7 | 7.4 | 12.6 | 10.7 | 12.3 | 14.8 | 13 | 17 | 6.7 | 11.6 | 9.1 | 12.8 | 12.5 | 10.6 | 16.5 | 9.8 | 13.9 | 15 | 18.3 | 9.9 | 10 | 22.3 | 20.4 | 15.7 | 20.8 | 5.8 | 22 | 18.2 | 12.6 | 12 | 21.5 | 12 | 16.2 | 9.8 | 9.5 | 18.5 | 4 | 3.6 | 17.8 | 24.2 | 22.1 | 10.8 | 9.2 | 17.6 | 18.8 | 0
247 | 12.4 | 5.8 | 15.4 | 17.3 | 12.5 | 17.4 | 17.6 | 11.4 | 16.6 | 12.7 | 9.6 | 12 | 6.2 | 19.2 | 16.4 | 6.6 | 13.7 | 10.6 | 13.4 | 14.8 | 12.6 | 16.8 | 8.4 | 11.8 | 8.9 | 12.7 | 13 | 11.9 | 17.7 | 9.1 | 15 | 14.7 | 17.9 | 10.5 | 9 | 22 | 20.8 | 15.7 | 20.3 | 5.8 | 22.2 | 18.4 | 13.1 | 12 | 21.6 | 13.6 | 17.1 | 11 | 10.2 | 18.2 | 4.4 | 6.2 | 17.2 | 24 | 21.6 | 11.2 | 8.9 | 17 | 19.8 | 0
248 | 12.4 | 6.1 | 16.1 | 18 | 12.5 | 17.7 | 17.6 | 12.4 | 17.2 | 13 | 10.2 | 14 | 7.8 | 20.5 | 16.5 | 6.4 | 15.6 | 10.6 | 15.1 | 15.4 | 12.6 | 18 | 11 | 13.2 | 8.8 | 12.6 | 12.5 | 13.4 | 19.8 | 9.6 | 16.2 | 16.1 | 19.5 | 11.4 | 8 | 21.8 | 21.6 | 17 | 20.6 | 5.8 | 22.3 | 18 | 15.2 | 11.9 | 21.9 | 15.2 | 19 | 12.8 | 11.2 | 19 | 5.8 | 8.8 | 17 | 24.5 | 22.7 | 12.2 | 9.2 | 16.9 | 22 | 0
249 | 13.6 | 8.1 | 17.2 | 18.5 | 13.1 | 19.4 | 18.8 | 14.1 | 18.5 | 17.2 | 12.4 | 16.6 | 10.9 | 23.6 | 17.3 | 9 | 16.5 | 10.4 | 16.8 | 16.1 | 11.7 | 20 | 13.3 | 16.5 | 11.5 | 11.4 | 15.2 | 16.4 | 22.9 | 12.9 | 16.8 | 20 | 22.3 | 13.1 | 9.2 | 24 | 24.1 | 20.8 | 21.9 | 9.3 | 23.2 | 17.9 | 19.2 | 14.6 | 23.7 | 17.3 | 21.7 | 15 | 13.2 | 22.1 | 9.6 | 10.4 | 18.2 | 27 | 24.5 | 14.3 | 9 | 17.6 | 24.7 | 0
250 | 18.2 | 11.7 | 18.9 | 19.4 | 13.1 | 20.7 | 20.8 | 16.1 | 20.7 | 20.9 | 14.6 | 19.7 | 14 | 26.4 | 19.3 | 12.6 | 17.6 | 10.4 | 18.7 | 17.3 | 13.3 | 21.3 | 15.8 | 20 | 17 | 12.3 | 18.4 | 19.4 | 25.6 | 16.5 | 17.5 | 21.9 | 24.4 | 14.8 | 11 | 26.1 | 26.8 | 23.8 | 24.8 | 12.6 | 25.8 | 18.3 | 23.5 | 17 | 26.6 | 19.1 | 24.7 | 17.2 | 14.8 | 22.5 | 13.6 | 11.3 | 19.6 | 29.4 | 25.8 | 17 | 9.5 | 20 | 27.5 | 0
251 | 19.9 | 14 | 21 | 20.4 | 13.2 | 22.9 | 23.7 | 17.9 | 23.2 | 24.5 | 17.4 | 22.4 | 17 | 27.4 | 21.7 | 16.8 | 17.8 | 10.4 | 20.4 | 18.4 | 17 | 23.2 | 17.8 | 23.6 | 20.1 | 14.8 | 22.8 | 23 | 27.5 | 20.4 | 18 | 23.2 | 25.7 | 16.6 | 14 | 28.5 | 30 | 26 | 27.2 | 14.2 | 27.8 | 19.4 | 27.4 | 19.5 | 29.4 | 21 | 27.4 | 19 | 16.4 | 27.2 | 18 | 11.2 | 21.6 | 30 | 27.4 | 20 | 12.3 | 22.9 | 29.6 | 0
252 | 21.3 | 15.5 | 23.4 | 22 | 13.7 | 24.9 | 25.7 | 19.4 | 25.7 | 25.9 | 19.2 | 24.5 | 18.5 | 28 | 24.1 | 19.6 | 18.6 | 10.4 | 22 | 19.6 | 20.7 | 24.7 | 19.7 | 25.7 | 21.2 | 17.9 | 25.3 | 25.4 | 27.5 | 22.3 | 18.9 | 24.4 | 26.7 | 17.7 | 17 | 29.1 | 31.7 | 28 | 28.9 | 16 | 29.3 | 20.7 | 29.2 | 20.4 | 29.2 | 22.2 | 29.3 | 20.2 | 17 | 28.6 | 20.5 | 10.9 | 22.9 | 30.5 | 28.4 | 22.1 | 14.5 | 25.9 | 30.8 | 0
253 | 22.5 | 16.7 | 25.8 | 23.7 | 14.4 | 26.5 | 27 | 20.4 | 27.5 | 27.1 | 20.8 | 25.2 | 19.4 | 28.3 | 25.6 | 20.5 | 18.6 | 14.6 | 22.9 | 20.3 | 21 | 25.2 | 20.2 | 27 | 21.5 | 21.9 | 26.4 | 27.3 | 26.4 | 23.5 | 19.5 | 24.6 | 27.8 | 18.7 | 19 | 26.3 | 32.9 | 28.5 | 29.5 | 17.5 | 29.7 | 21.8 | 29.4 | 21.5 | 29.1 | 23.3 | 30.4 | 21 | 17.6 | 30 | 22.2 | 10.2 | 24.1 | 30.5 | 29 | 23.2 | 15.3 | 27.8 | 30.9 | 0
254 | 22.7 | 17.6 | 28 | 25.4 | 14.5 | 26.9 | 27.6 | 21 | 28.8 | 27.8 | 21.4 | 24.8 | 19.4 | 27.8 | 26.9 | 21.8 | 18.8 | 14.6 | 23.2 | 20.6 | 21 | 25.5 | 20 | 27 | 23 | 23.5 | 26.6 | 27.6 | 24.2 | 23.2 | 20 | 25 | 27.9 | 19 | 22 | 24.1 | 32.4 | 28.8 | 30.3 | 18 | 30 | 22 | 28 | 22.1 | 29 | 23.6 | 30.6 | 21.2 | 18 | 30.8 | 22 | 9.8 | 24.6 | 30.6 | 29 | 22.8 | 16.3 | 29.1 | 30.2 | 0
255 | 23.1 | 17.7 | 29.9 | 26.4 | 14.6 | 25.9 | 27.7 | 21.2 | 29.3 | 28.1 | 22.1 | 23.2 | 19.6 | 28 | 27.7 | 22 | 17.6 | 14.6 | 22.4 | 20.1 | 21.5 | 25.9 | 18.3 | 26.9 | 23 | 23.8 | 27.7 | 27.4 | 22.4 | 23.6 | 19.6 | 24.9 | 28.3 | 19.3 | 23 | 24.1 | 31.9 | 28.8 | 30.8 | 19 | 29.7 | 21.4 | 26.7 | 22.6 | 28.7 | 23.7 | 30.2 | 21.1 | 19 | 31.3 | 21.6 | 9.2 | 25.3 | 30.5 | 29.2 | 21.4 | 16.2 | 29.6 | 29 | 0
256 | 22.9 | 17.8 | 30.8 | 26.7 | 14.6 | 26.6 | 27.5 | 21.1 | 29.1 | 28 | 21.7 | 21.4 | 19.3 | 27.4 | 28.7 | 19.9 | 16.6 | 14.6 | 21.1 | 19.2 | 21.8 | 26 | 16.4 | 26 | 22.9 | 24.2 | 27.5 | 25.7 | 21 | 23.4 | 18.7 | 24.4 | 28 | 19.1 | 23 | 24.1 | 30.5 | 28.3 | 30.5 | 19 | 29.8 | 20 | 25.6 | 22.8 | 28.2 | 22.7 | 29.1 | 20.4 | 19.4 | 31.6 | 20.1 | 8.6 | 25.3 | 30 | 28.8 | 19.4 | 16.3 | 29.8 | 27.8 | 0
257 | 22.6 | 17.2 | 30.6 | 26 | 14.6 | 26.3 | 26.1 | 20.6 | 28.2 | 27.4 | 21.2 | 19.4 | 19 | 26.3 | 29 | 18.3 | 14.8 | 14.6 | 19.2 | 18 | 21.2 | 25.7 | 14.2 | 25.2 | 22.1 | 24.6 | 27.1 | 24 | 20.6 | 23.6 | 17 | 23.5 | 27.5 | 18.8 | 22 | 23.6 | 29.6 | 27.3 | 28 | 18.2 | 29.2 | 18.6 | 25.4 | 22.6 | 28.1 | 21.2 | 27.6 | 19.4 | 19.6 | 31.3 | 18.6 | 7.8 | 25.2 | 29 | 28.2 | 17.6 | 16 | 29.5 | 26.4 | 0
258 | 21.5 | 16 | 29.3 | 24.9 | 14.1 | 25.1 | 25.1 | 19.6 | 27 | 26.4 | 19.6 | 18 | 17.7 | 25.1 | 28.7 | 15.1 | 13.8 | 14.2 | 17.6 | 17 | 19.9 | 24.7 | 13.1 | 23.5 | 19.4 | 23.7 | 24.8 | 21.6 | 20.3 | 22.4 | 15.4 | 22 | 26.3 | 17.9 | 21 | 22.6 | 28 | 25.6 | 25.8 | 16 | 28 | 17.5 | 25.2 | 21.6 | 27.2 | 18.7 | 25.5 | 17.9 | 18.3 | 29.7 | 15.9 | 7 | 24.1 | 28.5 | 26.9 | 16.2 | 14.5 | 28.7 | 25 | 0
259 | 19.5 | 15.3 | 27 | 23.4 | 13.6 | 23.9 | 23.3 | 18.1 | 25.6 | 22.9 | 18.3 | 16.9 | 16.3 | 23.6 | 27.1 | 12.6 | 12.3 | 14.2 | 16.2 | 16 | 18.5 | 24.2 | 12.2 | 21.8 | 17.5 | 22.1 | 20.6 | 20.2 | 20.4 | 20.9 | 13.8 | 19.5 | 25 | 17.2 | 19 | 22.3 | 27.2 | 23.2 | 24.7 | 14.5 | 27.2 | 17.2 | 25 | 19.4 | 26.7 | 16.3 | 23.1 | 16.4 | 16.4 | 26.6 | 13.6 | 5.8 | 23.1 | 28 | 26.3 | 15.6 | 13 | 27.3 | 23.3 | 0
260 | 17.2 | 14.6 | 25.2 | 22 | 13.1 | 23.4 | 22.2 | 16.2 | 24.1 | 19.5 | 16.6 | 16.2 | 14.3 | 22.7 | 25.9 | 11.5 | 11.6 | 14.3 | 15.4 | 15.4 | 17.6 | 23.5 | 12.2 | 19.6 | 16.6 | 20.3 | 18.8 | 19 | 20 | 18 | 12.8 | 18.4 | 23.8 | 16.2 | 17 | 22.3 | 26 | 22.3 | 24.3 | 13 | 26.7 | 17.4 | 23.8 | 17.6 | 26.6 | 14 | 20.6 | 15 | 13.8 | 24.7 | 10.8 | 4.6 | 21.6 | 27.5 | 25.8 | 15.4 | 12 | 25.7 | 21.6 | 0
261 | 15.8 | 14.4 | 22.7 | 20.7 | 12.1 | 22.5 | 21.6 | 14.9 | 22.6 | 17.4 | 15.9 | 15.5 | 13 | 22.3 | 24 | 10.3 | 10.4 | 14 | 14.8 | 15 | 17.3 | 23.1 | 11.7 | 18.1 | 14.7 | 19.6 | 17.9 | 19.1 | 19.6 | 15.8 | 12 | 17.4 | 22.8 | 15.7 | 16 | 21.6 | 25.6 | 21.8 | 23.8 | 11.6 | 26.3 | 17.9 | 22.3 | 16.5 | 26.5 | 12.8 | 18.5 | 14.1 | 12 | 23.6 | 9.3 | 3.2 | 20.8 | 27.2 | 25.2 | 15.5 | 11.5 | 23.9 | 20 | 0
262 | 15.2 | 14.1 | 21.2 | 19.8 | 12 | 21.4 | 20.9 | 13.8 | 21.3 | 17.6 | 14.9 | 15.1 | 11.7 | 21.5 | 22.9 | 9.8 | 10.4 | 13.4 | 14.5 | 15 | 16.8 | 22.4 | 11.3 | 16.9 | 13.4 | 19 | 16.8 | 18.8 | 19 | 13.6 | 11.8 | 16.5 | 22.1 | 14.9 | 15.5 | 21.8 | 24.6 | 22.9 | 23.3 | 10.2 | 26.1 | 17.7 | 20.1 | 15.1 | 26.2 | 12.1 | 17 | 13.5 | 10.5 | 22.6 | 7.8 | 2.1 | 19.9 | 26.5 | 24.2 | 15.3 | 11 | 22.4 | 18.9 | 0
263 | 15.3 | 13.7 | 20.9 | 19 | 11.7 | 21 | 20.3 | 12.7 | 20.4 | 16 | 14.5 | 14.6 | 11.4 | 21.3 | 22.7 | 9.5 | 10.2 | 13.2 | 14.2 | 15.2 | 16.6 | 21.7 | 10.2 | 16.6 | 13.2 | 16.1 | 15.8 | 18.4 | 18.6 | 13 | 11.6 | 15.9 | 21.2 | 14.4 | 14 | 21.8 | 24 | 22.9 | 22.9 | 9.2 | 25.7 | 17 | 18.4 | 14.1 | 25.7 | 12 | 16.4 | 13.2 | 10.4 | 22.1 | 7.6 | 1 | 19.8 | 26.5 | 23.4 | 14.8 | 10.6 | 21.2 | 18.4 | 0
264 | 15.4 | 13.3 | 20.6 | 18.5 | 11.2 | 19.9 | 19.9 | 11.9 | 19.5 | 15.4 | 13.4 | 14.4 | 10.9 | 20.8 | 22.5 | 9 | 11.2 | 11.5 | 14 | 15.7 | 16.1 | 21.1 | 9.2 | 16.3 | 12.6 | 14.7 | 15.6 | 16.5 | 18.2 | 12.7 | 11.8 | 15.4 | 19.9 | 13.4 | 14 | 21.3 | 22.6 | 21.8 | 22.4 | 8 | 24.7 | 15.6 | 17 | 13.1 | 25.2 | 11.5 | 16.5 | 12.8 | 10.4 | 21 | 7.1 | 0.3 | 19.5 | 26 | 22.4 | 13.8 | 10.4 | 20 | 18.7 | 0
265 | 15.1 | 13.4 | 19.9 | 17.9 | 11.1 | 18.9 | 19.4 | 11.3 | 18.8 | 15.4 | 12.7 | 14 | 10.8 | 20.6 | 22.1 | 8.6 | 11.6 | 11.5 | 13.4 | 16 | 16.3 | 20.5 | 7.7 | 16.6 | 12.5 | 14.4 | 14.9 | 14.6 | 18.1 | 13.7 | 11.7 | 14.9 | 19.3 | 12.5 | 12 | 21.5 | 21.9 | 20.6 | 21.8 | 7.8 | 24.3 | 14.5 | 16.5 | 12.2 | 25.1 | 11.3 | 16.9 | 12.3 | 11 | 19.7 | 7.4 | 0.4 | 19.8 | 25.8 | 22.2 | 12.9 | 10.1 | 19 | 19.2 | 0
266 | 14 | 13.3 | 18.9 | 17.4 | 10.1 | 18.4 | 18.9 | 10.7 | 18.3 | 14.8 | 11.6 | 13.6 | 10 | 20.6 | 21.5 | 7.9 | 12.2 | 11.4 | 12.8 | 16.2 | 16.5 | 19.7 | 6.6 | 16.2 | 12.5 | 14.2 | 14.5 | 12.2 | 17.8 | 14.2 | 11.8 | 14.7 | 19.1 | 11.4 | 11 | 21.6 | 21 | 19.8 | 21.2 | 7.8 | 24 | 14 | 16 | 11.5 | 25 | 10.6 | 17.2 | 11.4 | 11 | 19.6 | 7 | 0.8 | 19.8 | 25.5 | 21.9 | 12 | 9.8 | 18.3 | 19.6 | 0
267 | 12.8 | 13.3 | 17.9 | 16.8 | 9.7 | 17.9 | 18.2 | 10.2 | 17.8 | 14.8 | 11.2 | 12.8 | 9.2 | 20.4 | 20.9 | 7.6 | 11.7 | 11.2 | 12 | 15.9 | 16.7 | 19.3 | 5.3 | 15.7 | 12.1 | 14.1 | 13.8 | 11 | 17.6 | 14.8 | 11.6 | 14.4 | 18.8 | 10.8 | 10 | 21.7 | 21.1 | 18.5 | 19.8 | 7.8 | 23.8 | 14.7 | 15.7 | 10.8 | 24.7 | 10.5 | 17.1 | 10.5 | 11.1 | 18.9 | 7 | 1 | 20.1 | 25.3 | 21.3 | 11.6 | 9.7 | 17.6 | 19.5 | 0
268 | 12.2 | 13.1 | 16.8 | 16.5 | 9.8 | 17.6 | 17.6 | 9.7 | 17.4 | 15 | 10.3 | 12 | 7.7 | 20.2 | 20.3 | 7.6 | 11.6 | 10.6 | 11.7 | 15.5 | 16.8 | 18.7 | 5 | 14.3 | 11.2 | 14.1 | 13 | 10.1 | 16.9 | 13.7 | 12 | 14.2 | 18.3 | 10.1 | 9 | 21.7 | 20.8 | 18 | 19.3 | 8.2 | 23.4 | 15.9 | 14.7 | 10.5 | 24.7 | 10.5 | 16.7 | 9.7 | 10.4 | 19.6 | 6 | 0.2 | 19.6 | 25 | 20.8 | 11.2 | 9.5 | 17.1 | 19.1 | 0
269 | 12.2 | 12.9 | 15.6 | 16.8 | 10.6 | 17.8 | 17 | 9.2 | 16.9 | 14.6 | 11.5 | 11.2 | 4.3 | 20 | 19.6 | 7.3 | 8.6 | 10.6 | 13 | 11.8 | 17 | 18.3 | 5.8 | 13 | 10.9 | 14.1 | 12.5 | 14 | 18 | 15.4 | 10.8 | 13.9 | 17.9 | 10.6 | 8.5 | 22 | 20 | 17.8 | 19.2 | 8.4 | 23 | 14.6 | 13.6 | 10.1 | 24.6 | 9.6 | 14.8 | 8.4 | 8.4 | 20.1 | 6 | 1.6 | 16 | 25 | 20.6 | 13.8 | 9.4 | 16.8 | 14.8 | 0
270 | 11.9 | 12.7 | 14.4 | 16.4 | 11 | 18.1 | 16.9 | 9.5 | 16.4 | 14 | 12.4 | 10.6 | 3.1 | 19.8 | 18.9 | 7.7 | 10 | 10.6 | 13.9 | 11.2 | 17.1 | 18.2 | 6.8 | 12 | 10 | 14 | 12.2 | 13.1 | 17.7 | 12.7 | 11 | 14 | 17.6 | 9.9 | 8 | 22.1 | 19.6 | 17.8 | 19 | 8.4 | 22.5 | 14.5 | 12.9 | 9.1 | 24 | 10.3 | 15.4 | 9 | 8.8 | 20 | 5.9 | 0.7 | 15.1 | 24.6 | 20.4 | 14.9 | 8.7 | 16.5 | 15.4 | 0
271 | 11.2 | 12.2 | 15.2 | 16.6 | 11.1 | 18 | 16.6 | 10.5 | 16.8 | 13.9 | 13.5 | 11.5 | 3.9 | 19.9 | 18.7 | 6.9 | 11.7 | 10.6 | 14.7 | 11.3 | 16.7 | 18.2 | 8.6 | 12.7 | 9.5 | 13.9 | 12 | 13.7 | 17.6 | 11.6 | 11.3 | 13.5 | 17.4 | 10 | 8 | 22.1 | 20.2 | 17.8 | 18.7 | 8.4 | 21.9 | 15.2 | 13.5 | 9.1 | 23.8 | 12.1 | 17.1 | 10.3 | 10.8 | 19 | 6.6 | 3.8 | 15.9 | 24.6 | 20.3 | 16.2 | 8.3 | 14.2 | 17.6 | 0
272 | 11.2 | 11.8 | 16.9 | 17.2 | 11.2 | 19.4 | 16.2 | 12.3 | 17.9 | 13.2 | 14.7 | 13.4 | 5.4 | 21.8 | 19.1 | 6.9 | 14.2 | 10.5 | 15.4 | 12 | 16.5 | 18.5 | 11.4 | 14.2 | 9.5 | 13 | 12.1 | 15 | 18 | 10 | 12.4 | 15 | 18.3 | 11 | 7 | 22.1 | 21.4 | 18.1 | 19.4 | 8.6 | 21.8 | 16.2 | 15.2 | 9 | 23.2 | 14.4 | 19.2 | 12 | 13 | 19.2 | 7.6 | 7.8 | 17 | 24.8 | 21.4 | 17.2 | 8.3 | 12.5 | 20.2 | 0
273 | 14.5 | 12.1 | 19.2 | 18.6 | 11.2 | 22.5 | 19 | 14.5 | 19.5 | 15.6 | 15.7 | 17 | 9.3 | 24.2 | 19.9 | 8 | 15.9 | 10.3 | 15.5 | 13.6 | 15 | 20 | 14.2 | 17.9 | 13.1 | 12 | 14.3 | 18.4 | 18.7 | 12.8 | 13.8 | 18.5 | 22.2 | 12.9 | 9 | 21.8 | 24 | 20 | 22.5 | 8.6 | 21.7 | 18.2 | 18.5 | 11.2 | 23.5 | 16.9 | 22.1 | 14.1 | 16.3 | 23.1 | 9.4 | 10.3 | 19.6 | 25.8 | 24 | 18.2 | 8.2 | 11.7 | 24.1 | 0
274 | 16.8 | 12.1 | 21.9 | 20.2 | 11.7 | 24.5 | 22.2 | 16.8 | 21.8 | 21 | 16.7 | 20.6 | 13.1 | 26.2 | 21.4 | 11.6 | 17.7 | 10.3 | 15.5 | 15.4 | 16.4 | 21.8 | 17.2 | 21.3 | 17.5 | 13.7 | 17.9 | 21.6 | 20 | 15.7 | 16.1 | 21 | 24.7 | 15 | 11.3 | 22.3 | 26.6 | 20.7 | 24.6 | 9.1 | 24 | 20.2 | 22.1 | 15.8 | 24 | 19 | 24.6 | 16.3 | 18.6 | 25.6 | 11.5 | 11.9 | 21.6 | 28 | 25.9 | 19.2 | 9.7 | 14.4 | 27.4 | 0
275 | 18.9 | 12.1 | 24.5 | 22 | 12.6 | 25.9 | 25 | 18.8 | 24.2 | 24.6 | 17.8 | 24 | 17.4 | 27.5 | 23.1 | 15.5 | 18.4 | 10.4 | 15.2 | 17.4 | 17.5 | 23.5 | 19.4 | 24.8 | 19 | 15.4 | 22.9 | 25 | 21.6 | 20.6 | 18.4 | 22.8 | 26.7 | 17 | 14 | 25 | 29.4 | 23.8 | 26.3 | 10.4 | 26.6 | 22.4 | 25.6 | 19.8 | 24.7 | 20.8 | 27 | 18.6 | 20.6 | 27.6 | 14 | 11.6 | 23.8 | 29.4 | 27.5 | 20.4 | 12.8 | 18.2 | 30.4 | 0
276 | 20.4 | 12.3 | 26.8 | 23.4 | 14.3 | 27 | 26.6 | 20.2 | 26.4 | 26.3 | 19.3 | 25.5 | 19.7 | 28.2 | 25 | 17.6 | 19.4 | 14 | 15.3 | 18.7 | 18.8 | 25 | 21.1 | 26.2 | 21.4 | 17.7 | 26.4 | 26.1 | 23.4 | 22.4 | 20.7 | 24.3 | 27.7 | 18.2 | 16.4 | 26 | 30.8 | 24.8 | 29.5 | 11.4 | 28.8 | 23.7 | 27.5 | 21.2 | 27.1 | 22.2 | 28.6 | 20.6 | 20.7 | 29.6 | 16.3 | 11.2 | 24.6 | 30 | 28.8 | 21.6 | 15.9 | 22.5 | 31.4 | 0
277 | 21.4 | 12.6 | 28.4 | 24.7 | 15.2 | 27.8 | 28.2 | 21 | 27.7 | 28.6 | 20.9 | 26 | 21.6 | 28.1 | 26.5 | 18.6 | 19.3 | 15.5 | 15.5 | 19.7 | 19.5 | 25.8 | 21.4 | 27.2 | 22.5 | 17.7 | 27.8 | 26.6 | 24.9 | 24.4 | 21.8 | 24.8 | 28.4 | 18.9 | 19 | 26.8 | 31.7 | 26.3 | 30.2 | 13.1 | 29.4 | 24.8 | 28.3 | 23.5 | 27 | 23.5 | 30.1 | 22.1 | 20.9 | 30.1 | 18.5 | 10.2 | 26 | 30 | 29.4 | 22.6 | 18.2 | 24.8 | 31.7 | 0
278 | 22.5 | 12.9 | 29.5 | 25.4 | 14.7 | 27 | 29.1 | 21.3 | 28.4 | 29.2 | 22.4 | 24.8 | 21.8 | 28.1 | 27.7 | 20.1 | 19.2 | 16.3 | 16 | 20 | 19.8 | 26.6 | 21 | 26.8 | 23.5 | 17.9 | 28.9 | 25.4 | 26 | 23.6 | 21.8 | 25.3 | 28.9 | 19 | 20 | 27.6 | 31.2 | 27.5 | 31.1 | 14.5 | 29.2 | 24.8 | 27.8 | 24.8 | 26.9 | 24.4 | 30.8 | 22.8 | 20.4 | 31.6 | 20 | 10 | 26.8 | 30 | 30 | 22.8 | 19.9 | 26.5 | 30.6 | 0
279 | 22.5 | 13.3 | 30.2 | 26 | 14.6 | 28 | 29.3 | 21.3 | 28.4 | 29.8 | 23.2 | 23.6 | 22.3 | 28 | 28.5 | 20.7 | 17.8 | 17 | 16.2 | 20.2 | 19.6 | 27.3 | 19.3 | 27.2 | 23.5 | 17.9 | 29.6 | 24.8 | 26.3 | 24.5 | 20.2 | 25.4 | 29.4 | 19.1 | 20.9 | 27.1 | 30.7 | 26.9 | 30.8 | 16 | 29.1 | 24.7 | 27.2 | 25.3 | 26.9 | 24.8 | 31.2 | 22.6 | 20.9 | 32.1 | 20.8 | 9.4 | 28.6 | 30 | 30.4 | 22.1 | 20 | 27.1 | 29.8 | 0
280 | 22.6 | 13.5 | 30.6 | 26 | 14.7 | 28.3 | 28.5 | 21 | 27.9 | 30.2 | 23.1 | 22 | 21.4 | 27.3 | 28.8 | 19.3 | 16.4 | 17 | 16.1 | 19.7 | 19.6 | 27.3 | 17.4 | 26.7 | 24.4 | 17 | 24.3 | 23.5 | 25.8 | 23.5 | 18 | 25 | 29.6 | 19.1 | 21 | 26.6 | 29.5 | 27.2 | 29.7 | 16.1 | 28.8 | 23.6 | 26.4 | 25.6 | 26.8 | 24.2 | 30.3 | 21.6 | 20.5 | 32 | 20.3 | 9.3 | 29.2 | 29.5 | 30.5 | 20.2 | 20.3 | 27.7 | 28.2 | 0
281 | 22.3 | 13.7 | 30.3 | 25.6 | 14.2 | 28 | 27.3 | 20.4 | 26.9 | 30.2 | 22 | 21 | 20.4 | 26.6 | 28.6 | 18.1 | 14.2 | 17 | 15.6 | 19 | 19.8 | 27.2 | 15 | 26.4 | 23.1 | 16.9 | 28.6 | 23 | 24.5 | 24 | 15.6 | 24 | 29.8 | 19 | 20 | 26.6 | 28.6 | 26 | 29 | 16 | 28.1 | 22.4 | 26 | 25.5 | 26.7 | 22.4 | 28.4 | 20.2 | 20.2 | 31.8 | 18.6 | 8.4 | 29.4 | 29.3 | 30.4 | 18 | 19.9 | 27.6 | 27 | 0
282 | 20.9 | 13.8 | 29.4 | 24.4 | 13.2 | 26 | 25.9 | 19.4 | 25.6 | 29.4 | 20.2 | 19.6 | 17.5 | 26.1 | 28 | 15 | 12.7 | 17.2 | 15.1 | 17.6 | 18.4 | 26.1 | 13 | 24.3 | 20.9 | 16.4 | 25 | 21.5 | 22.8 | 21.8 | 14 | 21.8 | 28.1 | 18.4 | 19 | 25.8 | 27.2 | 24.5 | 27.3 | 14 | 27.2 | 20.5 | 25.2 | 23.9 | 26.6 | 19.6 | 25.1 | 18.7 | 18.1 | 30.7 | 15.7 | 7.5 | 27.4 | 28.9 | 29.9 | 15.9 | 17.7 | 27.1 | 24.9 | 0
283 | 18.4 | 13.8 | 27.4 | 23.2 | 11.8 | 24.4 | 23.9 | 18 | 24.2 | 25.9 | 18.1 | 18.8 | 15 | 25.6 | 26.8 | 12.8 | 10.9 | 17.2 | 14.5 | 16.1 | 18 | 25.1 | 10.9 | 22.3 | 18 | 15.7 | 21.3 | 20.7 | 20.8 | 21 | 12.9 | 19.8 | 26.2 | 17.6 | 17.6 | 25.1 | 26.4 | 22.7 | 26 | 11.5 | 26.6 | 18.9 | 24.4 | 21.6 | 25.7 | 16.5 | 21.5 | 17.4 | 15.9 | 27.8 | 12.7 | 5.6 | 25.2 | 28.2 | 27.4 | 14.8 | 15.9 | 25.5 | 23.3 | 0
284 | 16.5 | 13.8 | 25.6 | 21.6 | 11.1 | 23.7 | 22.3 | 16.4 | 23 | 23.1 | 16.4 | 17.6 | 11.8 | 25.2 | 25.4 | 12.1 | 10 | 17 | 14.4 | 14.4 | 17.5 | 24.3 | 9.4 | 19.2 | 16.2 | 15 | 19.5 | 19.2 | 19 | 18.2 | 12.6 | 18 | 25.1 | 16.2 | 16 | 24.6 | 25.4 | 22.1 | 25.6 | 10.2 | 26.4 | 17.4 | 22.8 | 19.8 | 25.2 | 13.8 | 18 | 16.4 | 13 | 25.6 | 9.8 | 4 | 22.4 | 28.1 | 26.1 | 14.8 | 15.4 | 23.9 | 21.4 | 0
285 | 14 | 13.8 | 23.2 | 20.5 | 10.7 | 22.9 | 21.8 | 15 | 21.7 | 20.6 | 15.2 | 17 | 10.3 | 25 | 23.8 | 11.4 | 8.9 | 15.4 | 14.4 | 13.3 | 17.1 | 23.8 | 7.8 | 17.4 | 14.8 | 13.7 | 18.1 | 18.7 | 17.5 | 17.6 | 12.1 | 17.8 | 23.9 | 14.9 | 14 | 24.6 | 25.3 | 21.7 | 25.1 | 9.3 | 26 | 16.9 | 21.2 | 18 | 24.8 | 12.1 | 15.9 | 15.7 | 11.5 | 24.6 | 8.1 | 2.1 | 21.4 | 27.4 | 25.4 | 15.9 | 14.7 | 21.8 | 20.7 | 0
286 | 12.9 | 13.9 | 21.9 | 19.5 | 10.7 | 22.3 | 21.1 | 13.8 | 20.7 | 20.3 | 14.6 | 16.1 | 8.8 | 24.6 | 22.7 | 11.4 | 8.9 | 15.4 | 14.7 | 12.5 | 17 | 23 | 7 | 15.5 | 14.4 | 13.1 | 17.4 | 17.7 | 16.7 | 15.3 | 11.9 | 17 | 23.2 | 13.8 | 13 | 24.1 | 24.8 | 20.7 | 25.1 | 9 | 25.5 | 16.5 | 19.1 | 15.2 | 24.6 | 11.6 | 14.8 | 15 | 10.3 | 23.6 | 7.2 | 1.5 | 20.7 | 26.4 | 24.4 | 17 | 14.2 | 20.5 | 19.6 | 0
287 | 11.8 | 13.9 | 21.8 | 19 | 10.7 | 22 | 20.3 | 12.6 | 20 | 20 | 14.2 | 15.6 | 8.8 | 24.3 | 22.2 | 11.6 | 8.8 | 14.2 | 14.8 | 12.4 | 16.3 | 22.5 | 6.4 | 15.2 | 14.9 | 12.8 | 17.1 | 17.4 | 16.5 | 14.6 | 11.4 | 16.6 | 22.5 | 13.2 | 12 | 24 | 24.6 | 19.8 | 24.8 | 7.6 | 25.1 | 16.6 | 17.6 | 14.7 | 24 | 12 | 15 | 14.2 | 10.4 | 22.6 | 7.2 | 1.2 | 21.4 | 26.4 | 23.9 | 17.6 | 13.6 | 19.8 | 19.2 | 0
288 | 11.1 | 13.8 | 21.7 | 18.5 | 10.7 | 21.9 | 19.4 | 11.7 | 19.3 | 18.6 | 13.8 | 14.6 | 8 | 24 | 21.7 | 11 | 9.6 | 11.1 | 14.8 | 12.4 | 15.8 | 21.1 | 6.6 | 14.4 | 14.5 | 12.2 | 16.3 | 16.2 | 17 | 12 | 11.3 | 15.8 | 21.4 | 12.9 | 11.5 | 22.5 | 23.6 | 19.5 | 24.3 | 7.1 | 24.7 | 16.2 | 16.2 | 14.5 | 23.5 | 12.5 | 15.3 | 13.1 | 9.9 | 22.3 | 7.2 | 1.9 | 21.1 | 25.9 | 23.4 | 17.1 | 13 | 19.1 | 17.9 | 0
289 | 10.6 | 13.8 | 20.8 | 18.2 | 10.3 | 21.5 | 18.9 | 11.2 | 18.9 | 17.7 | 13 | 14.1 | 7.9 | 23.1 | 21.1 | 10.6 | 9.8 | 11.1 | 14.2 | 12.8 | 15.2 | 20.8 | 6.7 | 14.7 | 13.9 | 12.1 | 15.3 | 15.9 | 17.6 | 12.1 | 11.1 | 15.8 | 21.1 | 13 | 11 | 22.5 | 22.8 | 19.3 | 23.6 | 6.1 | 24.4 | 16.1 | 15.7 | 14 | 23.1 | 12.6 | 15.7 | 11.8 | 9.9 | 21.7 | 7.3 | 1.7 | 21.1 | 25.4 | 22.5 | 15.8 | 12.5 | 18.5 | 16.9 | 0
290 | 11.5 | 13.6 | 19.3 | 17.8 | 9.8 | 20 | 18.8 | 10.7 | 18.6 | 17.4 | 12.2 | 13.2 | 6.8 | 22.6 | 20.6 | 10.2 | 10 | 11.1 | 13.6 | 12.8 | 14.8 | 20.3 | 6.8 | 14.2 | 13.4 | 12 | 14.7 | 15 | 18.2 | 11.6 | 11.2 | 15.3 | 20.8 | 12.8 | 11 | 22.3 | 21.6 | 19.1 | 23.6 | 6 | 24.1 | 15.4 | 15.2 | 13.7 | 22.7 | 12 | 15.4 | 10.4 | 9 | 21.6 | 7 | 1.2 | 19.6 | 25.1 | 22.5 | 14.2 | 12.3 | 17.8 | 15.4 | 0
291 | 10.9 | 13.3 | 17.8 | 17.6 | 9.6 | 19.8 | 17.9 | 10.2 | 18.3 | 16.8 | 11.4 | 12.7 | 6.4 | 22.3 | 20.1 | 10 | 9.1 | 11 | 12.9 | 12.8 | 14.5 | 19.8 | 6.3 | 14.4 | 13.2 | 11 | 14.4 | 15 | 18.4 | 14.1 | 11 | 14.8 | 20.7 | 12.4 | 11 | 21.6 | 21.1 | 19.1 | 23.4 | 5.6 | 23.9 | 15.1 | 15 | 13.9 | 22.5 | 10.9 | 15.2 | 9.2 | 8.8 | 21.1 | 6.7 | 0.5 | 18.6 | 24.9 | 22.5 | 13.2 | 11.9 | 17.1 | 14.9 | 0
292 | 11.4 | 13.6 | 17 | 17.1 | 9.2 | 19.7 | 17.5 | 9.7 | 18 | 16.2 | 11.2 | 11.7 | 5 | 22.1 | 19.7 | 9.5 | 8.8 | 11 | 12.7 | 12.3 | 14.4 | 19.6 | 6 | 13.4 | 13 | 10.6 | 13.7 | 14.2 | 18.4 | 14.5 | 11 | 14.3 | 20.4 | 11.5 | 10.8 | 20.8 | 20.2 | 19.1 | 23.1 | 5.4 | 23.2 | 14.6 | 14.3 | 13.4 | 22 | 9.9 | 14.6 | 8.5 | 8 | 20.8 | 6.2 | 1.4 | 16.7 | 24.4 | 22.4 | 13 | 11.6 | 16.7 | 14.2 | 0
293 | 10.9 | 13.6 | 17 | 16.8 | 9 | 19.4 | 17.5 | 9.2 | 17.7 | 15.7 | 12.2 | 13 | 4 | 22.1 | 19.6 | 9.6 | 5.4 | 10.9 | 14.2 | 9.6 | 14 | 19.5 | 3.2 | 12.6 | 13.9 | 9.9 | 12.8 | 15.4 | 16.6 | 7.4 | 9.4 | 13.9 | 20 | 9.6 | 10.7 | 20.8 | 21 | 18.8 | 22.6 | 5 | 23 | 13.2 | 13.2 | 11.1 | 21.8 | 10.4 | 16 | 11 | 7.2 | 20.6 | 5.6 | 1.4 | 18.4 | 24.2 | 22.4 | 11.2 | 10.8 | 16.5 | 13.4 | 0
294 | 11.4 | 13.4 | 17 | 17.5 | 9.2 | 18.5 | 17.4 | 9.3 | 17.4 | 15.4 | 10.8 | 13 | 3.2 | 22 | 19.5 | 9.5 | 7.9 | 10.9 | 14.4 | 9.4 | 13.8 | 19.6 | 5.1 | 11.6 | 13.4 | 9.9 | 12.4 | 15 | 16.5 | 6.1 | 10.1 | 14.2 | 19.5 | 9.6 | 10.5 | 20.1 | 20.4 | 18.8 | 22.2 | 5 | 22.7 | 12.5 | 12.3 | 11.1 | 21.1 | 10.7 | 15.8 | 10.8 | 7.1 | 20.4 | 4.7 | 1 | 17.5 | 23.9 | 21.9 | 12 | 9.9 | 16.3 | 13.9 | 0
295 | 11 | 13.3 | 17.1 | 17.8 | 9.2 | 18.4 | 16.6 | 9.9 | 17.5 | 15.1 | 10.4 | 13.9 | 4.6 | 22 | 19.6 | 9.1 | 10.4 | 10.8 | 14.6 | 10.6 | 14 | 19.6 | 7.2 | 11.7 | 13.4 | 10.1 | 12.2 | 14.8 | 17.2 | 6.7 | 11.6 | 14.2 | 19.4 | 10.4 | 10.2 | 20.1 | 21.2 | 18.8 | 22.1 | 5.6 | 22.5 | 12.8 | 13 | 10.3 | 21.1 | 12.1 | 16.9 | 11.1 | 9.1 | 20.3 | 5.2 | 4.5 | 17.5 | 23.6 | 21.6 | 13.2 | 9.6 | 15.6 | 16.2 | 0
296 | 12 | 13 | 17.8 | 17.6 | 9.4 | 19.2 | 17.5 | 11.2 | 18.2 | 14.4 | 10.4 | 15.4 | 6.6 | 22.6 | 20.2 | 9.1 | 13.6 | 10.8 | 15.2 | 12 | 14 | 19.6 | 10.2 | 12.2 | 13.4 | 10.7 | 12.3 | 15 | 18 | 8.6 | 14 | 15.2 | 20.9 | 11.4 | 10.3 | 19.6 | 22.6 | 18.7 | 22.6 | 5.6 | 22.3 | 14 | 14.8 | 10.3 | 21.1 | 14 | 18 | 12 | 11.6 | 20.4 | 6.2 | 8.2 | 18 | 23.8 | 22.4 | 14.8 | 9.5 | 15.4 | 19.4 | 0
297 | 15.2 | 13.1 | 18.8 | 17.6 | 9.4 | 22.1 | 22 | 13.2 | 19.5 | 16.2 | 12.3 | 17.8 | 11.3 | 25.3 | 21.1 | 12.4 | 15.3 | 10.7 | 15.8 | 15.2 | 13.7 | 20.4 | 12.3 | 14.5 | 15.1 | 11 | 14.2 | 15.3 | 20 | 12.4 | 16.7 | 21.1 | 23.2 | 13.1 | 11 | 22.8 | 25.5 | 22 | 24.2 | 7.3 | 23.3 | 16.3 | 18.3 | 13.5 | 24.1 | 16.9 | 21 | 13.2 | 15.6 | 22.4 | 9.2 | 10.9 | 19.7 | 26.1 | 25 | 16.6 | 8.1 | 15.9 | 23.5 | 0
298 | 17.1 | 14.2 | 20.7 | 18 | 9.7 | 23.8 | 24.1 | 15.6 | 21.8 | 21 | 14.5 | 20.4 | 15.7 | 27.5 | 22.4 | 14.3 | 17.3 | 10.7 | 16.9 | 18 | 13.5 | 22.2 | 14.9 | 17 | 16.2 | 12.3 | 17.6 | 15.8 | 22 | 16.2 | 19.4 | 24.1 | 25.4 | 14.6 | 12 | 24.5 | 27.9 | 24.2 | 26.4 | 8.3 | 25.8 | 18.8 | 22 | 17.1 | 25.6 | 19.5 | 23.7 | 14.7 | 18.6 | 24.5 | 12.4 | 12.3 | 21.7 | 27.9 | 26 | 18.7 | 9.9 | 18.1 | 26.8 | 0
299 | 19.8 | 15 | 22.9 | 19.4 | 10.4 | 24.9 | 25.3 | 18.1 | 24.5 | 23.8 | 17.6 | 23 | 20.4 | 27.3 | 23.8 | 16.8 | 18.2 | 13.2 | 18 | 21 | 13.6 | 24 | 16.6 | 20.2 | 18.3 | 15.3 | 23.3 | 16.2 | 24.4 | 20 | 21.6 | 25.3 | 27.6 | 16.2 | 15 | 26 | 30.4 | 26.4 | 26.4 | 11.3 | 28.3 | 21.2 | 25.4 | 19.2 | 27 | 22 | 27.2 | 16.2 | 21 | 26.4 | 16.2 | 12.4 | 24 | 29.1 | 27.5 | 20.6 | 13 | 20.8 | 29.4 | 0
300 | 21.6 | 16.6 | 25.2 | 21.3 | 11 | 26.7 | 26.6 | 20.3 | 27 | 26.5 | 19.6 | 24.7 | 22.5 | 28.3 | 25.4 | 17.7 | 19.9 | 15.7 | 19.4 | 22.1 | 14.3 | 26 | 18.7 | 22.3 | 19.7 | 17.3 | 25.8 | 16.7 | 25.8 | 22.1 | 23 | 26.1 | 29.1 | 17.1 | 16 | 26.9 | 31.2 | 27.6 | 27.3 | 15 | 31 | 22.7 | 27.2 | 22 | 27.5 | 23.4 | 29.2 | 17.6 | 21.1 | 28.9 | 18.5 | 11.8 | 25.6 | 29.9 | 28.5 | 22.2 | 17.5 | 23.8 | 30.3 | 0
301 | 22.3 | 17.5 | 27 | 23.5 | 12 | 26.4 | 28 | 22 | 28.6 | 27.3 | 21.5 | 25.7 | 24 | 28.5 | 26.8 | 19.1 | 20.4 | 17.5 | 20.1 | 22.8 | 15.4 | 27.2 | 19.5 | 24.2 | 20.8 | 18 | 27.3 | 17.1 | 26.9 | 23.5 | 23.3 | 27 | 30 | 17.8 | 18 | 27.3 | 31.8 | 28 | 25.8 | 16.1 | 30.8 | 23.5 | 28.1 | 24.5 | 27.7 | 24.5 | 31.3 | 18.8 | 20.9 | 30.5 | 20.6 | 11 | 26.9 | 30.4 | 29.8 | 23 | 18 | 25.8 | 30.5 | 0
302 | 22.8 | 18.1 | 28.4 | 25 | 12.7 | 27.8 | 28.9 | 23.2 | 29.5 | 28.2 | 22 | 25.6 | 23.4 | 28.6 | 28 | 18.9 | 20.8 | 17.6 | 20.4 | 22 | 16.2 | 28.5 | 19.8 | 24.8 | 21.8 | 19 | 27.4 | 17.6 | 27 | 23.8 | 22.6 | 27.1 | 30.6 | 18 | 20 | 28 | 31.4 | 28.2 | 26.3 | 17 | 30.7 | 23.4 | 27.8 | 25.6 | 28 | 24.6 | 32 | 19.6 | 19.7 | 31.5 | 21 | 10.4 | 27.4 | 30.5 | 30.2 | 23 | 19.2 | 27.3 | 29.8 | 0
303 | 22.9 | 18.2 | 29.1 | 25.8 | 13.2 | 26.6 | 28.9 | 23.8 | 29.7 | 28.7 | 22.5 | 24.8 | 23.4 | 28.8 | 28.9 | 18.9 | 19.1 | 18 | 19.6 | 21.8 | 17.1 | 27.8 | 18.1 | 25.4 | 22 | 19 | 28.3 | 18 | 27.1 | 24.3 | 21 | 27.3 | 31.3 | 18.4 | 20 | 27.9 | 31.5 | 28.9 | 26.7 | 18 | 29.2 | 23 | 27.6 | 25.6 | 27.8 | 24.6 | 33 | 19.9 | 19.6 | 31.8 | 21.4 | 9.8 | 27.8 | 30.4 | 30.5 | 22 | 19.4 | 28.1 | 29.4 | 0
304 | 22.9 | 17.9 | 29.3 | 25.3 | 12.8 | 27.1 | 28.4 | 23.7 | 29.2 | 28.7 | 21.8 | 23.2 | 21.9 | 27.8 | 29.4 | 19 | 17.1 | 18 | 18.6 | 20.9 | 17.6 | 27.8 | 16.2 | 25 | 22.2 | 19 | 28.4 | 18.4 | 26.3 | 24.2 | 19 | 27.1 | 31.9 | 18.3 | 22 | 27.5 | 31 | 28.1 | 27 | 17.5 | 29.3 | 22.1 | 27.2 | 26.1 | 27.5 | 23.6 | 32 | 19.6 | 18.9 | 31.9 | 20.1 | 9.1 | 27.6 | 30 | 30 | 20.5 | 19.5 | 28.7 | 28.4 | 0
305 | 22.4 | 17.4 | 29.1 | 24.4 | 12.4 | 27.3 | 27.1 | 22.8 | 28.2 | 28.4 | 21 | 21.4 | 20.8 | 26.8 | 29.3 | 17.8 | 14 | 18 | 17.2 | 20.6 | 17.5 | 28.5 | 13.4 | 24.4 | 21.7 | 18.8 | 27.8 | 18.4 | 25.6 | 24 | 17 | 25.7 | 30.4 | 18.2 | 21 | 26.6 | 30.6 | 27 | 26.7 | 18 | 29.2 | 21 | 27 | 26.1 | 27 | 22.2 | 30.6 | 18.8 | 18.4 | 31.4 | 18.6 | 7.8 | 27.2 | 29.8 | 29 | 18.8 | 18.9 | 28.6 | 27.4 | 0
306 | 21.2 | 16.4 | 28.4 | 23.2 | 11.2 | 25 | 25.1 | 21.3 | 26.8 | 27.6 | 18.9 | 19.3 | 18 | 25.9 | 28.6 | 16 | 12.1 | 17.8 | 16.3 | 19.4 | 16.8 | 27.2 | 11.7 | 22.7 | 19.4 | 17.5 | 25.5 | 18.1 | 24.2 | 22.6 | 15.4 | 23.3 | 29.5 | 17.3 | 20 | 25.5 | 29 | 25.2 | 26.1 | 15.6 | 28.2 | 19.4 | 26 | 25.6 | 26 | 19.6 | 26.9 | 17.5 | 16.3 | 30.3 | 15.5 | 6.1 | 26 | 28.6 | 28 | 17.3 | 16.5 | 27.9 | 25.4 | 0
307 | 18.8 | 15.1 | 26.9 | 22.6 | 10.2 | 23 | 24 | 19.3 | 25.2 | 26 | 17.2 | 17.6 | 15.9 | 25.3 | 26.7 | 14.9 | 10.2 | 17.8 | 15.5 | 18.7 | 15.8 | 26.6 | 9.8 | 21 | 17.7 | 15.6 | 21.8 | 17.3 | 23.2 | 21 | 14.3 | 21.8 | 27.5 | 16.4 | 18 | 24 | 27.7 | 23.8 | 25.5 | 14 | 27.4 | 17.8 | 24.8 | 22.8 | 25.1 | 17 | 23.4 | 15.9 | 14.1 | 27.7 | 12.7 | 4.1 | 24.8 | 28.6 | 26.9 | 16.2 | 15 | 26.2 | 23.2 | 0
308 | 17.4 | 14.6 | 25.1 | 22.4 | 9.7 | 21.9 | 22.3 | 17.4 | 23.8 | 24.5 | 15 | 16.2 | 13 | 24.9 | 24.2 | 14.4 | 9.8 | 16.7 | 15.2 | 17.4 | 14.8 | 26 | 9 | 18.8 | 16.9 | 15 | 20.2 | 16.4 | 22 | 18.6 | 13.6 | 20.3 | 26.4 | 15 | 17 | 23.5 | 25.8 | 23.1 | 25.2 | 12.3 | 27.1 | 16.2 | 22.6 | 21.3 | 24.8 | 14.4 | 19.4 | 14.4 | 11.2 | 25.7 | 9.6 | 2.6 | 23.2 | 27.8 | 26 | 15.6 | 13.9 | 24.4 | 20.8 | 0
309 | 15.8 | 13.1 | 23 | 22.7 | 9.2 | 21.1 | 21.4 | 15.8 | 22.2 | 23.3 | 14 | 15.5 | 11.9 | 24.4 | 21.4 | 14.4 | 9 | 16.8 | 14.6 | 16.9 | 14.1 | 25.2 | 7.6 | 17.3 | 16.2 | 13.7 | 19.6 | 15.5 | 21.5 | 17 | 13.1 | 19.3 | 26.2 | 14 | 16 | 22.8 | 25 | 22.6 | 24.7 | 11.3 | 26.6 | 15.2 | 20.6 | 20.1 | 24.5 | 13 | 17.4 | 13.1 | 9.8 | 24.3 | 8.1 | 1.8 | 22.2 | 27.4 | 25.5 | 15.1 | 13.8 | 22.1 | 19.3 | 0
310 | 15.7 | 12.3 | 21 | 22.5 | 7.7 | 19.9 | 21.3 | 14.6 | 21.1 | 22.5 | 13 | 15.2 | 10.4 | 24 | 19.7 | 14.3 | 9.2 | 16.9 | 14.4 | 15.6 | 13.9 | 24.3 | 7.1 | 15.7 | 15.6 | 13.3 | 21 | 15 | 20.6 | 15.4 | 12.9 | 18.6 | 25.7 | 12.9 | 14 | 22 | 24.3 | 22.2 | 24.4 | 10.5 | 26.3 | 14.6 | 18.5 | 19.3 | 24 | 12 | 15.6 | 12.3 | 8.6 | 23.4 | 6.9 | 1.9 | 21.3 | 26.5 | 25 | 14.7 | 13 | 20.5 | 18.2 | 0
311 | 15.1 | 11.9 | 18.9 | 21.6 | 7.2 | 19.6 | 20.5 | 13.4 | 20.4 | 21.9 | 13 | 15.2 | 10 | 23.5 | 19 | 14.1 | 8.6 | 17 | 14 | 14.8 | 13.3 | 23.5 | 6 | 15 | 15.6 | 12.3 | 19.8 | 15 | 20 | 14.8 | 12.6 | 18.1 | 25.1 | 12.2 | 13 | 21.4 | 24.4 | 21.4 | 24.1 | 10.5 | 26 | 14.8 | 17.2 | 18.2 | 23.9 | 12 | 15.4 | 12 | 9 | 22.9 | 7 | 2.2 | 21 | 26.4 | 24.5 | 14 | 12.6 | 19.5 | 18 | 0
312 | 14.2 | 11.7 | 16.8 | 19.7 | 6.8 | 18.2 | 19.6 | 12.5 | 19.7 | 21.3 | 12.6 | 15.1 | 8.3 | 23.2 | 18.3 | 13.7 | 8.8 | 16.2 | 14.1 | 12.9 | 12.3 | 23.1 | 5.8 | 14 | 15.4 | 11 | 18.2 | 15.6 | 18.7 | 13.9 | 12.3 | 17.1 | 24.1 | 11.4 | 12.3 | 19.7 | 23.9 | 20.6 | 23.6 | 9.3 | 25.7 | 15.1 | 16.2 | 18.1 | 23.6 | 11.8 | 14.6 | 12.2 | 8.9 | 22.6 | 6.6 | 2.3 | 20.6 | 26 | 24.2 | 13.2 | 11.9 | 18.5 | 17.5 | 0
313 | 13.3 | 11 | 15.5 | 17.7 | 6.9 | 17.7 | 19.2 | 12 | 19.3 | 21.3 | 13 | 14.9 | 7.5 | 22.7 | 17.7 | 13.1 | 7.7 | 16.2 | 14.1 | 11.7 | 12 | 22.1 | 4.8 | 13.9 | 15.2 | 10.4 | 16.8 | 16.1 | 17.9 | 13.5 | 11.7 | 17 | 23.5 | 10.9 | 12 | 19 | 23.9 | 20.6 | 23.4 | 8.3 | 25.4 | 15.6 | 15.9 | 15.2 | 22.8 | 11.8 | 14.8 | 12.3 | 9.3 | 22.3 | 6.9 | 1.6 | 20.6 | 25.4 | 23.9 | 12.3 | 11.3 | 17.8 | 17.2 | 0
314 | 13.3 | 10.8 | 14.9 | 16 | 6.9 | 16.9 | 18.5 | 11.5 | 19.1 | 21.2 | 12.8 | 14.4 | 5.8 | 22.5 | 17 | 12.9 | 7 | 16.1 | 14.4 | 10.2 | 11.6 | 22.1 | 4.4 | 13.4 | 15.4 | 10.3 | 15.8 | 16.6 | 16.8 | 12.2 | 11 | 16.6 | 22.5 | 10.2 | 12 | 17.5 | 23 | 20.2 | 23.2 | 7.5 | 25.1 | 15.6 | 15.5 | 14.6 | 22.2 | 11.2 | 14.4 | 12.4 | 8.6 | 21.9 | 6.4 | 0.2 | 20.2 | 25 | 23.4 | 11.6 | 10.9 | 17.5 | 16 | 0
315 | 13.3 | 10.7 | 14.3 | 15.5 | 6.9 | 16.7 | 18 | 10.8 | 18.9 | 21.2 | 13.2 | 13.9 | 5.4 | 22.3 | 16.3 | 12.9 | 5.3 | 15 | 14.3 | 9.9 | 10.6 | 21.5 | 3.2 | 13.5 | 15.4 | 10 | 16.4 | 16.5 | 16.6 | 11 | 10.1 | 16.2 | 22 | 9.9 | 11.3 | 17.5 | 22.6 | 19.9 | 23.1 | 7.5 | 25 | 15.2 | 15.2 | 14.5 | 21.5 | 10.9 | 15.2 | 12.1 | 8.4 | 21.4 | 6.6 | 1.4 | 19.9 | 24.8 | 23.4 | 11 | 11 | 17.2 | 14.9 | 0
316 | 13.3 | 10.3 | 13.7 | 15.8 | 7.2 | 16 | 17.6 | 10 | 18.6 | 21.2 | 12.7 | 13.3 | 4.1 | 22.2 | 16.3 | 13.2 | 5.1 | 15 | 14.4 | 9.3 | 10.1 | 21.4 | 3.1 | 13 | 15.7 | 9.7 | 16.4 | 16.1 | 16.3 | 8.9 | 9.6 | 16.1 | 21.7 | 9.6 | 11 | 16.5 | 21.4 | 19.7 | 22.7 | 7.5 | 25 | 14.2 | 14.1 | 14.7 | 21.2 | 10.3 | 15.2 | 11.5 | 7.3 | 21.1 | 5.8 | 2.1 | 19.1 | 24.6 | 23.4 | 10.9 | 11 | 16.6 | 13.7 | 0
317 | 13.3 | 10.2 | 13.2 | 19.4 | 7.2 | 15.9 | 16.9 | 9.2 | 18.1 | 21.2 | 11 | 13 | 6 | 21.8 | 16.8 | 13.7 | 5.6 | 14.9 | 12 | 12 | 9.5 | 20.8 | 3.4 | 11.8 | 15.6 | 9.3 | 14.3 | 13.4 | 17 | 8.4 | 9.4 | 15.7 | 21.4 | 9.4 | 11 | 16 | 20 | 19.2 | 22.7 | 7.5 | 24.7 | 12.6 | 13.8 | 15.4 | 20.2 | 8.8 | 17 | 10.4 | 7.4 | 20.8 | 3 | 1 | 17.8 | 24.3 | 23.4 | 12 | 10.3 | 15.9 | 14.6 | 0
318 | 12.8 | 10 | 12.7 | 19.3 | 7.2 | 15.4 | 16.4 | 8.6 | 17.6 | 21.2 | 10 | 12.6 | 5.4 | 21.6 | 17.3 | 13.1 | 7.5 | 14.7 | 12 | 12.2 | 9 | 20.6 | 4.3 | 11.3 | 15.2 | 8.8 | 13.4 | 13.1 | 17 | 6.5 | 10.3 | 15.7 | 21 | 8.9 | 10.6 | 16.1 | 20.6 | 18.9 | 22.4 | 7.3 | 24.2 | 12.9 | 13.5 | 12.6 | 19.5 | 10.1 | 17.8 | 10.7 | 7.4 | 20.8 | 2.3 | 2.6 | 16.9 | 24 | 23 | 12.2 | 10.1 | 15.2 | 15.8 | 0
319 | 12.8 | 10 | 13.1 | 19.1 | 7.2 | 15.2 | 15.9 | 8.9 | 17.8 | 21.3 | 10.4 | 13.3 | 6.8 | 21.7 | 18.4 | 12.9 | 9.7 | 14.6 | 12.4 | 12.9 | 8.5 | 20.5 | 6 | 12.2 | 14.2 | 8.4 | 12.8 | 13.9 | 18 | 6.5 | 12.2 | 15.7 | 20.9 | 9.3 | 10 | 16.3 | 21.8 | 18.9 | 22.2 | 7.1 | 24.1 | 14.3 | 14.6 | 12 | 19.4 | 12.6 | 19.8 | 11.5 | 8.9 | 19.9 | 3.1 | 4.9 | 17.5 | 23.9 | 23 | 13.2 | 10.1 | 14.3 | 18.4 | 0
320 | 12.5 | 10.2 | 14 | 19.4 | 7.3 | 16 | 16.3 | 10.6 | 18.4 | 21.3 | 10.8 | 14.6 | 8.6 | 22.5 | 19.8 | 12.6 | 12.2 | 14.5 | 13.6 | 14 | 7.8 | 20.8 | 8.4 | 13 | 14.4 | 7.8 | 12 | 15 | 19.6 | 7.6 | 14.6 | 17 | 21.7 | 10 | 10 | 16.5 | 23.2 | 18.9 | 22.2 | 7.1 | 23.9 | 16 | 16.3 | 11.8 | 19.5 | 15.4 | 21.4 | 12.4 | 10.8 | 19.7 | 5.5 | 7.8 | 18.2 | 24.2 | 23.4 | 15 | 10.3 | 13.9 | 21 | 0
321 | 15.8 | 11.2 | 15.7 | 19.6 | 8.2 | 21.8 | 22.1 | 13.6 | 19.7 | 21.6 | 13.3 | 17.3 | 12.9 | 24.6 | 21.3 | 13.4 | 14.2 | 12.2 | 15.2 | 15.6 | 6.8 | 21.9 | 11.1 | 15.6 | 15.1 | 7.2 | 14.1 | 17.3 | 22.2 | 11 | 17.1 | 22.6 | 24 | 11.9 | 11.1 | 18.5 | 25 | 19.4 | 22.6 | 8.3 | 24 | 18.6 | 19.5 | 15.7 | 22.6 | 19 | 24.3 | 13.9 | 14.1 | 21.8 | 9.3 | 9.9 | 20.6 | 26.5 | 25.3 | 17.2 | 8.5 | 14.5 | 24.6 | 0
322 | 18.1 | 12 | 17.7 | 20.5 | 8.7 | 24.1 | 24.8 | 17.3 | 21.9 | 23.1 | 15.5 | 20.3 | 16.6 | 26 | 22.7 | 14 | 16.3 | 12.1 | 17.3 | 17 | 7.6 | 23.1 | 14 | 18 | 16 | 11.4 | 16.9 | 19.3 | 24.6 | 14.6 | 19.2 | 24.8 | 26.5 | 13.8 | 13.4 | 22.4 | 26.8 | 22.1 | 24.7 | 11.2 | 25.3 | 20.6 | 22.5 | 19.1 | 24 | 21.9 | 26.5 | 15.4 | 16.7 | 24.3 | 13.3 | 11.3 | 22.5 | 28.5 | 26.9 | 19.3 | 8.6 | 17.1 | 27.4 | 0
323 | 20.3 | 14.8 | 20.6 | 21.4 | 9.5 | 26.4 | 26.3 | 20.5 | 24.3 | 25.2 | 18.5 | 23.4 | 20.8 | 27 | 24.1 | 14.6 | 17.8 | 12 | 19.2 | 18.6 | 10.5 | 25.5 | 16.6 | 21 | 18.3 | 12.5 | 20.3 | 21.4 | 27 | 18.8 | 20.8 | 26.3 | 28.1 | 16.2 | 16 | 24.5 | 28.6 | 22.7 | 26.2 | 15 | 27.6 | 22.6 | 25.5 | 21.9 | 26.2 | 24.8 | 29.2 | 17.2 | 19 | 27.2 | 17 | 11.4 | 25 | 29.6 | 27.4 | 21 | 8.9 | 20.5 | 30 | 0
324 | 21.8 | 15.9 | 23.4 | 22.8 | 10.4 | 27.4 | 28.4 | 22.7 | 26.7 | 26.9 | 19.9 | 25.2 | 22.6 | 27.5 | 25.3 | 14.6 | 19.3 | 11.5 | 20.9 | 19.8 | 13.3 | 26.9 | 18.7 | 22.5 | 20.3 | 15.3 | 24.3 | 22.4 | 28.2 | 21.4 | 21.7 | 27.3 | 29.7 | 17.8 | 18 | 25.7 | 30.1 | 25.1 | 26 | 16.4 | 29.5 | 23.3 | 27 | 24.9 | 27.4 | 26.4 | 30.4 | 18.6 | 19.3 | 29.4 | 19.5 | 11.1 | 26 | 29.1 | 28 | 21.9 | 9 | 24.1 | 30.9 | 0
325 | 23.8 | 17.4 | 25.6 | 23.7 | 11.7 | 27.9 | 28.8 | 23.7 | 28.2 | 28.2 | 21.6 | 26.1 | 24.1 | 28.5 | 26.5 | 13.8 | 20.1 | 11.5 | 21.8 | 20.8 | 13.8 | 27.9 | 19.7 | 24.2 | 21 | 16.2 | 26.5 | 23.1 | 28.9 | 23.7 | 22.1 | 27.8 | 30.3 | 19.3 | 21 | 26.4 | 31.4 | 26.7 | 25.2 | 18 | 29.4 | 23.7 | 28.2 | 26 | 27.4 | 27.7 | 32.1 | 19.8 | 19.3 | 30.6 | 20.9 | 10.4 | 27.5 | 30.4 | 28 | 21.8 | 10 | 26.4 | 31.2 | 0
326 | 24.9 | 18.5 | 27 | 24.4 | 13.7 | 27.5 | 29.5 | 24.2 | 29.1 | 29.2 | 22 | 25.4 | 23.8 | 28.3 | 27.6 | 13.2 | 20.2 | 11.5 | 22 | 21.4 | 14.1 | 28.2 | 19.6 | 24.6 | 21.5 | 16.9 | 27.3 | 23 | 28.6 | 24.4 | 22 | 27.8 | 31 | 19.8 | 22 | 26.5 | 32 | 27.2 | 25.1 | 18.4 | 30.5 | 23.2 | 28.4 | 26.7 | 27.4 | 27.8 | 32.6 | 20.2 | 18.3 | 31 | 21.2 | 10 | 28 | 30.2 | 28.9 | 21 | 12 | 28 | 30.2 | 0
327 | 25.7 | 18 | 28.5 | 24 | 14.2 | 28.2 | 29.8 | 24.4 | 29.3 | 29.9 | 23 | 24.3 | 24.2 | 28.4 | 28.5 | 12.6 | 19 | 11.5 | 21.4 | 21.7 | 14.9 | 29.1 | 18.2 | 25.5 | 21.5 | 18.2 | 28 | 23.1 | 28.2 | 25.1 | 21.5 | 27.8 | 31.4 | 20.3 | 23 | 26.5 | 32 | 27.1 | 25.8 | 19 | 30.1 | 23 | 29.1 | 27.3 | 27 | 27.7 | 33.5 | 20.2 | 18.2 | 31.9 | 21 | 9.5 | 29.3 | 29.9 | 29 | 19.7 | 13.8 | 28.8 | 29.4 | 0
328 | 25.9 | 17.5 | 29.3 | 23.4 | 13.7 | 28.4 | 28.8 | 24.3 | 28.8 | 29.9 | 22.4 | 22.5 | 23.1 | 27.8 | 29.2 | 12.4 | 17.2 | 11.5 | 20.4 | 21.2 | 15.8 | 29.1 | 16.1 | 25 | 21.4 | 18.3 | 28 | 22.6 | 27.3 | 24.4 | 20.5 | 27.2 | 31.3 | 19.7 | 24 | 26.5 | 31.3 | 26.9 | 26.2 | 19 | 29.8 | 22.1 | 29 | 27.4 | 26.6 | 26.4 | 32.6 | 19.4 | 17.7 | 31.7 | 20.1 | 9.2 | 29.3 | 30.2 | 28 | 18.3 | 14.5 | 29.2 | 27.7 | 0
329 | 25.3 | 17.2 | 29.2 | 22.2 | 12.2 | 28 | 27.5 | 23.6 | 27.8 | 29.6 | 21.8 | 21 | 22.4 | 26.9 | 29.2 | 12.5 | 14.8 | 11.5 | 19.2 | 20 | 15 | 28.5 | 13.4 | 24.4 | 21.4 | 18.4 | 27.6 | 22 | 26.5 | 23.4 | 19 | 26.3 | 30.7 | 19 | 23 | 25.5 | 30 | 25.7 | 26.1 | 18.4 | 29.7 | 21.4 | 28.9 | 27.3 | 26.1 | 24.8 | 31 | 18.4 | 17.6 | 31.2 | 18.8 | 8.2 | 29.2 | 30.1 | 27.4 | 17 | 14.5 | 29 | 26.4 | 0
330 | 22.5 | 16.7 | 29.2 | 21.4 | 11.2 | 25.5 | 26.3 | 22.1 | 26.6 | 29.6 | 19.2 | 19.4 | 19.8 | 25.8 | 28.5 | 11.9 | 13 | 11.8 | 18.1 | 17.9 | 14.1 | 27.4 | 10.9 | 22.1 | 19.2 | 17.2 | 25.2 | 20.4 | 25.2 | 20.8 | 17.2 | 23.8 | 29.4 | 17.3 | 22 | 24.2 | 28.4 | 23.2 | 25.7 | 16 | 28.5 | 19.9 | 27.4 | 26.7 | 25.1 | 22.1 | 27.2 | 17 | 16.3 | 30.1 | 16.6 | 6.9 | 27.1 | 29.6 | 26.8 | 15.9 | 14.5 | 28.2 | 24.4 | 0
331 | 20.6 | 14.8 | 26.7 | 20.5 | 10.4 | 23.1 | 24.7 | 20 | 25.4 | 27.6 | 17.1 | 18.4 | 18 | 25 | 26.3 | 12.1 | 11.6 | 11.8 | 17.1 | 15.7 | 14.3 | 26.4 | 8.8 | 20.3 | 18 | 15 | 21.3 | 18.9 | 24.2 | 18.5 | 15.3 | 22 | 28.1 | 15.9 | 19.8 | 23 | 26.9 | 21.3 | 25.3 | 13 | 27.4 | 18.7 | 25.7 | 24.8 | 24.4 | 19.9 | 23.6 | 15.9 | 15.1 | 27.3 | 14 | 4.9 | 25.4 | 28.7 | 25.6 | 15 | 13.2 | 26.7 | 23.3 | 0
332 | 19.3 | 13.5 | 24.9 | 20 | 10.2 | 21.5 | 23.1 | 17.9 | 24.3 | 25.5 | 14.5 | 17.4 | 15.4 | 24.3 | 24.4 | 12.1 | 11.2 | 11.8 | 16.4 | 13.4 | 11.6 | 25.8 | 7.4 | 18 | 17.3 | 13.2 | 19.1 | 17 | 23 | 15.8 | 13.8 | 20.8 | 26.8 | 14.4 | 18 | 22.5 | 25.8 | 20.3 | 25.2 | 11 | 26.7 | 17.4 | 23.1 | 22.8 | 24.1 | 17.8 | 19.8 | 15 | 13.2 | 25 | 11 | 3 | 23.2 | 27.4 | 25 | 14.4 | 12.3 | 25.2 | 22 | 0
333 | 18.8 | 12.2 | 22 | 19.4 | 10.2 | 20.5 | 22.8 | 16.3 | 23.2 | 23.9 | 13.8 | 17 | 14.6 | 23.6 | 21.7 | 12 | 10.9 | 12 | 15.7 | 12 | 10.9 | 25 | 6.5 | 17.3 | 17.1 | 11.4 | 17.5 | 16 | 22.4 | 14.7 | 12.9 | 20 | 26 | 13.8 | 17 | 21.7 | 25.2 | 19.7 | 24.7 | 9.5 | 26.3 | 17.1 | 21.2 | 21.5 | 23.4 | 16.9 | 18.1 | 14.5 | 12.3 | 23.5 | 8.6 | 1.2 | 22.8 | 27 | 24.9 | 13.9 | 11.2 | 23.3 | 21.8 | 0
334 | 18.4 | 11.9 | 20.7 | 19.2 | 9.7 | 19.8 | 22.3 | 15.2 | 22.2 | 23.1 | 12.9 | 16.4 | 13.3 | 23 | 20.3 | 12.2 | 11 | 12.1 | 15.2 | 11.2 | 10.1 | 24.2 | 6.2 | 16.2 | 17.3 | 10.8 | 16.5 | 15.1 | 21.6 | 14 | 12.6 | 19.3 | 25.5 | 13.1 | 16 | 21.5 | 24.8 | 19 | 24.2 | 8.6 | 26.1 | 16.6 | 19.2 | 18.7 | 23 | 16 | 16.7 | 14 | 11.1 | 22.6 | 6.9 | 0.5 | 22.2 | 26.6 | 24.5 | 13.7 | 10 | 21.8 | 21 | 0
335 | 17.8 | 11.1 | 21 | 19 | 9.2 | 19.1 | 21.5 | 14.1 | 21.4 | 22.3 | 13.3 | 16 | 13 | 22.6 | 20.1 | 12.2 | 10.4 | 12.1 | 14.8 | 11.2 | 9.5 | 23.7 | 6 | 16 | 17.3 | 9.9 | 15.9 | 15 | 21.2 | 14.5 | 12.6 | 18.8 | 24.8 | 13 | 16 | 20.8 | 24.4 | 18.5 | 23.6 | 8 | 25.6 | 16.6 | 18.2 | 17.7 | 22.4 | 15.4 | 16.8 | 13.6 | 10.8 | 21.5 | 6.4 | 0.4 | 22.8 | 26.6 | 24.4 | 13.6 | 9.5 | 20.7 | 20.4 | 0
336 | 17.1 | 10.5 | 21.3 | 19.4 | 8.7 | 18.4 | 20.3 | 13.4 | 20.6 | 21.6 | 12.6 | 15.2 | 11.2 | 22.3 | 19.9 | 12 | 9.6 | 12.6 | 14.5 | 11.4 | 8.6 | 22.4 | 5.8 | 14.6 | 17 | 8.4 | 15.3 | 14.6 | 20.3 | 14.4 | 12.5 | 17.8 | 24 | 12.3 | 16 | 18.9 | 23.6 | 18 | 23.1 | 7.4 | 25.3 | 15.8 | 16.9 | 15.7 | 22 | 13.8 | 15.9 | 12.8 | 9.7 | 21 | 6.4 | 1.1 | 22.1 | 26 | 24.1 | 13.7 | 9.5 | 19.6 | 18.6 | 0
337 | 16.7 | 10.7 | 20.8 | 19.6 | 9.1 | 17.8 | 19.9 | 13 | 20 | 21.1 | 12.6 | 14.7 | 10.1 | 22.1 | 19.5 | 12.1 | 8 | 12.6 | 14.2 | 11.9 | 8.2 | 21.9 | 5.3 | 13.9 | 16.5 | 8.4 | 14.3 | 14.7 | 19.6 | 14.5 | 12.1 | 17.8 | 23.4 | 11.8 | 15 | 18 | 22.6 | 17.8 | 22.7 | 6.8 | 25 | 15.1 | 16.3 | 15.1 | 20.9 | 12.2 | 15.7 | 11.9 | 9.3 | 20.5 | 6.8 | 1.5 | 21.7 | 25.7 | 24.1 | 13.6 | 9.5 | 18.6 | 16.9 | 0
338 | 16.6 | 10.7 | 19.7 | 20 | 9.2 | 17.6 | 19.5 | 12.6 | 19.5 | 20.9 | 11.6 | 14 | 8 | 21.8 | 18.9 | 11.8 | 6.6 | 12.6 | 13.8 | 12 | 8.3 | 21.5 | 4.6 | 12.4 | 16.5 | 8.1 | 14.1 | 14.2 | 18.6 | 13.4 | 11.2 | 17.6 | 23 | 10.8 | 14 | 17.5 | 21.4 | 17.7 | 22.4 | 6.4 | 24.9 | 13.8 | 15.3 | 14.3 | 20.4 | 10 | 14.8 | 11 | 8.2 | 19.8 | 6.6 | 1.6 | 20.1 | 25.6 | 24 | 13.4 | 9.6 | 17.9 | 14.8 | 0
339 | 16.2 | 10.4 | 18.6 | 19.9 | 9.2 | 17 | 18.5 | 12.2 | 19 | 20.2 | 11.7 | 13.8 | 7.3 | 21.6 | 18.3 | 11.7 | 5.2 | 12.6 | 13.2 | 12.1 | 8.4 | 20.9 | 3.8 | 12.2 | 16.1 | 8 | 13.7 | 14.1 | 18 | 12.3 | 10.2 | 17.6 | 22.2 | 10.4 | 14 | 17 | 20.5 | 17.5 | 21.7 | 6 | 24.3 | 13.1 | 14.9 | 13.4 | 19.9 | 8.8 | 15.3 | 10.5 | 8 | 19.8 | 5.8 | 1 | 19.5 | 25.4 | 24 | 12.9 | 9.7 | 17.2 | 14 | 0
340 | 15.7 | 10.3 | 17.6 | 19.8 | 9.2 | 16.9 | 17.8 | 11.8 | 18.8 | 19.6 | 11 | 13.2 | 6 | 21.4 | 17.9 | 11.3 | 5 | 12.6 | 12.6 | 11.9 | 8.1 | 20.4 | 3.4 | 11.5 | 16 | 8 | 13.1 | 13.5 | 17.2 | 10.1 | 9.4 | 17.8 | 21.7 | 9.6 | 14 | 16 | 19.9 | 17.4 | 21.7 | 5.4 | 24 | 12.4 | 14 | 12.9 | 19.5 | 8.1 | 15.5 | 10.2 | 7.2 | 19.5 | 4.4 | 0.8 | 18.1 | 25.4 | 24 | 12.4 | 9.8 | 16.7 | 13.6 | 0
341 | 15.6 | 9.9 | 16.7 | 18 | 9.2 | 17.3 | 17.2 | 11.4 | 18.8 | 19.4 | 9.7 | 12.4 | 11 | 21.3 | 17.9 | 11.2 | 6.6 | 12.6 | 11.6 | 10.8 | 8 | 20.2 | 1.4 | 13.2 | 14.8 | 7.7 | 12.4 | 13 | 17 | 13.8 | 12.6 | 17.8 | 21.5 | 9.4 | 13 | 15.3 | 21.4 | 17.4 | 21.5 | 5.2 | 23.7 | 14.2 | 13.6 | 12.3 | 18.9 | 12 | 17 | 9 | 7.2 | 19.4 | 2 | 2.6 | 22 | 25.2 | 24 | 10.6 | 9.8 | 16.4 | 16 | 0
342 | 15.4 | 9.7 | 15.8 | 17.9 | 9.3 | 17.4 | 16.5 | 10.9 | 18.8 | 19.5 | 9 | 13.2 | 9.7 | 21.3 | 17 | 11.1 | 8.2 | 12.6 | 11.8 | 10.5 | 7.7 | 19.9 | 3.2 | 13.1 | 14.3 | 6.9 | 11.7 | 11.8 | 17.7 | 11.1 | 13.6 | 17.3 | 21.3 | 8.9 | 12.7 | 14.9 | 20.8 | 17.4 | 21.3 | 5 | 23.1 | 13.9 | 13 | 11.9 | 18.2 | 13.4 | 16.9 | 9.6 | 6.7 | 19.7 | 1.7 | 1 | 22.2 | 25.2 | 23.9 | 10.9 | 9.7 | 16.1 | 16.8 | 0
343 | 15.3 | 9.5 | 15.6 | 18.3 | 9.2 | 17.1 | 16.1 | 10.8 | 18.9 | 19.7 | 9.6 | 14.8 | 10.1 | 21.2 | 16.6 | 11.1 | 10.6 | 12.6 | 12.6 | 11.2 | 6.9 | 19.6 | 5.4 | 13.5 | 13.7 | 6.6 | 11.4 | 12.2 | 19.1 | 10.9 | 14.3 | 17.3 | 20.5 | 9.4 | 13 | 15.5 | 21.4 | 17 | 21.3 | 5 | 22.9 | 14.2 | 13.7 | 11.6 | 17.6 | 16.2 | 18 | 10.4 | 7.9 | 19.9 | 3.5 | 4.9 | 22.2 | 25.1 | 23.5 | 12 | 9.7 | 15.7 | 18.8 | 0
344 | 14.8 | 9.4 | 16.3 | 18.6 | 9.8 | 17.6 | 17.6 | 11.9 | 19.3 | 20.1 | 11.2 | 17.4 | 11.4 | 21.8 | 16.7 | 11.1 | 13.4 | 12.6 | 14.4 | 11.4 | 6.1 | 19.8 | 8.8 | 14.4 | 13.5 | 6.6 | 11.8 | 13 | 21 | 10.4 | 15.1 | 18.4 | 22.4 | 10.2 | 13 | 16.5 | 22.6 | 17 | 21.5 | 6.4 | 22.6 | 15.6 | 15.5 | 11 | 17.2 | 19.4 | 19.6 | 12 | 9.6 | 20.5 | 5.8 | 9.6 | 22.2 | 25.2 | 24 | 13.8 | 9.7 | 15.9 | 20.8 | 0
345 | 15.8 | 8.8 | 17.7 | 19.9 | 12 | 21.5 | 19.6 | 14.7 | 20.1 | 21.7 | 13.9 | 20.2 | 15.2 | 24.4 | 17.4 | 11.5 | 16.1 | 10.7 | 16.5 | 13.4 | 6.5 | 20.8 | 11.2 | 16.2 | 13.5 | 8.4 | 14.7 | 16 | 22.9 | 14.5 | 15.7 | 21 | 24.3 | 12.2 | 13 | 19.9 | 25.2 | 19.6 | 23.5 | 8 | 23.6 | 17.3 | 18.9 | 14.4 | 20.2 | 22.6 | 22.6 | 13.4 | 12.9 | 24.4 | 10 | 11.6 | 22.2 | 27.8 | 25.4 | 16.1 | 9.1 | 16.7 | 24.4 | 0
346 | 17.9 | 9.2 | 20.4 | 21.1 | 14.1 | 23 | 22.9 | 18.5 | 21.9 | 23.3 | 16.6 | 23 | 19 | 26.3 | 19.6 | 12.5 | 18.6 | 10.7 | 18.9 | 14.8 | 8.8 | 22.2 | 13.9 | 18.6 | 15.7 | 12.2 | 18.9 | 18.8 | 24.9 | 17.9 | 16.6 | 22 | 26.4 | 14.1 | 15 | 22.6 | 27.9 | 20.4 | 25.9 | 8.4 | 25.7 | 19.4 | 22.6 | 16.5 | 21.7 | 24.9 | 25.5 | 15.5 | 15.6 | 26.7 | 13.5 | 12.7 | 22.8 | 30 | 26.9 | 18.2 | 9.2 | 19.1 | 27.4 | 0
347 | 19.9 | 9.7 | 23.4 | 23 | 16.1 | 24.2 | 24.8 | 22.3 | 24 | 24.9 | 19.2 | 25.2 | 23 | 28.5 | 22.2 | 12.7 | 20.6 | 10.7 | 21 | 17.2 | 12.2 | 24.5 | 15.4 | 21.6 | 17.7 | 13.2 | 22.7 | 22.2 | 26.5 | 23 | 17.6 | 23 | 28.2 | 16.4 | 18 | 23.6 | 30.6 | 21 | 27.4 | 10 | 27.8 | 21 | 26.2 | 20.9 | 24.1 | 26.6 | 28.6 | 17.6 | 18 | 29.3 | 17.2 | 11.6 | 24 | 31.6 | 27.9 | 19.8 | 9.5 | 22 | 30.6 | 0
348 | 21.6 | 10.2 | 26.4 | 24.1 | 18 | 25.7 | 25.7 | 25 | 26.2 | 26.4 | 20.8 | 26.6 | 24.7 | 29.3 | 25.1 | 14 | 22 | 11 | 22.6 | 18.2 | 14 | 26.6 | 17.3 | 24.4 | 19.2 | 15.9 | 25.8 | 23.6 | 27.8 | 24.2 | 18.9 | 23.5 | 29.5 | 18 | 19.7 | 24.2 | 32.1 | 22.4 | 28.3 | 12.5 | 29.5 | 22.5 | 28.5 | 23.4 | 24.6 | 27.6 | 30.4 | 20.2 | 18.4 | 30.6 | 18.9 | 11.5 | 26 | 30.7 | 28.3 | 20.4 | 10 | 24.8 | 31.7 | 0
349 | 22.7 | 10.6 | 28.2 | 25.5 | 19.5 | 26.4 | 26.3 | 26.4 | 27.9 | 26.9 | 21.8 | 27 | 25.7 | 30.3 | 26.9 | 15.2 | 22.5 | 11 | 23.2 | 19.7 | 14.2 | 27.8 | 17.9 | 26.8 | 20.1 | 16.4 | 28.1 | 25 | 28.5 | 25.8 | 19.7 | 24.6 | 30.5 | 19.8 | 22.6 | 25.1 | 33 | 24.6 | 28.7 | 16.4 | 29.6 | 23.1 | 29.8 | 24.7 | 25.8 | 28.6 | 31.7 | 22 | 18.6 | 31.8 | 20.5 | 10.8 | 27.9 | 31.2 | 28.9 | 20.2 | 10.2 | 26.2 | 32.3 | 0
350 | 23.4 | 11.3 | 29.3 | 26 | 20.1 | 26.7 | 26.3 | 26.9 | 29.1 | 27.3 | 22 | 26.6 | 25 | 30.3 | 28.4 | 13.3 | 22.2 | 11.1 | 23 | 20 | 14.2 | 28.3 | 18.4 | 28 | 20.7 | 16.8 | 28.7 | 24.8 | 28.8 | 24.6 | 20 | 25 | 31.1 | 20.8 | 24 | 25.3 | 32.6 | 25.3 | 28.9 | 18 | 30.2 | 23.4 | 29.8 | 25.2 | 26.2 | 29.2 | 31.8 | 23.2 | 17.8 | 32.5 | 20.6 | 11.4 | 29.6 | 30.1 | 28.9 | 19.2 | 10.7 | 27 | 31.2 | 0
351 | 23.7 | 11.7 | 29.5 | 26.8 | 20 | 27.2 | 26.1 | 27 | 29.6 | 27.5 | 22.1 | 25.3 | 24.9 | 30.2 | 29.4 | 12.8 | 20.8 | 11.2 | 21.8 | 21.1 | 14.5 | 28.8 | 17.1 | 28.1 | 21.2 | 17.1 | 30 | 25.4 | 28.4 | 25.7 | 19.3 | 25 | 31.5 | 21.9 | 24.7 | 25.6 | 32.1 | 26 | 28.2 | 18.2 | 29.8 | 22.8 | 29.5 | 25.7 | 26.1 | 29.7 | 31.6 | 22.8 | 18 | 33.3 | 21 | 10.7 | 30.1 | 31.1 | 29.4 | 18 | 11.5 | 26.9 | 30.5 | 0
352 | 23.7 | 11.8 | 29.4 | 26.7 | 19.6 | 27.4 | 25.3 | 26.7 | 29.2 | 27.5 | 21.6 | 23.6 | 24 | 29 | 30.4 | 12.7 | 18.7 | 11.3 | 20.4 | 20.8 | 15 | 28.8 | 15.6 | 27 | 20.9 | 17.2 | 29.4 | 24.7 | 27.6 | 24.8 | 18.1 | 24.3 | 30.9 | 21.9 | 22.3 | 25.1 | 30.9 | 26 | 28.3 | 18 | 29.8 | 21.9 | 28.5 | 25.7 | 25.9 | 29 | 30.5 | 21.9 | 17.6 | 33.1 | 19.8 | 10.4 | 29.6 | 31.2 | 29.1 | 16.8 | 12.7 | 26.7 | 28.6 | 0
353 | 23.7 | 11.8 | 28.9 | 26.6 | 18 | 27.2 | 24.5 | 25.7 | 28.1 | 26.9 | 21 | 21.5 | 23.6 | 28.5 | 30.4 | 12.9 | 16.2 | 11.3 | 18.8 | 20.4 | 14.5 | 28.5 | 13 | 25 | 20.2 | 17.1 | 28.6 | 24.4 | 26.5 | 25.4 | 16.4 | 23.5 | 30.8 | 21.4 | 21 | 24.6 | 29.8 | 25.6 | 27.9 | 17.5 | 28.8 | 20.2 | 27.5 | 25.7 | 25.5 | 27.4 | 29 | 20 | 17.6 | 32.4 | 18.2 | 8.4 | 28 | 30.1 | 28.4 | 16 | 12.2 | 26 | 27.4 | 0
354 | 22.4 | 11.7 | 28.1 | 25.6 | 16.3 | 25.5 | 23.2 | 24.1 | 26.7 | 25.3 | 19.8 | 19.6 | 21.8 | 26.8 | 29.7 | 12.2 | 14 | 11.9 | 17.6 | 18.1 | 13.7 | 27.8 | 11.2 | 22.5 | 18 | 16.8 | 26.5 | 22.4 | 25.4 | 22.9 | 15.1 | 22.3 | 30.3 | 19.6 | 21.2 | 23.5 | 28.3 | 23.6 | 26.3 | 14 | 27.5 | 18.4 | 25.7 | 24.7 | 24.5 | 24.6 | 26.4 | 18.6 | 16 | 31 | 14.7 | 6.9 | 26.3 | 29.6 | 27.2 | 15.3 | 11.8 | 25.3 | 25.1 | 0
355 | 21.1 | 10.8 | 26.8 | 25.1 | 15 | 23.6 | 21.9 | 22.4 | 25.3 | 23.5 | 18.4 | 17.7 | 20.1 | 26.2 | 27.3 | 12 | 12.3 | 11.9 | 16.5 | 16.4 | 12.7 | 27 | 8.8 | 20.3 | 17 | 14.8 | 22.1 | 20.8 | 24.3 | 22.1 | 14 | 21.8 | 29.7 | 17.8 | 24.8 | 22.6 | 27.2 | 21.7 | 25.4 | 11.2 | 26.8 | 15.9 | 23.8 | 22.2 | 23.6 | 21.8 | 23.9 | 17.1 | 14.5 | 28.1 | 11.6 | 4.2 | 24.6 | 28.4 | 25.9 | 14.9 | 10.9 | 24.5 | 23.9 | 0
356 | 19.9 | 11 | 25.4 | 24.2 | 14 | 22.5 | 21.2 | 21.1 | 24.1 | 22.1 | 16.8 | 16.4 | 17.4 | 25.9 | 25.5 | 11.6 | 11.4 | 11.9 | 15.8 | 14 | 11.8 | 25.3 | 7.4 | 18.4 | 16 | 13 | 21 | 18.4 | 23.5 | 19.6 | 13.4 | 21.3 | 28.9 | 15.7 | 27 | 21.8 | 26 | 21.2 | 24.9 | 9.4 | 26.3 | 13.8 | 21.5 | 19.7 | 22.9 | 19.4 | 21 | 16.4 | 12 | 26.3 | 8.4 | 2.6 | 23.6 | 28.3 | 24.9 | 14.4 | 10.2 | 23.6 | 22.4 | 0
357 | 18.8 | 10.8 | 23.7 | 24.1 | 13.5 | 21.5 | 20.6 | 19.9 | 22.8 | 20.8 | 15.7 | 15.4 | 15.7 | 25.5 | 22.8 | 11.2 | 11 | 11.9 | 15.1 | 13.4 | 11 | 24.7 | 5.5 | 17.3 | 15.4 | 12.2 | 19.1 | 17.6 | 22.7 | 20.1 | 12.8 | 20.5 | 28.3 | 14.7 | 19 | 20.9 | 25.6 | 19.4 | 24.4 | 8.4 | 25.8 | 11.8 | 19.7 | 18.4 | 22.5 | 18.5 | 19.1 | 15.4 | 10.7 | 24.8 | 7.4 | 0.5 | 23 | 28.1 | 24.3 | 14 | 9.9 | 22.7 | 22.3 | 0
358 | 17.9 | 10.8 | 22.1 | 23.4 | 12.5 | 20 | 20.1 | 19.3 | 21.9 | 19.8 | 14.8 | 15 | 13.7 | 25.5 | 21.6 | 11.1 | 11 | 11.9 | 14.8 | 12.4 | 10.4 | 24.3 | 4.9 | 16.5 | 14.7 | 11.3 | 18.7 | 16.4 | 22.1 | 18.9 | 12.4 | 20.1 | 27.8 | 13.8 | 18 | 20.1 | 25.1 | 19 | 23.9 | 8 | 25.3 | 11.1 | 17.9 | 16.8 | 21.8 | 18.5 | 17.5 | 14.9 | 9.4 | 24.3 | 6.7 | 0.4 | 22.9 | 27.6 | 23.8 | 13.4 | 10.1 | 21.7 | 21.3 | 0
359 | 16.9 | 10.7 | 20.4 | 22.8 | 11.5 | 19.1 | 19.7 | 18.7 | 21.4 | 18.3 | 14.6 | 14.8 | 13 | 25.2 | 21.9 | 11 | 10.8 | 11.9 | 14.4 | 12.4 | 9.9 | 24 | 4.2 | 16 | 13.9 | 11.3 | 17.9 | 16.4 | 21.5 | 19.4 | 11.8 | 19.7 | 28 | 13.7 | 17.6 | 19.4 | 25 | 18 | 23.4 | 7 | 24.7 | 11.4 | 17 | 16 | 21.2 | 19 | 17 | 14 | 9.4 | 23.9 | 7.4 | 0.1 | 22.8 | 27.4 | 23.4 | 13 | 10.2 | 20.8 | 20.6 | 0
360 | 15.9 | 10.3 | 18.8 | 21.2 | 11.5 | 17.7 | 19.3 | 18.1 | 20.9 | 17.3 | 14.3 | 14.9 | 12 | 25 | 22.2 | 11 | 10.2 | 11.8 | 14.3 | 11.1 | 8.8 | 22.9 | 4.6 | 15.4 | 12.9 | 10.6 | 16.5 | 15.4 | 20.9 | 16.9 | 11.5 | 19 | 26.5 | 13.1 | 17.2 | 17.9 | 24.5 | 17.4 | 22.8 | 6.5 | 24.4 | 13 | 16.2 | 14.6 | 19.5 | 18.8 | 16.6 | 13.4 | 9 | 23.2 | 6.9 | 1.2 | 22.8 | 26.9 | 22.6 | 12.5 | 10.4 | 19.9 | 18.4 | 0
361 | 15 | 10.3 | 17.6 | 19.9 | 10.1 | 17.2 | 18.9 | 17.4 | 20.5 | 16.4 | 14.1 | 14.7 | 12.3 | 25 | 22 | 11 | 9.1 | 11.8 | 14 | 10.7 | 8.9 | 22.3 | 4.2 | 14.9 | 12.7 | 10.3 | 15.3 | 15.2 | 20 | 16.2 | 11.1 | 18.6 | 25.7 | 12.7 | 16.7 | 15.9 | 24.2 | 16.3 | 22.4 | 6.1 | 23.8 | 14.5 | 16.1 | 14.2 | 17.6 | 17.7 | 16.8 | 12.3 | 9.2 | 22.7 | 6.5 | 0.7 | 22.6 | 26.8 | 22.4 | 12.1 | 10.2 | 19.1 | 16.8 | 0
362 | 14.3 | 10.3 | 16.9 | 18.4 | 9.5 | 16.8 | 18.3 | 16.7 | 20.2 | 15.7 | 13.3 | 14.2 | 12 | 24.5 | 21.3 | 10.6 | 7.8 | 11.8 | 13.6 | 9.6 | 8.5 | 21.8 | 4 | 14.2 | 12.1 | 10.3 | 14.7 | 14.2 | 19 | 14 | 11.2 | 18.5 | 25.6 | 11.6 | 16.2 | 18.9 | 23.4 | 15.3 | 22 | 5.8 | 23.1 | 15.8 | 15.6 | 14.2 | 16.9 | 15.6 | 16.8 | 11.4 | 8.6 | 21.8 | 4.8 | 0.1 | 22.4 | 26.6 | 22.4 | 11.6 | 10.2 | 18.6 | 14.8 | 0
363 | 13.7 | 10.3 | 16.2 | 18 | 10.4 | 16.5 | 17.8 | 16.1 | 19.9 | 15.4 | 12.3 | 13.3 | 12.4 | 24.2 | 20.6 | 10.9 | 6.6 | 11.8 | 12.8 | 10 | 7.5 | 21.4 | 2.5 | 13.8 | 11.1 | 9.7 | 14.5 | 14.2 | 17.9 | 14.8 | 11.3 | 17.8 | 25 | 10.9 | 15.7 | 16.6 | 22.9 | 15 | 21.8 | 6 | 22.5 | 15.8 | 15.3 | 13.2 | 16.1 | 13.5 | 17.1 | 10.1 | 8.5 | 20.9 | 3.8 | 2.2 | 22.1 | 26.1 | 22.4 | 11.2 | 10.1 | 18.1 | 14.7 | 0
364 | 13.4 | 10 | 15.4 | 17.6 | 9.3 | 16.1 | 17.2 | 15.6 | 19.7 | 15.1 | 10.8 | 12.7 | 11.6 | 24.2 | 19.8 | 10.7 | 6.1 | 11.7 | 12.2 | 9.9 | 7.7 | 20.5 | 1.8 | 13.4 | 10.7 | 9.3 | 14.5 | 13.3 | 17.2 | 13.6 | 12 | 17.4 | 24.9 | 9.8 | 15 | 15.3 | 21.9 | 14.8 | 21.4 | 7 | 22.1 | 15.3 | 14.3 | 12 | 15.5 | 11.9 | 16.9 | 9.5 | 7.5 | 20.3 | 2.2 | 2.8 | 22 | 25.8 | 22.4 | 10.7 | 10.1 | 17.7 | 14.6 | 0
365 | 13.1 | 10.1 | 14.7 | 20.4 | 9 | 16 | 16.2 | 15.1 | 19.5 | 15.2 | 9.6 | 11.6 | 7.2 | 24.2 | 19.1 | 10.8 | 7.2 | 11.6 | 12.2 | 10.4 | 7.7 | 20 | 1.2 | 12 | 10.2 | 9 | 15.1 | 14 | 17.2 | 14.8 | 9.4 | 17.4 | 24 | 10.8 | 14 | 14.5 | 22.4 | 14 | 21.1 | 7 | 22 | 8.6 | 12 | 11.3 | 15.1 | 15 | 17 | 14.2 | 7.4 | 19.8 | 1.6 | 1.4 | 21 | 25.2 | 22 | 10.8 | 10.1 | 17.6 | 16.8 | 0
366 | 12.7 | 9.4 | 14 | 19.6 | 9 | 15.8 | 16.1 | 14.1 | 19.3 | 14.8 | 8.7 | 11.2 | 5.7 | 24.1 | 18.4 | 10.9 | 7.8 | 10.4 | 13 | 10.2 | 6.9 | 19 | 2 | 11 | 9.7 | 8.1 | 15.1 | 12.9 | 17.3 | 14.7 | 9.7 | 17 | 23.4 | 10.8 | 14 | 13.6 | 22.3 | 13.5 | 20.9 | 7 | 21.6 | 9.3 | 10.7 | 11.2 | 14.7 | 15.6 | 17.3 | 14.4 | 6.8 | 19.7 | 1.7 | 1.8 | 20.2 | 24.9 | 21.9 | 11.6 | 10.1 | 17.5 | 16.7 | 0
367 | 12.6 | 8.8 | 14.3 | 19.9 | 9 | 15.8 | 16.1 | 13.8 | 19.1 | 14.2 | 8.4 | 11.9 | 6 | 24.3 | 17.9 | 10.7 | 9.4 | 10.8 | 14 | 11.3 | 6.2 | 18.2 | 3.1 | 11.5 | 9.7 | 8.1 | 14.9 | 13.1 | 18.3 | 15 | 10.1 | 17 | 22.9 | 11.2 | 15 | 13.6 | 22.9 | 13.5 | 20.6 | 6.5 | 21.6 | 11 | 10.9 | 11.2 | 14.6 | 17.3 | 19.1 | 15.5 | 8 | 19.7 | 3.3 | 5.6 | 20.1 | 24.9 | 21.9 | 12.4 | 10.1 | 17.3 | 18.2 | 0
368 | 12.4 | 7.3 | 15.2 | 20.4 | 9.9 | 16.4 | 16.1 | 14.8 | 19.4 | 13.9 | 8.5 | 13.6 | 7.4 | 24.3 | 18.2 | 10.5 | 11.8 | 10.6 | 15.8 | 12.6 | 6 | 18.2 | 5.4 | 12.8 | 10 | 8.1 | 13.9 | 14.2 | 20 | 15.8 | 11.6 | 17.4 | 23.1 | 12 | 16 | 13.6 | 23.6 | 14 | 21 | 6.4 | 21.3 | 13.4 | 13.2 | 11.3 | 14.7 | 20 | 21 | 16 | 9.6 | 20.2 | 5.2 | 8.6 | 20.6 | 25.1 | 25.2 | 14 | 9.8 | 17.3 | 20.6 | 0
369 | 13.6 | 9.8 | 16.8 | 22.7 | 11.7 | 19.3 | 19.2 | 17 | 20.2 | 15.2 | 9.7 | 16.9 | 11.4 | 25.5 | 19.2 | 11.5 | 14.5 | 7.3 | 17.4 | 15.4 | 5.8 | 18.6 | 7.8 | 15.8 | 12.4 | 8.5 | 15 | 16.9 | 22.4 | 16.7 | 13.1 | 19.1 | 24.1 | 13.4 | 16.8 | 16.5 | 25.7 | 15.6 | 23.1 | 6.6 | 22.6 | 16.1 | 16.4 | 14.5 | 21 | 22.9 | 24.2 | 18 | 13.1 | 23.2 | 8.8 | 10.4 | 22.1 | 26.1 | 25.1 | 15.2 | 8.8 | 17.9 | 24 | 0
370 | 17.3 | 10.5 | 18.9 | 24.7 | 13.4 | 21.3 | 21.7 | 20.1 | 22.3 | 19.3 | 11.5 | 20.6 | 15.4 | 27.4 | 21.6 | 12.6 | 17.3 | 7.3 | 19.4 | 17.5 | 8.4 | 19.6 | 10.8 | 18.8 | 15.2 | 10.6 | 18.4 | 19.8 | 24.9 | 17.8 | 15.4 | 19.1 | 25.9 | 15.3 | 17.9 | 20.5 | 27.9 | 18 | 25.6 | 7.3 | 25 | 18.8 | 20.3 | 19.5 | 24.9 | 25.4 | 26.6 | 19.5 | 15.9 | 25.7 | 12.2 | 10.8 | 23.6 | 27.6 | 26.2 | 16.9 | 9.1 | 19.5 | 26.9 | 0
371 | 20 | 11.5 | 21.3 | 27.4 | 15.4 | 23.5 | 24.5 | 23.3 | 24.9 | 20.9 | 14 | 24.4 | 19.8 | 28.7 | 24.3 | 15 | 19.6 | 7.2 | 21 | 19.6 | 12.1 | 21 | 13.4 | 21.8 | 17.7 | 13.3 | 23.6 | 22.6 | 27.2 | 18.8 | 17.4 | 18.7 | 27.9 | 17.4 | 19 | 22.5 | 30.8 | 20.1 | 27.3 | 10.7 | 28.1 | 21 | 23.6 | 23 | 27 | 27.3 | 29 | 21.8 | 18.6 | 28 | 16 | 10.4 | 25.2 | 29 | 27.6 | 18 | 9.4 | 21.7 | 29 | 0
372 | 21.8 | 12.4 | 23.6 | 28.7 | 17.1 | 26 | 25.3 | 25.9 | 27.6 | 23 | 16.2 | 26.9 | 22.1 | 28.1 | 27.1 | 17.1 | 21.3 | 9.6 | 22.7 | 19.6 | 14 | 22.3 | 15.8 | 23.2 | 18.7 | 15.4 | 24.9 | 24 | 28.7 | 20 | 19.6 | 18.7 | 29.1 | 19.3 | 19.9 | 25.5 | 32.6 | 20.9 | 28 | 14.5 | 30.6 | 22.7 | 26.3 | 23.6 | 28.4 | 28.5 | 29.7 | 22.7 | 19.2 | 29.5 | 18.3 | 9.9 | 26 | 32.2 | 28.6 | 19.4 | 10.2 | 24 | 29.6 | 0
373 | 23.3 | 12.9 | 25.4 | 30.2 | 17.2 | 26.3 | 26.5 | 27.6 | 29.4 | 23.6 | 18.3 | 28.2 | 24 | 28.9 | 28.8 | 18.5 | 22.1 | 9.6 | 23.3 | 19.2 | 14.1 | 23.2 | 16.8 | 24.2 | 19.5 | 16.3 | 26.9 | 24.5 | 29.4 | 21.2 | 20.7 | 18.8 | 29.7 | 20.7 | 21 | 27 | 34.1 | 22.4 | 28.1 | 16.7 | 30.8 | 23.6 | 27.8 | 25.2 | 29.7 | 29.2 | 30.3 | 24 | 19.5 | 30.7 | 20.3 | 9.8 | 26.6 | 33 | 29.5 | 19.8 | 10.5 | 25.9 | 29.3 | 0
374 | 23.9 | 13 | 26.8 | 30.4 | 17.2 | 27.6 | 25.7 | 28.2 | 30.5 | 24.1 | 19.5 | 27.6 | 24 | 29.8 | 30 | 19 | 22 | 9.6 | 23.4 | 17.4 | 14.4 | 24.1 | 17 | 24 | 20 | 16.4 | 28.7 | 24 | 29.4 | 22.4 | 21.2 | 19.1 | 31.1 | 21.4 | 22.2 | 27.2 | 34.2 | 22.5 | 29 | 18 | 30.7 | 24 | 28.8 | 26.5 | 28.6 | 29.5 | 30 | 24 | 18.9 | 31.8 | 20.8 | 10 | 26.6 | 32.4 | 30.1 | 20 | 12.1 | 27.4 | 28.4 | 0
375 | 24.1 | 13.2 | 27.8 | 31.1 | 17.1 | 27.8 | 26.2 | 28 | 30.7 | 24.9 | 20.2 | 26.1 | 24.4 | 29.7 | 30.6 | 19.9 | 21 | 9.6 | 22.2 | 16.4 | 14.7 | 24.9 | 15.8 | 24.2 | 20.2 | 17.1 | 29.4 | 23.6 | 28.9 | 23.2 | 20.2 | 19.8 | 31.4 | 21.5 | 23 | 28 | 34.2 | 22.8 | 30 | 18.2 | 30.1 | 23.6 | 28.8 | 27.3 | 27.8 | 29.3 | 30.2 | 24.7 | 19.4 | 32.5 | 21.2 | 10.3 | 26.8 | 30.9 | 29.6 | 19 | 13 | 28.2 | 27.8 | 0
376 | 23.9 | 13.4 | 28.4 | 30.5 | 17.1 | 26.6 | 26.8 | 27.3 | 29.9 | 24.9 | 20 | 23.7 | 23.4 | 29 | 31.2 | 19 | 19.4 | 9.6 | 20.9 | 15.2 | 15.1 | 25.1 | 14.4 | 23.7 | 20.2 | 17.2 | 28.1 | 22.8 | 28 | 23.5 | 19 | 19.8 | 31.3 | 21 | 23 | 27.2 | 32.9 | 22.8 | 29.3 | 18.7 | 30 | 22.6 | 28.3 | 27.4 | 27.7 | 28.7 | 29.2 | 23.9 | 19.1 | 32.4 | 19.8 | 10 | 26.7 | 30.5 | 29.7 | 18.1 | 13.4 | 28 | 27.1 | 0
377 | 23.4 | 13.1 | 28.5 | 30 | 17.1 | 27.1 | 25.5 | 26.1 | 28.4 | 24.9 | 19.4 | 21.4 | 22.4 | 27.8 | 31.2 | 16.5 | 17.4 | 9.6 | 19.2 | 15 | 14.6 | 25.1 | 12.8 | 23.2 | 19.9 | 17.2 | 27.8 | 22.4 | 27 | 23 | 17.2 | 19.4 | 30.3 | 20.2 | 22 | 26.1 | 31.8 | 22.3 | 27.2 | 17.7 | 28.6 | 21 | 26.8 | 27 | 26.6 | 27.4 | 28 | 23.4 | 19.2 | 32 | 18 | 9 | 26.6 | 30.2 | 29.6 | 16.8 | 12.8 | 27.2 | 26.6 | 0
378 | 22.4 | 11.9 | 28.1 | 27.9 | 15.7 | 25.6 | 24.2 | 24.5 | 26.7 | 24 | 18.1 | 19 | 19.6 | 26.8 | 30.5 | 15.7 | 15.4 | 10.4 | 18.2 | 14.3 | 13.6 | 24.5 | 12 | 21.5 | 17.7 | 16.8 | 26.9 | 21.3 | 25.8 | 21.9 | 16.2 | 18.2 | 29.2 | 19.1 | 21 | 24.5 | 29.8 | 19.4 | 26.1 | 16 | 27.5 | 19 | 24.6 | 25.6 | 25.3 | 25.5 | 25 | 21.3 | 17.5 | 31.5 | 14.6 | 7.5 | 25.8 | 29 | 28.6 | 16.3 | 12.3 | 26 | 25.5 | 0
379 | 20.5 | 10.4 | 26.9 | 26.4 | 15.1 | 23.7 | 22.7 | 22.6 | 25.2 | 22 | 17 | 17.5 | 17 | 26.3 | 28.4 | 14.9 | 13.6 | 10.4 | 17.1 | 14.6 | 12.6 | 23.3 | 11 | 19.6 | 16 | 15.7 | 22.7 | 20.2 | 24.5 | 20.4 | 15 | 18.1 | 27.8 | 18.1 | 19.5 | 23.1 | 28.5 | 17.4 | 25.1 | 13.2 | 26.6 | 16.9 | 21.3 | 22.6 | 24.1 | 23.3 | 22 | 19.9 | 15.7 | 28 | 11.8 | 6.1 | 25 | 28 | 27.1 | 15.5 | 11.1 | 24.8 | 24.2 | 0
380 | 19.4 | 8.9 | 25.5 | 24.4 | 14.6 | 22.1 | 22 | 20.4 | 24.3 | 20.4 | 15.8 | 16.2 | 13.6 | 25.9 | 26.3 | 13.3 | 12.4 | 10.6 | 16.6 | 14.4 | 11.5 | 22.4 | 10.2 | 17 | 15.2 | 14.8 | 19.7 | 18.4 | 23 | 19 | 14.4 | 17.6 | 26.6 | 17 | 18 | 22.3 | 27 | 15.8 | 24.4 | 11.2 | 26.1 | 15 | 17.8 | 20.3 | 23.3 | 21.2 | 18.6 | 18 | 12.8 | 25.5 | 9 | 5.2 | 23.8 | 27.9 | 25.7 | 15.2 | 9.8 | 23.8 | 22.4 | 0
381 | 18.4 | 7.7 | 23.8 | 24 | 14.6 | 21.6 | 20.7 | 18.7 | 23.3 | 18.9 | 15.1 | 15.7 | 11.8 | 25.8 | 23.6 | 12.8 | 11.6 | 10.6 | 15.6 | 15.1 | 10.6 | 21.5 | 8.6 | 15.2 | 14 | 14.4 | 18.1 | 17 | 21.6 | 17.9 | 13.3 | 17.1 | 25.7 | 16 | 18 | 21.4 | 26.6 | 15.3 | 24.1 | 10 | 25.6 | 13.6 | 14.6 | 18.7 | 22.1 | 19.7 | 16.9 | 17.6 | 11.1 | 24 | 8.1 | 5.1 | 23.1 | 27.5 | 25 | 14.3 | 9.1 | 22.7 | 21 | 0
382 | 16.9 | 6.6 | 22.3 | 23.3 | 14.1 | 19.7 | 20 | 17.2 | 22.6 | 17.5 | 14.4 | 15.2 | 10.1 | 25.8 | 22.1 | 12.2 | 11.3 | 10.6 | 15.1 | 14.8 | 9.8 | 20.7 | 7.1 | 13.6 | 12.8 | 13.9 | 18.3 | 15.5 | 20.4 | 17.4 | 12.6 | 16.5 | 25.4 | 14.8 | 17 | 19.7 | 25.7 | 13.6 | 23.8 | 8.2 | 25.1 | 12.8 | 12.9 | 18.1 | 24.3 | 19 | 15.7 | 16.7 | 9.4 | 23.1 | 7.2 | 5.3 | 22.4 | 27 | 24.1 | 13.7 | 8.3 | 21.9 | 19.9 | 0
383 | 15.5 | 6 | 21 | 23.6 | 14.1 | 18.6 | 19.4 | 15.7 | 22.3 | 15.8 | 14 | 15 | 10 | 25.5 | 21.8 | 11.5 | 11.2 | 10.6 | 14.2 | 14.8 | 9.1 | 20 | 5.2 | 13.2 | 12.3 | 12.9 | 17.3 | 15 | 19.6 | 17.4 | 11.6 | 15.7 | 24.7 | 13.8 | 16 | 17 | 25.2 | 13.2 | 23.2 | 8 | 24.6 | 12.4 | 12.8 | 16.6 | 20.7 | 19 | 16 | 16.4 | 9.2 | 22.1 | 7.2 | 5 | 22.4 | 26.5 | 23.6 | 12.8 | 7 | 21.3 | 19.6 | 0
384 | 15 | 5.7 | 19.7 | 22.8 | 13.6 | 18.1 | 18.3 | 15 | 22 | 15.7 | 13.3 | 14.4 | 9.5 | 25.3 | 21.5 | 10.6 | 11 | 10.6 | 13.9 | 13.4 | 8.1 | 18.1 | 4 | 12.9 | 12.7 | 11.4 | 17.3 | 14.7 | 19.1 | 17.6 | 11.4 | 15.3 | 24.1 | 12.8 | 16 | 16.7 | 23.8 | 13.3 | 22.8 | 7.2 | 24.1 | 12.1 | 14.3 | 15.2 | 19.9 | 19.3 | 15.9 | 14.7 | 8.5 | 21.5 | 6 | 3.7 | 22.3 | 26.3 | 22.9 | 12.6 | 6 | 20.7 | 19.5 | 0
385 | 14.4 | 5.9 | 18.5 | 22.5 | 13.6 | 17.6 | 17.9 | 14.9 | 21.5 | 15.4 | 12.7 | 13.9 | 9.9 | 24.9 | 21.1 | 10.2 | 10.5 | 10.6 | 13.4 | 12.5 | 8.1 | 17.8 | 2.9 | 13.4 | 11.7 | 10.8 | 15.5 | 15.2 | 18.7 | 17.6 | 11 | 15.1 | 23.6 | 12 | 15 | 16.1 | 22.9 | 12.4 | 22.4 | 6.8 | 23.8 | 11.6 | 16 | 13.7 | 19.9 | 19.1 | 16.5 | 13.8 | 8.8 | 20.5 | 5.1 | 1.4 | 22.5 | 26 | 22.6 | 12.1 | 5 | 20 | 19.6 | 0
386 | 13.9 | 6.2 | 17.8 | 21.4 | 13.2 | 17.3 | 17.8 | 14.8 | 20.9 | 14.7 | 11.8 | 13.2 | 9.4 | 24.8 | 20.6 | 9.7 | 9.6 | 10.6 | 13.2 | 11 | 8.1 | 17.3 | 2.4 | 13.4 | 11.2 | 10.6 | 14.6 | 15.4 | 18.4 | 17.2 | 11 | 15.1 | 23 | 11.4 | 14 | 14.5 | 21.8 | 11.4 | 21.8 | 6.5 | 23.6 | 10.8 | 17 | 13.5 | 18.1 | 18.4 | 16.2 | 12.4 | 8.2 | 20 | 3.2 | 1.2 | 22.4 | 25.8 | 22.6 | 12 | 5.2 | 19.2 | 19.2 | 0
387 | 13.9 | 6.2 | 17.2 | 21.3 | 13.1 | 17.4 | 17.7 | 14.4 | 20.3 | 14 | 11.2 | 12.8 | 9.4 | 24.8 | 20.1 | 9.4 | 8.4 | 10.6 | 12.5 | 10.7 | 7.8 | 17 | 1.6 | 13.5 | 10.9 | 10.5 | 13.8 | 15.6 | 18 | 16.4 | 10.4 | 15.1 | 22.6 | 11.1 | 14 | 14 | 21.9 | 11.4 | 21.2 | 6.2 | 23.2 | 9.7 | 16.2 | 13.1 | 16.9 | 17 | 16.6 | 12.8 | 8.4 | 19.2 | 2.4 | 3 | 22.3 | 25.3 | 22.6 | 11.3 | 5.4 | 18.4 | 18.6 | 0
388 | 12.9 | 6.2 | 16.5 | 20.5 | 13.1 | 17.2 | 17.5 | 13.6 | 20.1 | 13.8 | 10.3 | 12 | 8.1 | 24.8 | 19.6 | 9 | 7.5 | 9.6 | 12.4 | 10.1 | 7.6 | 16.6 | 1.4 | 12.7 | 10.9 | 9.9 | 13.2 | 14.8 | 17.5 | 15.5 | 10 | 14.2 | 22.4 | 10.9 | 14 | 13.5 | 21.8 | 11.1 | 20.8 | 6 | 23 | 8.9 | 14.4 | 13.2 | 16.3 | 15.7 | 16.4 | 12.9 | 7.5 | 18.5 | 1.4 | 3.2 | 21.6 | 24.9 | 22.6 | 11.1 | 5.5 | 17.7 | 17.5 | 0
389 | 12.3 | 6.3 | 15.8 | 19.6 | 13.1 | 16.1 | 17.1 | 12.8 | 20.3 | 14.5 | 10.4 | 11.8 | 7 | 24.8 | 19.1 | 9.1 | 12.2 | 9.6 | 11.8 | 14.6 | 7.1 | 16.3 | 1.4 | 10.6 | 10.8 | 9.3 | 12.5 | 11.6 | 15.4 | 16 | 9.4 | 14.1 | 22.1 | 11.8 | 14 | 13.3 | 22.4 | 10.9 | 20.6 | 6.1 | 22.6 | 10.4 | 8 | 13.1 | 16.1 | 15.4 | 13 | 11.6 | 7.4 | 18.1 | 1 | 2 | 20.4 | 24.8 | 22.6 | 10.6 | 5.7 | 17.1 | 16.4 | 0
390 | 11.3 | 6.4 | 15.1 | 19.3 | 13.1 | 16.1 | 17 | 11.9 | 20.5 | 14.2 | 9.5 | 11 | 6.6 | 24.8 | 18.6 | 9.1 | 13 | 9.6 | 12.3 | 14.6 | 6.5 | 16.6 | 3.1 | 10.9 | 9.6 | 8.4 | 12.5 | 11 | 15.9 | 15.1 | 10.7 | 12.8 | 21.4 | 11.3 | 13.3 | 13.2 | 21.7 | 10.9 | 20.1 | 6.5 | 22.6 | 11.5 | 7.7 | 12.6 | 16 | 15.2 | 13.3 | 11.2 | 7.8 | 18 | 0.7 | 4.3 | 18.5 | 24.8 | 22.6 | 11 | 5.9 | 16.5 | 16.2 | 0
391 | 11.8 | 6.4 | 15.4 | 19.4 | 13.1 | 15.4 | 16.7 | 11.7 | 20.4 | 14 | 9.5 | 11.7 | 7.8 | 24.7 | 18.5 | 9.5 | 13.9 | 9.6 | 13.3 | 14.9 | 6.1 | 17 | 5.2 | 12.4 | 9.2 | 8.4 | 12.3 | 11.9 | 17.2 | 15 | 12.4 | 12.6 | 20.9 | 11.5 | 13.6 | 13 | 21.9 | 10.2 | 20.1 | 7.2 | 22.6 | 13.6 | 9.1 | 12.9 | 16.5 | 16.1 | 14.8 | 11.7 | 9.8 | 17.5 | 0.1 | 7.5 | 18.3 | 24.5 | 22.1 | 12 | 6.1 | 15.8 | 17.4 | 0
392 | 11.8 | 6.4 | 16.7 | 20.2 | 13.1 | 17.5 | 16.8 | 12.6 | 20.7 | 13.2 | 10.2 | 13.4 | 9 | 25.8 | 18.9 | 9.6 | 14.8 | 9.6 | 14.8 | 14.6 | 5.8 | 17 | 8.2 | 14 | 9.2 | 8.4 | 12.4 | 13 | 19 | 15.6 | 14.8 | 14.5 | 21.3 | 12 | 14 | 13.5 | 23 | 10.6 | 20.7 | 7.2 | 22.6 | 15.8 | 11.2 | 13.4 | 17.7 | 17.4 | 17.2 | 13.2 | 12 | 17.4 | 2 | 10.8 | 18.2 | 24.7 | 22.6 | 13.8 | 6.3 | 15.9 | 19.6 | 0
393 | 14.1 | 7.1 | 18.1 | 21.7 | 14.2 | 22.2 | 19.4 | 14.7 | 21.3 | 15.8 | 12.1 | 17.3 | 12.5 | 27.5 | 20.1 | 10.9 | 15.3 | 8.5 | 16.7 | 15.4 | 6.3 | 19 | 10.7 | 16.9 | 11.4 | 7.4 | 15.6 | 15.8 | 21.2 | 17.1 | 16.7 | 17.1 | 23.4 | 13.8 | 15.5 | 22 | 25.4 | 15 | 22.7 | 7.1 | 23.7 | 18.5 | 14.9 | 16.4 | 22.2 | 19.6 | 20.4 | 14.9 | 15.2 | 23.9 | 6.5 | 13.1 | 20.5 | 27.4 | 24.6 | 16.1 | 7.1 | 16.7 | 23.1 | 0
394 | 17.7 | 7.9 | 20 | 23.6 | 15.5 | 24.2 | 21.6 | 17.4 | 22.8 | 18.6 | 14.4 | 21.2 | 15.6 | 28.7 | 22.4 | 14.1 | 15.6 | 8.5 | 18.7 | 16 | 9 | 21.9 | 13.8 | 19.5 | 15.8 | 10.4 | 18.6 | 18.3 | 23.4 | 18.8 | 18.9 | 18.2 | 24.9 | 16 | 16.5 | 23 | 28.4 | 18.4 | 25.7 | 7.1 | 26.7 | 20.5 | 18.1 | 20.5 | 24.3 | 21.6 | 23.6 | 16.8 | 17.5 | 26.5 | 11.1 | 14.2 | 22.2 | 29.3 | 25.6 | 18.5 | 7.5 | 19.3 | 26.3 | 0
395 | 19.5 | 8.9 | 22.5 | 25.6 | 17.1 | 26.2 | 24.2 | 20.1 | 24.3 | 22.5 | 17.2 | 25.2 | 19.6 | 29.6 | 25.2 | 17.5 | 15.4 | 8.4 | 20.4 | 17.4 | 13 | 23.9 | 16.2 | 22.6 | 16.8 | 12.7 | 20.6 | 21.2 | 25.5 | 20.4 | 20.4 | 19.6 | 27.5 | 18.6 | 18.5 | 25.6 | 31.4 | 20.5 | 27 | 7.5 | 29.4 | 22 | 21.4 | 23 | 28.2 | 23.8 | 26.4 | 18.2 | 19.4 | 28.7 | 15.8 | 14 | 24.8 | 30.9 | 26.7 | 20.6 | 7.8 | 22.4 | 29 | 0
396 | 21.5 | 9.8 | 25 | 27.4 | 17.8 | 27.2 | 25.4 | 22.2 | 25.6 | 22.5 | 19.5 | 27.1 | 21.7 | 29.7 | 27.9 | 18 | 15.2 | 9.9 | 21.5 | 18 | 15.5 | 25.9 | 18.9 | 24.4 | 18.9 | 15.3 | 22.2 | 22.6 | 27.1 | 21.5 | 22 | 20.5 | 29.1 | 20.4 | 20.1 | 28.6 | 33.4 | 22.4 | 28.6 | 11.2 | 31.3 | 22.4 | 23.1 | 25.3 | 28.4 | 25.2 | 28.4 | 19.4 | 19.6 | 29.9 | 18.5 | 13.4 | 25.5 | 31.3 | 28 | 22.1 | 8.1 | 25.6 | 29.9 | 0
397 | 22.6 | 11 | 26.1 | 28.8 | 18.6 | 27.4 | 26.5 | 23.4 | 25.8 | 23.2 | 21.6 | 27.9 | 23.8 | 30 | 29.7 | 18.5 | 14.7 | 9.7 | 21.7 | 18.8 | 15.8 | 26 | 20.2 | 26 | 18.7 | 16.8 | 23.3 | 23.9 | 28.3 | 22.5 | 22.4 | 21.6 | 30.3 | 21.9 | 20.5 | 30 | 34.1 | 28.1 | 28.6 | 15 | 33.4 | 22.3 | 24.5 | 26.9 | 28.1 | 26.3 | 29.7 | 20.1 | 19.7 | 31.9 | 20.4 | 12.7 | 26.9 | 30.8 | 28.5 | 22.5 | 8.5 | 27.5 | 29.9 | 0
398 | 23.5 | 11.8 | 27 | 29.6 | 20.2 | 27.7 | 27.4 | 23.9 | 25.5 | 24 | 23 | 26.8 | 24.2 | 29.7 | 30.9 | 18.5 | 14.4 | 9.7 | 21.2 | 18.8 | 16.3 | 26.4 | 20.8 | 26.4 | 19.4 | 17 | 24.7 | 24 | 28.8 | 23.2 | 22.4 | 21.6 | 31 | 22.2 | 20.7 | 29.6 | 33.4 | 23.4 | 29.3 | 17.2 | 32.4 | 21.6 | 24.9 | 28.1 | 28 | 26.6 | 30.4 | 20.8 | 19.2 | 32.4 | 20.6 | 12.4 | 27.2 | 31 | 28.6 | 22.2 | 9.4 | 28.8 | 28.8 | 0
399 | 23.7 | 12 | 27.8 | 30 | 21.1 | 28.2 | 27.6 | 23.9 | 24.9 | 24.4 | 24 | 25.8 | 25 | 29.6 | 31.4 | 19 | 14 | 9.7 | 20.2 | 19.1 | 17 | 27.2 | 19.3 | 26.9 | 19.3 | 17.3 | 25.4 | 24.5 | 28.7 | 23.9 | 20.9 | 21.6 | 31.4 | 22.4 | 20.9 | 29.1 | 32 | 23.7 | 29.8 | 18.8 | 30.9 | 21.1 | 25.7 | 28.4 | 28.2 | 26.6 | 30.6 | 20.9 | 19.6 | 33.8 | 20.7 | 12.1 | 28.9 | 30.8 | 28.9 | 21.1 | 10.3 | 29.4 | 28 | 0
400 | 23.9 | 11.9 | 28.6 | 29.9 | 20.7 | 27.8 | 26.6 | 23.6 | 24.6 | 24.5 | 24 | 23.9 | 24 | 28.7 | 31.5 | 18 | 13.8 | 9.8 | 19.1 | 18.6 | 17.6 | 27.8 | 17.1 | 26 | 18.9 | 17.3 | 25.6 | 23.8 | 27.8 | 24.3 | 19.3 | 21.6 | 31.1 | 21.8 | 20.8 | 28.6 | 30.2 | 23.5 | 28.8 | 18.8 | 30.8 | 20.4 | 25.4 | 28.9 | 28.2 | 25.5 | 30.1 | 20.8 | 19.3 | 33 | 19.5 | 11.5 | 29 | 30.3 | 29 | 19.7 | 10.8 | 29.8 | 27 | 0
401 | 23.6 | 11.8 | 28.8 | 29.6 | 20.1 | 27.7 | 25.1 | 22.7 | 24.3 | 24 | 23.4 | 22.8 | 23 | 27.7 | 30.9 | 17.4 | 13.6 | 9.8 | 18.2 | 18.2 | 17 | 27.3 | 14 | 25.2 | 18.3 | 17.3 | 25.8 | 23 | 26.4 | 24 | 17 | 20.4 | 30.6 | 21.4 | 20 | 28 | 28.6 | 22.4 | 27.3 | 17.5 | 30 | 20 | 24.8 | 28.8 | 27.5 | 24 | 28.8 | 20 | 19 | 32.4 | 18 | 10.2 | 29 | 29.3 | 28.6 | 18.2 | 10.4 | 29.7 | 26.4 | 0
402 | 22.1 | 11.5 | 28.4 | 29 | 18.6 | 26.5 | 24 | 21.3 | 24.1 | 22.6 | 21.8 | 21 | 19.9 | 26.5 | 30 | 15.4 | 13.5 | 10.3 | 17.6 | 16.9 | 16 | 25.8 | 11.7 | 23.2 | 16.2 | 17 | 24.2 | 20.7 | 24.6 | 22.6 | 15.5 | 18.4 | 29.6 | 20.4 | 19 | 26.6 | 27.3 | 20 | 25.9 | 15.6 | 28.6 | 19.2 | 22.6 | 27.4 | 26.6 | 21.6 | 26.5 | 18.7 | 17.2 | 31.6 | 14.9 | 8.2 | 26.3 | 28.8 | 28 | 16.8 | 10.1 | 29.1 | 25.3 | 0
403 | 19.6 | 11.3 | 27.1 | 28 | 17.1 | 25.1 | 22.5 | 19.6 | 23.6 | 21.1 | 19.9 | 19.9 | 17.4 | 26.2 | 28.5 | 14 | 13.4 | 10.3 | 17.3 | 16.1 | 15 | 25.2 | 9.5 | 21.8 | 14.7 | 16 | 21.2 | 18.8 | 22.8 | 20.4 | 13.9 | 17.1 | 28.6 | 19.6 | 18 | 25 | 26.3 | 18 | 24.8 | 13 | 27.3 | 18.7 | 20.3 | 24.6 | 25.3 | 19.6 | 23.6 | 16.8 | 15.3 | 28.1 | 11.9 | 6 | 23.9 | 28.2 | 26.5 | 15.5 | 9.6 | 27.6 | 24.2 | 0
404 | 18.3 | 11 | 26.2 | 26.8 | 16.1 | 23.9 | 21.8 | 17.9 | 22.8 | 20 | 17.8 | 18.4 | 14.4 | 25.8 | 27 | 13.3 | 13.2 | 10.3 | 17 | 15 | 13.3 | 24.9 | 8.4 | 20.2 | 13.9 | 15.3 | 19.2 | 16.4 | 21.2 | 17.6 | 13.2 | 16 | 27.8 | 18.4 | 17.5 | 24 | 25.4 | 16.4 | 24.3 | 11.5 | 26.6 | 18 | 17.4 | 22.3 | 24.6 | 17.8 | 20.4 | 15 | 12.8 | 25.9 | 8.4 | 4.2 | 20.6 | 27.8 | 25.2 | 14.4 | 9.2 | 26 | 22.6 | 0
405 | 19.1 | 10.7 | 24.7 | 25.4 | 16 | 23.1 | 21.3 | 16.6 | 22 | 17.3 | 16.2 | 17.8 | 13.3 | 25.6 | 25.3 | 12.3 | 12.9 | 10.3 | 16.6 | 14.7 | 12.2 | 24.7 | 7.1 | 19.7 | 12.9 | 13.9 | 18 | 15.4 | 20.1 | 15.2 | 12.2 | 15.1 | 27.1 | 17.4 | 17 | 22.1 | 24.6 | 15.4 | 23.8 | 10.8 | 26.1 | 17.6 | 15.8 | 20.8 | 23.8 | 17.3 | 17.6 | 13.4 | 11.5 | 24 | 6.5 | 3.3 | 19.7 | 27.3 | 24.1 | 13.4 | 9.1 | 24 | 21.4 | 0
406 | 18.6 | 10.1 | 23.9 | 24.1 | 15.6 | 22.1 | 20 | 15.8 | 21.3 | 18.3 | 15 | 16.7 | 11.9 | 25.3 | 23.9 | 12.5 | 12.6 | 9.8 | 15.8 | 14 | 12 | 23.9 | 6.5 | 18.7 | 11.8 | 13.3 | 16.4 | 14.5 | 19.4 | 13.6 | 12 | 14.1 | 26.6 | 16 | 16.9 | 20.1 | 23.9 | 15 | 23.6 | 9.8 | 25.1 | 16.8 | 14.3 | 20 | 23.2 | 17.3 | 15.6 | 12.8 | 10.4 | 22.8 | 5.2 | 3.4 | 19.2 | 27.2 | 23.5 | 12.6 | 8.9 | 22.5 | 20 | 0
407 | 18.6 | 10 | 23.7 | 23 | 15.1 | 21.3 | 19.4 | 15 | 20.7 | 18.1 | 14.4 | 16.2 | 11.6 | 25.2 | 23 | 12.3 | 12.2 | 9.8 | 14.8 | 13.6 | 11.8 | 23.2 | 5.4 | 18 | 10.6 | 12.9 | 15.4 | 14.6 | 19 | 13.4 | 11.4 | 13.8 | 25.9 | 14.8 | 16.5 | 19.1 | 23.4 | 15 | 23.2 | 8.6 | 24.8 | 16 | 14 | 18.5 | 22.7 | 18 | 14.6 | 13 | 10.4 | 21.7 | 5.6 | 4 | 20.6 | 26.8 | 23 | 12 | 8.7 | 21.5 | 19.4 | 0
408 | 17.9 | 9.8 | 23.5 | 22.2 | 14.1 | 20.3 | 18.3 | 14.1 | 20.1 | 17.9 | 13.9 | 15 | 9.9 | 24.7 | 22.1 | 11.4 | 12 | 9.8 | 13.7 | 12.5 | 9.9 | 22.4 | 4.9 | 15.9 | 10.3 | 11.6 | 15.4 | 13.9 | 18.6 | 14.2 | 11.4 | 14.7 | 25.4 | 13.4 | 16 | 18.1 | 23.1 | 14.6 | 22.6 | 8 | 24.1 | 14.4 | 13.1 | 17.4 | 21.8 | 18.2 | 14.3 | 14 | 9.8 | 20.9 | 5.8 | 4.5 | 21 | 25.9 | 22 | 11.7 | 8.7 | 20.5 | 18.7 | 0
409 | 16.8 | 9.2 | 23.1 | 21.6 | 13.7 | 19.8 | 18 | 13.2 | 19.7 | 17.5 | 13.6 | 14.4 | 9.1 | 24.5 | 21.3 | 9.9 | 11.7 | 6.3 | 12.7 | 12.1 | 9.7 | 21.8 | 3.8 | 14.1 | 9.8 | 11.6 | 15.2 | 13.8 | 18 | 15.7 | 10.9 | 14.7 | 24.6 | 12.6 | 15.8 | 18.1 | 23.3 | 12.2 | 22.1 | 7.2 | 23.4 | 12.9 | 12.5 | 16.6 | 21.5 | 18.2 | 14.5 | 14.7 | 9.5 | 21 | 6.4 | 4.2 | 22.2 | 25.8 | 21.6 | 11.5 | 8.6 | 19.7 | 18.5 | 0
410 | 15.6 | 8 | 22.4 | 21.2 | 13.6 | 18.8 | 17.5 | 12.3 | 19.5 | 16.6 | 13 | 13.4 | 7.4 | 24.2 | 20.6 | 10 | 11.6 | 6.3 | 12 | 11.8 | 9.5 | 21.6 | 3 | 11.8 | 9.4 | 10.8 | 15.1 | 12.8 | 17.2 | 16.8 | 10.6 | 14.2 | 24.1 | 12 | 15.6 | 18 | 23.4 | 11.7 | 21.3 | 7.1 | 23 | 11.2 | 11 | 16.4 | 21.2 | 17.4 | 14.4 | 15 | 8.4 | 21.9 | 5.8 | 3.2 | 21.8 | 25.8 | 21.6 | 11.4 | 8.5 | 19.1 | 18 | 0
411 | 14.9 | 7.1 | 21.7 | 20.7 | 13.1 | 17.9 | 17 | 11.3 | 19.3 | 15.7 | 12.4 | 13.2 | 7.3 | 23.7 | 19.9 | 10.6 | 11.5 | 6.3 | 11.6 | 12.8 | 9 | 20.9 | 1.7 | 10.9 | 8.8 | 10.3 | 14 | 12.6 | 16.3 | 17.3 | 9.7 | 13.1 | 23.3 | 12 | 15.6 | 17 | 23.5 | 12 | 21 | 6.8 | 22.4 | 10.3 | 10 | 16.5 | 20.7 | 16.7 | 14 | 14.2 | 7.9 | 21.1 | 4.9 | 1.9 | 22.2 | 25.5 | 21.6 | 11.1 | 8.1 | 18.5 | 17.7 | 0
412 | 14.2 | 7.8 | 21 | 20.2 | 12.6 | 17.2 | 17 | 10.4 | 19 | 14.9 | 11.3 | 12.2 | 6.5 | 23.7 | 19.9 | 10.8 | 11.8 | 6.3 | 11.6 | 13.5 | 9 | 20.4 | 1.3 | 10.1 | 8.4 | 9.5 | 12.8 | 11.7 | 15.6 | 16.9 | 9.4 | 13.1 | 23 | 11.8 | 15.5 | 17.1 | 23 | 12.2 | 20.3 | 6.2 | 22.1 | 9.8 | 8.5 | 16.5 | 20.6 | 15.7 | 13.4 | 12.9 | 7.1 | 20 | 2.8 | 1.3 | 21 | 25.3 | 21.6 | 10.8 | 8 | 17.8 | 16.8 | 0
413 | 13.1 | 7.6 | 20.3 | 18.4 | 11.6 | 17.2 | 17.1 | 9.5 | 18.6 | 14 | 11.3 | 13.6 | 9.6 | 23.6 | 20.5 | 10.8 | 8.4 | 6.3 | 14.8 | 10.6 | 9.1 | 20.4 | 2 | 14.8 | 7.5 | 8.8 | 13 | 10 | 15.6 | 10.2 | 8.6 | 12.8 | 22.8 | 12.2 | 15.4 | 18.1 | 21.4 | 11 | 20.2 | 6.1 | 21.6 | 15 | 10 | 16 | 20.6 | 13 | 14.6 | 10.4 | 8 | 19.4 | 2 | 2.6 | 18.6 | 25.1 | 21.1 | 10 | 7.6 | 17.1 | 16.8 | 0
414 | 12.5 | 7 | 19.6 | 17.9 | 11.1 | 16.4 | 17 | 8.9 | 18.2 | 13.3 | 9.9 | 13.5 | 9.1 | 23.4 | 21.1 | 10.5 | 9.3 | 6.3 | 14.5 | 10.3 | 8.8 | 20.4 | 3.7 | 14.4 | 7.1 | 8.5 | 12.7 | 10.9 | 16.5 | 9.6 | 8.7 | 11.5 | 22.4 | 12 | 15.5 | 17.1 | 20.9 | 10 | 20.1 | 6.1 | 20.8 | 15.4 | 8.6 | 15.9 | 20.8 | 13.6 | 15.4 | 10.1 | 7.7 | 18.9 | 2.2 | 4.2 | 17.5 | 25 | 21.1 | 11 | 7 | 16.4 | 17.5 | 0
415 | 12.3 | 6.5 | 19.7 | 18.3 | 11.1 | 16.1 | 16.6 | 8.9 | 18.2 | 11.5 | 10 | 14.3 | 10.3 | 23.7 | 21.8 | 10.6 | 10.7 | 6.3 | 14.4 | 10.5 | 8.7 | 20.4 | 5.9 | 15.7 | 7.3 | 8.3 | 12.6 | 12.7 | 18.3 | 10.5 | 9.9 | 10.9 | 22 | 12.4 | 15.4 | 16.8 | 21.1 | 10.1 | 19.7 | 6.1 | 20.6 | 16 | 9.5 | 15.5 | 20.7 | 15.4 | 17.4 | 10.7 | 9.2 | 18.2 | 3.8 | 6.4 | 17.9 | 24.8 | 21.1 | 12.1 | 6.9 | 15.8 | 19.2 | 0
416 | 12.4 | 6.2 | 20.3 | 19.4 | 11.1 | 16.7 | 16.7 | 10 | 18.5 | 11 | 10.8 | 15.8 | 11.2 | 25.9 | 22.7 | 10.5 | 13 | 6.3 | 14.6 | 11.4 | 8.6 | 20.4 | 9 | 17 | 7.3 | 8.1 | 12.2 | 15 | 20.4 | 11.8 | 12.4 | 13.1 | 22.8 | 12.9 | 15.5 | 16.6 | 22 | 12.1 | 20.2 | 6.5 | 20.5 | 17 | 11.3 | 15.3 | 20.5 | 17.4 | 19.4 | 11.8 | 11.2 | 18.4 | 5.8 | 9.4 | 18 | 25 | 21.6 | 14.4 | 6.9 | 15.8 | 21.6 | 0
417 | 14.3 | 7.3 | 21.2 | 21.2 | 11.4 | 23.1 | 19.1 | 12.2 | 19.2 | 13.1 | 13.8 | 18.6 | 14.8 | 27 | 23.7 | 11.8 | 15 | 7.4 | 15.4 | 12.7 | 9.9 | 22.2 | 12 | 20.4 | 8.1 | 9.6 | 13.8 | 17.3 | 22.5 | 14.7 | 15.5 | 15.4 | 25.2 | 14 | 16 | 18.6 | 24.3 | 16.3 | 22.4 | 7.8 | 23 | 18 | 15.8 | 15.8 | 22.8 | 20.1 | 22.3 | 14.3 | 15.1 | 23.9 | 8.9 | 11.7 | 20.1 | 27.3 | 24 | 16.3 | 10.1 | 16.8 | 24.5 | 0
418 | 17.2 | 9 | 22.4 | 23.1 | 12.5 | 24.6 | 20.9 | 14.9 | 20.4 | 16.3 | 16.9 | 21.7 | 17.9 | 28 | 25 | 12.3 | 17 | 7.4 | 16.6 | 14.2 | 12.5 | 23.4 | 15.3 | 23.3 | 10.6 | 12.2 | 17.7 | 19.3 | 24.3 | 17.4 | 18.8 | 17.4 | 26.7 | 15.4 | 16.7 | 24 | 26.9 | 20 | 25.4 | 8 | 26 | 19.2 | 20 | 18.4 | 26 | 22.3 | 24.5 | 17.1 | 18 | 27.6 | 11.7 | 13.6 | 21.6 | 29.1 | 25.3 | 18.8 | 10.2 | 19.7 | 27.3 | 0
419 | 19.2 | 12.9 | 23.9 | 25 | 13.8 | 25.7 | 23.2 | 17.5 | 22 | 18.4 | 20.5 | 25 | 22.2 | 28.7 | 26.4 | 12.9 | 18.2 | 7.4 | 18 | 15.6 | 16.1 | 25.2 | 18 | 26.8 | 13.2 | 14.7 | 22 | 21 | 25.6 | 20.4 | 21.4 | 18.4 | 28 | 17.2 | 17.6 | 25.6 | 29.8 | 21.5 | 26.9 | 8.8 | 30 | 20.2 | 24.5 | 22.1 | 27.3 | 24.4 | 27 | 20.2 | 20.8 | 30 | 14.6 | 14.2 | 24.2 | 30.7 | 26.5 | 20.4 | 10.6 | 23 | 29.6 | 0
420 | 20.6 | 16 | 25.5 | 26.5 | 16.3 | 26.8 | 24.2 | 19.5 | 23.7 | 19.7 | 22.4 | 27.1 | 24.1 | 29.8 | 27.7 | 13.9 | 19.3 | 10.3 | 19.1 | 16.8 | 18.7 | 26.4 | 20.3 | 28.2 | 15 | 16.7 | 22.2 | 22.3 | 26.5 | 22.1 | 23.1 | 19.8 | 28.5 | 18.9 | 20 | 27.1 | 31.6 | 23.8 | 27 | 12.5 | 31.9 | 21.1 | 26.6 | 25.7 | 27.2 | 25.5 | 28.5 | 22.2 | 21.2 | 31.6 | 16.4 | 14.3 | 25.2 | 31.6 | 27.9 | 22.1 | 8.4 | 26.2 | 31 | 0
421 | 21.8 | 17.3 | 27.1 | 27.8 | 17.8 | 27.1 | 24.2 | 20.4 | 25.3 | 20.7 | 23.9 | 28.3 | 26.2 | 29.3 | 28.8 | 12.7 | 19.5 | 10.3 | 19.8 | 17.6 | 18.7 | 27.5 | 21.3 | 29.4 | 16 | 17.8 | 23.5 | 23.5 | 27.2 | 23.7 | 23.5 | 20.4 | 29.2 | 20.5 | 20.8 | 27.6 | 32.6 | 23.5 | 28.3 | 16.8 | 33.3 | 21.7 | 28.3 | 27.3 | 27.4 | 26.7 | 30.3 | 23.6 | 21.3 | 32.5 | 18.2 | 13.5 | 27.2 | 32 | 28.5 | 22.3 | 10.6 | 27.4 | 31.6 | 0
422 | 23.1 | 17.8 | 28.5 | 28.6 | 18.8 | 28.1 | 26.3 | 21.3 | 26.6 | 21.2 | 24 | 28 | 26 | 29.5 | 29.6 | 13 | 19.4 | 10.3 | 20 | 18.2 | 19.6 | 28.2 | 21.2 | 29 | 16.5 | 19.4 | 24.7 | 24.4 | 27.6 | 24.4 | 23 | 20.4 | 30 | 21.6 | 20.7 | 27.5 | 32.2 | 24.6 | 28 | 19.3 | 34.2 | 22 | 28.4 | 28.9 | 27.7 | 27 | 31.4 | 23.4 | 20.2 | 33.5 | 19 | 12.8 | 28 | 32.1 | 29 | 22 | 12.4 | 27.7 | 31.4 | 0
423 | 23.1 | 18 | 29.7 | 29.2 | 19.3 | 28.1 | 25.8 | 21.4 | 27.3 | 21.9 | 24.4 | 27 | 26.6 | 29.3 | 30.2 | 13.4 | 18.3 | 10.3 | 19.9 | 18.4 | 20.2 | 28.5 | 19.5 | 29.1 | 16.7 | 20.4 | 24.7 | 24.8 | 27.7 | 25.4 | 21.7 | 20.4 | 29.7 | 22.2 | 20.3 | 27.1 | 31.4 | 25 | 28.3 | 19.5 | 31.2 | 21.7 | 29.4 | 29.2 | 27.6 | 27.4 | 32.5 | 22.8 | 20.3 | 33.6 | 19.8 | 11.6 | 29.8 | 31.5 | 29.5 | 20 | 13.7 | 27.3 | 30.7 | 0
424 | 23.1 | 18.3 | 30.4 | 29.2 | 19.3 | 29 | 25.7 | 20.6 | 26.9 | 21.9 | 23.8 | 25.2 | 25.1 | 28.5 | 30.4 | 12.4 | 17 | 10.3 | 19.4 | 18.1 | 20.5 | 28 | 17.2 | 27.7 | 18.1 | 20.8 | 24.7 | 24.4 | 27.3 | 25.3 | 20.2 | 20.1 | 29.6 | 22 | 19.1 | 27.1 | 29.8 | 25 | 27.4 | 19.6 | 28.5 | 21.1 | 29.1 | 29.2 | 27.3 | 26.6 | 32 | 21.3 | 19.7 | 33.6 | 19.2 | 10.9 | 29.8 | 31 | 29.5 | 18.3 | 14.4 | 27.2 | 29.5 | 0
425 | 22.7 | 17.6 | 30.5 | 28.8 | 18.5 | 28.3 | 24.5 | 19.9 | 26 | 21.9 | 23.4 | 23.4 | 24.2 | 27.8 | 30.1 | 12.7 | 15.2 | 10.3 | 19 | 17.2 | 19.6 | 27.5 | 14.4 | 26.6 | 16.4 | 20.8 | 24.5 | 23 | 26.4 | 25 | 18.4 | 19.4 | 29 | 21.2 | 18.9 | 26.6 | 28.6 | 24.5 | 27.3 | 19.4 | 30.3 | 20 | 29 | 29.1 | 27 | 25.4 | 30.4 | 20 | 19.6 | 33.1 | 18 | 10 | 29.4 | 30.9 | 29 | 16.2 | 14 | 26.8 | 28 | 0
426 | 21.7 | 16 | 30.1 | 27.8 | 16.8 | 25.8 | 23.2 | 18.7 | 24.6 | 21.5 | 21.6 | 21.4 | 21.2 | 26.5 | 29.3 | 11.6 | 13.7 | 10.3 | 18.4 | 15.8 | 18.5 | 26.8 | 12.3 | 23.8 | 15.1 | 20.4 | 23.5 | 20.7 | 24.9 | 23.1 | 16.7 | 18.1 | 28.3 | 19.8 | 18.8 | 25.6 | 27.2 | 21.5 | 25.5 | 17.4 | 28.8 | 18.8 | 26.6 | 27.3 | 26.6 | 23 | 26.7 | 18.4 | 17.8 | 31.6 | 15.1 | 9.5 | 26.4 | 30.1 | 28 | 15.4 | 12.9 | 26.4 | 26.1 | 0
427 | 19.4 | 14.9 | 29 | 26.5 | 15.3 | 23.8 | 21.5 | 16.8 | 23.3 | 19.7 | 20 | 20 | 19.8 | 26.2 | 27.7 | 11.6 | 12.1 | 10.4 | 17.8 | 13.9 | 16.7 | 22.7 | 10.4 | 21.9 | 13.5 | 17.8 | 21.8 | 18.1 | 23.4 | 21.1 | 15.1 | 16.9 | 27.6 | 18.6 | 18.3 | 24.3 | 26.5 | 20.2 | 24.4 | 14 | 27.5 | 17.5 | 24.2 | 25.1 | 25.2 | 20.9 | 22.8 | 17.5 | 16.3 | 28.5 | 12.4 | 8.4 | 23.9 | 29.5 | 26 | 14.5 | 11.2 | 25.7 | 24.4 | 0
428 | 18.5 | 14 | 27.5 | 25.2 | 15.2 | 22.1 | 20.5 | 15 | 22 | 17.7 | 17.6 | 18.6 | 17.8 | 25.9 | 26.2 | 11.4 | 11 | 10.4 | 17 | 12 | 15.4 | 21.7 | 9.4 | 19.6 | 12.9 | 16.8 | 20.4 | 15.8 | 22 | 18.6 | 13.6 | 15.9 | 26.9 | 17.4 | 18 | 23.1 | 25.8 | 19 | 23.9 | 11.3 | 26.5 | 16.4 | 20.6 | 23 | 24.9 | 19 | 18.8 | 16.6 | 13.8 | 26.1 | 9.4 | 7.4 | 20.8 | 28.1 | 24.5 | 14.4 | 10.4 | 25 | 22.8 | 0
429 | 17.3 | 12.8 | 25.8 | 24.3 | 14.5 | 20.8 | 19.4 | 14.8 | 20.7 | 15.7 | 16.3 | 17.9 | 18.2 | 25.5 | 24.3 | 11.1 | 10 | 10.4 | 16.1 | 10.4 | 14.7 | 21.6 | 8.3 | 19.3 | 11.5 | 15.9 | 19 | 14.2 | 21.2 | 17.3 | 12.3 | 15.4 | 26 | 16.8 | 17.5 | 21.9 | 25.6 | 18.4 | 23.3 | 10.3 | 25.7 | 15.5 | 18.5 | 21.7 | 24.4 | 18.5 | 16.6 | 16.4 | 12.7 | 24.6 | 7.9 | 5.9 | 20.2 | 27.8 | 23.5 | 13.5 | 9.6 | 24.2 | 21.7 | 0
430 | 15.7 | 11 | 24.5 | 23.7 | 13.7 | 20.1 | 18.5 | 14.4 | 19.8 | 13.6 | 14.8 | 17 | 17.5 | 25.5 | 23.1 | 10.9 | 9.7 | 10.4 | 15.1 | 9.7 | 14 | 21.6 | 7.6 | 18.7 | 11.5 | 15 | 17.6 | 13.5 | 20.7 | 16 | 11.7 | 14.9 | 25.7 | 16.3 | 17.4 | 21.2 | 25 | 17.8 | 23.6 | 9.5 | 25 | 15 | 16.3 | 19.5 | 24.2 | 18.3 | 15.3 | 15.8 | 11.3 | 23.6 | 6.9 | 5 | 19.7 | 27.5 | 22.5 | 13 | 9.4 | 23.3 | 20.9 | 0
431 | 14.7 | 10.4 | 23.5 | 23.4 | 12.3 | 19.1 | 17.7 | 14 | 19.4 | 13.1 | 14.4 | 16.4 | 17.4 | 25.2 | 22.6 | 10.4 | 9.6 | 10.4 | 14.4 | 9.8 | 13.4 | 21.6 | 6.4 | 19 | 11.1 | 13.8 | 17.4 | 13.4 | 20.5 | 15.6 | 11.4 | 13.5 | 25 | 16 | 17 | 21.1 | 24.6 | 17.8 | 23.4 | 8.8 | 24 | 14.8 | 15.8 | 18.2 | 23.7 | 18.6 | 15.4 | 15.2 | 11.2 | 22.8 | 6.8 | 4.2 | 20.8 | 27 | 22 | 12 | 8.4 | 22.4 | 20.4 | 0
432 | 13.7 | 9.1 | 22.5 | 23 | 11.8 | 18.4 | 16.5 | 13.6 | 19.1 | 12.3 | 13.6 | 15.5 | 14.8 | 25 | 22.1 | 9.3 | 10.1 | 9.9 | 13.9 | 10.6 | 12.5 | 21.6 | 5.4 | 17.8 | 9.5 | 12.4 | 16.9 | 13.3 | 20 | 14.6 | 11.6 | 12.9 | 24.3 | 15.4 | 16.4 | 21.2 | 23.7 | 17.4 | 22 | 8.5 | 22.8 | 15 | 14.6 | 17.8 | 23.1 | 17.9 | 15.1 | 13.9 | 10.2 | 22.3 | 6.1 | 4.1 | 20.4 | 26.4 | 21.1 | 11.9 | 7 | 21.5 | 19.8 | 0
433 | 12.7 | 10.1 | 21.5 | 22.5 | 11.8 | 18.1 | 16.2 | 13.1 | 18.7 | 12.2 | 13.6 | 14.9 | 12.9 | 24.7 | 21.7 | 10 | 10.1 | 9.9 | 13.9 | 11.4 | 12.4 | 21.5 | 4.1 | 17.2 | 9.5 | 13.5 | 16.2 | 12.9 | 19.1 | 14 | 11.6 | 11.7 | 23.8 | 14.7 | 16 | 21 | 23.1 | 17.6 | 21.4 | 8.2 | 22.2 | 15.1 | 14.5 | 17.6 | 22.8 | 17 | 15.2 | 12.8 | 10.1 | 21.6 | 5.4 | 3.8 | 20.6 | 26.3 | 20.4 | 11.4 | 6.8 | 20.7 | 19.1 | 0
434 | 12.3 | 9.8 | 20.6 | 21.6 | 10.8 | 17.5 | 15.5 | 12.6 | 18.4 | 11.3 | 13 | 14.2 | 10 | 24.5 | 21.4 | 9.9 | 10 | 9.9 | 14.2 | 12 | 11.6 | 21.2 | 3 | 15.6 | 9 | 12.9 | 15.8 | 12 | 17.8 | 12.6 | 11.4 | 11 | 23.4 | 13.8 | 15.4 | 19.8 | 22.4 | 17.7 | 20.9 | 8.8 | 21.9 | 15.2 | 13.2 | 17.4 | 22.4 | 15.2 | 14.4 | 11.6 | 9 | 20.7 | 4 | 3.6 | 19.4 | 26 | 20 | 11.4 | 6.7 | 20 | 18.2 | 0
435 | 12.3 | 9.8 | 19.7 | 20.5 | 10.8 | 17.4 | 15 | 12.1 | 18 | 10.6 | 13 | 14 | 9.6 | 24 | 21.1 | 9.3 | 9.2 | 9.9 | 14.6 | 11.9 | 10.7 | 21.2 | 1.9 | 15.3 | 8.3 | 12.3 | 15 | 10.9 | 16.5 | 11.9 | 10.5 | 10.7 | 23.1 | 13.1 | 14.7 | 19.1 | 22.2 | 17.8 | 20.4 | 8.5 | 21 | 15.1 | 12.7 | 16.7 | 21.7 | 14 | 14.2 | 11.1 | 8.9 | 20 | 3.1 | 2.8 | 19.4 | 25.6 | 20 | 10.6 | 6.5 | 19.3 | 17.4 | 0
436 | 12.1 | 9.3 | 18.7 | 19.3 | 10.8 | 16.6 | 14.5 | 11.5 | 17.4 | 10.6 | 12 | 13.6 | 8.7 | 23.7 | 20.7 | 8.9 | 8.7 | 9.9 | 14.8 | 11.3 | 10.4 | 20.9 | 1.6 | 14.5 | 7.5 | 11.8 | 14.1 | 10.1 | 15.6 | 10.6 | 9.5 | 10.4 | 23 | 12.5 | 14 | 18.6 | 21.7 | 17.6 | 20.4 | 8.5 | 20.7 | 15 | 10.9 | 15.8 | 21.5 | 12.8 | 13.9 | 10.5 | 7.9 | 19.7 | 2 | 2.5 | 18.5 | 25.2 | 19.9 | 10.4 | 6.3 | 18.8 | 16.8 | 0
437 | 11.7 | 9.1 | 17.8 | 21 | 10.3 | 16.3 | 14.1 | 10.9 | 16.6 | 9.2 | 11.2 | 12.2 | 13.8 | 23.6 | 20 | 8.4 | 6.8 | 9.9 | 12.8 | 6.6 | 10.5 | 20.7 | 3.5 | 15.8 | 6.9 | 11 | 13.6 | 10 | 16.5 | 17.4 | 13.2 | 9.9 | 22.8 | 11.8 | 13.4 | 18.1 | 22 | 17.6 | 20.3 | 8.5 | 20.5 | 11.6 | 10.6 | 15.6 | 21.1 | 14.6 | 14.4 | 12.4 | 8.4 | 19.6 | 2.5 | 4 | 18 | 24.6 | 20 | 9.4 | 6.2 | 18.4 | 16.6 | 0
438 | 11.6 | 9.3 | 16.9 | 20.3 | 10.3 | 16 | 14 | 10.3 | 15.8 | 9.2 | 10.3 | 12.4 | 14.3 | 23.5 | 19.3 | 8.7 | 8.5 | 9.9 | 12.7 | 6.5 | 10 | 20.5 | 5.3 | 15.6 | 6 | 10.2 | 12.7 | 10 | 17 | 15 | 13.4 | 9.9 | 22.6 | 14.3 | 13.1 | 17.2 | 21.6 | 17.6 | 20 | 8.3 | 20 | 11.3 | 9.8 | 15.2 | 20.7 | 14.8 | 16.5 | 12.9 | 8.3 | 19.2 | 0.8 | 5.9 | 16.4 | 24.1 | 19.9 | 9.9 | 6 | 18 | 17.1 | 0
439 | 11.7 | 8.8 | 16.8 | 20.3 | 9.8 | 16 | 13.7 | 10.2 | 15.8 | 9.3 | 10.6 | 13.4 | 14.3 | 23.5 | 19.6 | 8.7 | 10.8 | 9.9 | 12.7 | 7.3 | 9.7 | 20.3 | 7.4 | 16.6 | 5.5 | 9.7 | 12.4 | 11.1 | 18.6 | 13.8 | 13.7 | 9.4 | 22.3 | 16.4 | 13 | 16.6 | 22.2 | 17 | 19.9 | 8.3 | 20 | 11.7 | 10.6 | 15 | 20.7 | 16.1 | 19.3 | 13.8 | 9.8 | 18.9 | 1.5 | 8.6 | 16.1 | 24.1 | 19.9 | 11.3 | 5 | 17.1 | 19.1 | 0
440 | 12.2 | 8 | 17.6 | 20.8 | 10.8 | 17 | 15.8 | 10.8 | 16.8 | 9 | 11.4 | 15.4 | 14.8 | 24.8 | 20.5 | 8.4 | 13.4 | 9.9 | 13.8 | 8.4 | 9.2 | 20.4 | 10.4 | 18.4 | 5.5 | 9.7 | 12.8 | 13.2 | 20.6 | 12.6 | 15 | 11.4 | 22.8 | 18.6 | 13.2 | 16.2 | 23.4 | 17.3 | 20 | 8.2 | 20 | 13 | 12.8 | 14.7 | 20.8 | 17.7 | 23.4 | 15.4 | 11.6 | 21.1 | 3 | 11.4 | 16 | 24.7 | 20.9 | 13.2 | 6 | 16.5 | 22 | 0
441 | 15.6 | 9.6 | 19.1 | 22.4 | 12.8 | 21.3 | 20.9 | 12 | 18.4 | 12.4 | 13.8 | 18.1 | 14.6 | 26.7 | 21.7 | 10.5 | 15.6 | 9.2 | 15 | 10.5 | 9.8 | 21 | 13 | 21.1 | 10.3 | 10.5 | 12.6 | 16 | 23.1 | 14.6 | 16.8 | 16.3 | 23.4 | 18.8 | 12.2 | 19 | 25.6 | 18.7 | 23.2 | 8.5 | 22.1 | 14.9 | 16.9 | 17 | 22.6 | 20.4 | 26 | 17.1 | 14.9 | 25.9 | 8 | 13.5 | 18.4 | 28.3 | 23.9 | 15.9 | 5 | 16.6 | 25.8 | 0
442 | 17.9 | 13.4 | 21.8 | 24.5 | 14.9 | 28.1 | 23.4 | 13.6 | 20.9 | 17.3 | 16.3 | 21.5 | 15.4 | 28 | 23.1 | 13 | 17.5 | 9.2 | 16.9 | 12.5 | 12.2 | 22.4 | 16.2 | 23.6 | 12.7 | 12.6 | 14.5 | 18.6 | 25.2 | 16.7 | 19.4 | 18.5 | 26.1 | 18.7 | 12.9 | 22.8 | 27.9 | 20.6 | 26.2 | 11.4 | 25.3 | 17.1 | 21.4 | 20 | 24.8 | 22.9 | 28.3 | 19 | 17.3 | 28.4 | 12.9 | 14.4 | 20.8 | 30.1 | 25.8 | 18.7 | 5 | 18.4 | 29.1 | 0
443 | 20.5 | 14.8 | 24.5 | 27 | 16.8 | 24.7 | 25.1 | 15.1 | 23 | 19.4 | 19.2 | 24.8 | 16.4 | 29.1 | 24.5 | 16.2 | 18.8 | 9.2 | 18.4 | 14.8 | 16.5 | 23.4 | 18.8 | 25.8 | 14.1 | 15.3 | 17.9 | 21 | 26.8 | 20.4 | 21.6 | 20 | 27.4 | 17.8 | 13.1 | 24.4 | 30 | 20.3 | 27.3 | 15.8 | 29.1 | 19 | 25.8 | 24 | 26.2 | 25.6 | 29 | 20.6 | 19.6 | 29.8 | 18.6 | 14 | 24.4 | 31 | 27.3 | 21.4 | 5.3 | 21 | 31.8 | 0
444 | 22.2 | 15.8 | 27.1 | 29 | 19.4 | 26 | 26.7 | 16.4 | 24.3 | 20.9 | 21.1 | 27.5 | 19 | 28.7 | 25.9 | 17.5 | 19.9 | 9.2 | 19.8 | 16.4 | 19.5 | 23 | 21.6 | 26.9 | 16.3 | 18.1 | 19.5 | 22.6 | 27.4 | 22.1 | 23.4 | 21.3 | 28.8 | 18.4 | 13.8 | 25.8 | 31 | 20.9 | 28.5 | 18.8 | 31.8 | 20.4 | 28.6 | 26.3 | 27.2 | 27.1 | 30.4 | 22.1 | 20 | 31.9 | 21.1 | 12.9 | 26.3 | 31.1 | 27.9 | 23.1 | 5.5 | 24.2 | 33 | 0
445 | 23.2 | 17.2 | 28.6 | 30.7 | 19.5 | 26.9 | 28.4 | 17.5 | 23 | 21.4 | 22.8 | 28.9 | 21.4 | 29.9 | 27.2 | 18.8 | 20.4 | 10.5 | 20.3 | 17.8 | 19.7 | 24.4 | 22.8 | 27.4 | 17.3 | 20.1 | 21.8 | 23.8 | 27.8 | 23.9 | 23.7 | 22.2 | 29.7 | 19.2 | 14.1 | 27.3 | 31.3 | 20.9 | 29.3 | 20.4 | 33.6 | 21 | 30.3 | 28 | 27.3 | 28.4 | 31 | 23 | 20.2 | 33.3 | 23 | 11.6 | 28.3 | 31.1 | 28.8 | 23.9 | 11.2 | 27.1 | 33.5 | 0
446 | 24.4 | 18.9 | 29.6 | 31.4 | 20.4 | 27.9 | 28 | 18.2 | 21.3 | 21.6 | 23.4 | 29 | 24 | 29.7 | 28.2 | 18.9 | 20.4 | 11.3 | 20.4 | 18.4 | 20.1 | 25.9 | 23 | 27.2 | 18.2 | 21.9 | 22.9 | 24.4 | 27.8 | 24 | 23 | 22.3 | 29.9 | 21 | 14.7 | 27 | 30.6 | 21.2 | 29.5 | 20.8 | 34.7 | 21 | 30.5 | 27.4 | 27.4 | 28.4 | 32.4 | 23.4 | 19.6 | 34.1 | 22 | 10.8 | 28.6 | 30.6 | 29.3 | 23.4 | 11.3 | 29.4 | 33 | 0
447 | 25.3 | 17.6 | 30.1 | 31.7 | 20.9 | 28.4 | 28.7 | 18.6 | 19.6 | 21.8 | 24.1 | 27.6 | 24.7 | 29 | 28.9 | 19.5 | 19.4 | 12 | 19.6 | 18.8 | 20.8 | 26.4 | 21.1 | 27 | 18.8 | 23.3 | 24.2 | 24.8 | 27.9 | 25.1 | 21.2 | 22.4 | 30.7 | 21.5 | 15.6 | 27 | 29.9 | 20.6 | 29.3 | 20.9 | 34.4 | 20.4 | 30.4 | 30.1 | 26.8 | 28.3 | 32.3 | 23 | 20 | 34.3 | 21.7 | 10.4 | 29.5 | 30.1 | 29.9 | 22.2 | 11.8 | 30.8 | 32.4 | 0
448 | 25.2 | 17.3 | 30.1 | 31 | 20.9 | 27.4 | 28.3 | 18.7 | 20.5 | 21.9 | 23.6 | 25.5 | 24.7 | 28.3 | 29.1 | 19 | 17.9 | 12 | 19.1 | 18.3 | 21.8 | 26.9 | 18.6 | 26.3 | 18.9 | 24.6 | 24 | 24.4 | 27.5 | 24.8 | 19.5 | 22.3 | 30.7 | 21.8 | 16.3 | 26.8 | 28.8 | 20.1 | 28.3 | 20.8 | 32.1 | 19.3 | 29.7 | 30.3 | 26.8 | 27 | 32 | 22.3 | 19.6 | 34.4 | 19.5 | 10.3 | 28.6 | 30.5 | 30 | 20.3 | 12.2 | 30.6 | 31.1 | 0
449 | 24.8 | 17.3 | 29.7 | 30 | 19.9 | 26.5 | 26.3 | 18.4 | 22.1 | 21.7 | 23 | 23 | 23 | 27.1 | 29 | 17.3 | 15.8 | 12 | 18.4 | 17.4 | 20.7 | 26.8 | 15.4 | 25.4 | 19.1 | 25 | 24.2 | 23.4 | 26.8 | 25 | 18 | 21.3 | 30.2 | 20.4 | 16.8 | 26.3 | 28 | 19.8 | 27.7 | 20.4 | 30.6 | 18 | 28.8 | 30.1 | 26.6 | 25.6 | 29.6 | 21 | 19.6 | 34.1 | 18 | 10 | 28 | 30.1 | 29.9 | 18.4 | 11.8 | 29.6 | 29.6 | 0
450 | 23.5 | 15.4 | 29 | 28.4 | 17.9 | 24.5 | 24.9 | 17.6 | 24.1 | 21.5 | 21.1 | 21 | 21.6 | 26.7 | 28.2 | 16 | 14 | 12.4 | 18.3 | 15.6 | 19.5 | 25.7 | 13.2 | 23.6 | 17.2 | 24.5 | 22.9 | 21.4 | 25.1 | 23.1 | 17.3 | 19.3 | 29.2 | 19.1 | 16.1 | 24.8 | 27 | 18.5 | 26.2 | 17.3 | 28.8 | 16.5 | 26.9 | 28.2 | 25.7 | 23.2 | 27 | 19.8 | 18 | 32.4 | 14.5 | 9.3 | 25.5 | 28.7 | 28.6 | 16.5 | 11.6 | 28 | 27.3 | 0
451 | 21.1 | 13.4 | 27.3 | 27 | 15.9 | 22.3 | 23.2 | 16.3 | 24.2 | 19.9 | 19.4 | 19.4 | 19.6 | 26.1 | 26.7 | 15 | 12.4 | 12.3 | 17.8 | 13.8 | 17.9 | 25.4 | 11.3 | 21.7 | 15.2 | 22.2 | 20.9 | 19 | 23.2 | 21.9 | 16.6 | 17.3 | 28.3 | 17 | 14.8 | 23.9 | 26.3 | 17.6 | 25.2 | 14.3 | 27.6 | 15 | 24.6 | 26 | 24.5 | 21.4 | 22.8 | 18.5 | 16.4 | 29.8 | 12.1 | 8 | 23.9 | 28 | 26.9 | 15.2 | 11.4 | 26.7 | 25.1 | 0
452 | 19.5 | 12.4 | 25 | 25.6 | 14.8 | 20.9 | 20.8 | 14.7 | 23.3 | 18.1 | 17.3 | 18.4 | 18.6 | 25.2 | 24.5 | 13.6 | 11.6 | 10.8 | 17.4 | 12 | 16.5 | 24.9 | 10.4 | 19.4 | 13.7 | 20.7 | 18.4 | 16.4 | 21 | 19.4 | 16 | 15.8 | 27.6 | 15.8 | 14.4 | 23.5 | 25.4 | 17.3 | 24.7 | 12.4 | 26.8 | 13.6 | 21.4 | 24.1 | 23.8 | 19.6 | 19.4 | 17.4 | 14 | 27.3 | 9 | 6.6 | 21.8 | 27.6 | 25.4 | 14.2 | 11.3 | 25.6 | 22.8 | 0
453 | 18.6 | 11.7 | 22.3 | 24.9 | 13.8 | 19.5 | 20.3 | 13.6 | 22 | 15.5 | 16.3 | 17.6 | 17.3 | 25.2 | 22.2 | 12.5 | 11.1 | 10.8 | 16.2 | 11 | 15.5 | 24.4 | 9.1 | 17.8 | 12.3 | 18.1 | 16.4 | 14.5 | 19.6 | 18.6 | 14.6 | 14.8 | 26.2 | 14.3 | 14 | 23.1 | 25 | 17.3 | 24 | 11 | 26.4 | 12.5 | 18.5 | 22.1 | 23.3 | 19 | 15.9 | 16.3 | 12.8 | 25.7 | 8.2 | 5.4 | 21.7 | 27.4 | 24.4 | 13.7 | 11.1 | 24.5 | 21.4 | 0
454 | 16.3 | 11.7 | 20.6 | 24.2 | 12.9 | 18.1 | 19.8 | 12.7 | 20.7 | 14.5 | 15.3 | 17 | 16.9 | 25.5 | 20.6 | 12.3 | 11.1 | 10.2 | 15.2 | 10.2 | 14.6 | 23.6 | 8.4 | 16.8 | 11.5 | 18.1 | 15.1 | 13.4 | 18.6 | 17 | 13.2 | 13.8 | 25.5 | 14.2 | 13.8 | 21.9 | 24.5 | 17.1 | 23.7 | 10.2 | 25 | 12 | 15.7 | 21.2 | 22.6 | 18.4 | 14.8 | 15.6 | 11.4 | 24.4 | 6.8 | 4.8 | 21.2 | 26.6 | 23.7 | 13.1 | 10.9 | 23.5 | 20.5 | 0
455 | 14.8 | 11.2 | 19.9 | 24 | 12.8 | 17.2 | 19.2 | 11.8 | 19.4 | 13.5 | 15.2 | 16.4 | 16.2 | 25.6 | 19.7 | 11.3 | 10.8 | 9.6 | 14.2 | 10 | 13.8 | 22.9 | 7 | 16.8 | 10.9 | 17.8 | 14.5 | 13.2 | 18.4 | 17 | 11.8 | 13 | 24.8 | 13.8 | 13.6 | 20.3 | 24.4 | 17 | 23.1 | 9.6 | 24.1 | 12 | 14 | 20.2 | 21.8 | 18.4 | 14.6 | 15 | 11.2 | 23.3 | 7 | 4.6 | 21.8 | 26.1 | 22.9 | 12.6 | 10.2 | 22.5 | 20.4 | 0
456 | 13.7 | 10.8 | 19.2 | 23.5 | 11.9 | 16.6 | 18.3 | 11.2 | 18.1 | 12.3 | 14.6 | 15.9 | 16.3 | 25.6 | 18.8 | 11.3 | 10.3 | 8.5 | 14 | 9.4 | 12.8 | 21.9 | 6.2 | 17 | 10.1 | 17.5 | 15 | 13.3 | 18.2 | 15.9 | 11.4 | 12.5 | 24.3 | 14.3 | 13 | 19.3 | 24 | 16.8 | 22.5 | 9.3 | 23.5 | 12.5 | 12.9 | 19.4 | 21.3 | 17.6 | 16.2 | 14.8 | 10.3 | 23.1 | 5.6 | 4.6 | 20.9 | 25.5 | 22.4 | 11.7 | 10.2 | 21.4 | 20.1 | 0
457 | 13.3 | 10.9 | 18.5 | 23.2 | 11.9 | 16 | 17.9 | 10.8 | 17.2 | 11.4 | 14.3 | 15.1 | 15.8 | 25.4 | 18.2 | 10.9 | 9.2 | 8.5 | 13.9 | 8.9 | 12.5 | 21.9 | 4.9 | 17.5 | 9.5 | 16 | 16 | 13.3 | 18.2 | 16.5 | 11.5 | 12.3 | 23.9 | 13.5 | 13.6 | 18.3 | 23.9 | 16.8 | 22 | 9 | 22.9 | 13 | 12.7 | 18.5 | 20.6 | 16.9 | 16.9 | 14.4 | 10 | 23.1 | 5.4 | 4.5 | 20.7 | 25.5 | 21.7 | 10.9 | 9.8 | 20.5 | 19.8 | 0
458 | 12.2 | 11.7 | 17.9 | 22.6 | 11.9 | 15.1 | 17 | 10.4 | 16.8 | 10.5 | 13.4 | 14.4 | 15.6 | 25 | 17.7 | 10.8 | 8 | 8.5 | 14.2 | 8 | 12.5 | 21.6 | 4.2 | 17.4 | 9.1 | 15.7 | 15.1 | 12.8 | 17.6 | 16.4 | 12.4 | 12.3 | 23.5 | 13 | 13.6 | 17.8 | 23.4 | 16.8 | 21.5 | 8.5 | 22.1 | 13.2 | 12.5 | 18.5 | 20.1 | 15.6 | 17.4 | 14 | 9 | 22.7 | 4 | 4 | 19.4 | 25.4 | 21.1 | 10 | 9.7 | 19.7 | 18.8 | 0
459 | 11.6 | 10.8 | 17.2 | 22.2 | 11.4 | 14.8 | 16.7 | 9.8 | 16.4 | 10.4 | 12.9 | 13.5 | 14.6 | 24.5 | 17.2 | 11.3 | 6.7 | 8.5 | 13.9 | 7.5 | 12 | 21.4 | 3.1 | 17.1 | 9.2 | 15.6 | 14.7 | 11.9 | 17.1 | 17.8 | 12.9 | 12.7 | 22.9 | 11.5 | 13.6 | 17.3 | 23.1 | 16.8 | 21.1 | 8 | 21.4 | 12.9 | 12.4 | 18.2 | 19.6 | 15 | 15.9 | 13.3 | 8.9 | 21.7 | 4.1 | 3.4 | 19.4 | 25.3 | 21.3 | 9.5 | 9.5 | 18.9 | 17.9 | 0
460 | 11 | 10.4 | 16.6 | 21.5 | 10.9 | 14.9 | 16.2 | 8.9 | 15.8 | 10.3 | 11.8 | 12.7 | 14.3 | 24.2 | 16.8 | 11.3 | 6.3 | 8.5 | 13.6 | 6.7 | 12 | 21.2 | 3.2 | 16.3 | 8.5 | 14.5 | 14 | 10.7 | 16.5 | 17.6 | 13.4 | 12.3 | 22.8 | 11.4 | 13.6 | 17.8 | 22.4 | 16.9 | 20.8 | 7.8 | 20.6 | 12.3 | 11.5 | 17.6 | 19.4 | 14.4 | 15 | 12.7 | 8.2 | 21.3 | 2.8 | 3.3 | 18.3 | 24.8 | 21.4 | 9.2 | 9.5 | 18.3 | 16.8 | 0
461 | 11.2 | 10.4 | 15.9 | 21.6 | 10.8 | 13.9 | 15.6 | 8 | 15 | 10.2 | 11.4 | 12.8 | 12 | 23.9 | 16.3 | 11.3 | 8.8 | 8.5 | 12.8 | 6.8 | 11.9 | 21.1 | 3 | 10.8 | 7.7 | 14.4 | 13.7 | 9.6 | 15.6 | 9.2 | 13 | 12.1 | 22.7 | 8.8 | 13.5 | 18.3 | 22.4 | 16.9 | 20.5 | 7.4 | 20.6 | 11.2 | 9 | 18.5 | 19 | 15 | 16.4 | 12 | 8.4 | 21.2 | 4.4 | 0.4 | 18.8 | 24.6 | 21.3 | 9.8 | 9.5 | 17.7 | 14 | 0
462 | 10.7 | 10.4 | 15.3 | 21.1 | 10.4 | 14.8 | 15.6 | 8.4 | 14.2 | 9.4 | 11.1 | 12.5 | 11.2 | 23.5 | 15.8 | 11.3 | 10.3 | 8.5 | 13.1 | 6.8 | 11.3 | 21 | 4.9 | 10.4 | 7.2 | 14.4 | 13.9 | 10.6 | 16.1 | 7.4 | 13.8 | 11.9 | 22.1 | 9.1 | 13.1 | 18.8 | 22.2 | 17 | 19.9 | 7.4 | 20.6 | 11.3 | 7.4 | 18.8 | 18.8 | 15.7 | 17.1 | 11.9 | 8 | 20.8 | 3.1 | 2.4 | 18.3 | 24.6 | 20.9 | 10.6 | 9.3 | 17.2 | 15.1 | 0
463 | 10 | 10.4 | 15.5 | 21.4 | 9.9 | 13.9 | 16.2 | 9.2 | 14.9 | 9.1 | 11.6 | 13.3 | 12 | 23.5 | 17 | 11.1 | 12.2 | 8.5 | 13.5 | 8.1 | 11.2 | 20.9 | 7.3 | 11.5 | 6.9 | 14.3 | 13.9 | 12.3 | 17.5 | 7.4 | 14.2 | 11.9 | 21.7 | 10.3 | 13 | 18.7 | 23.1 | 16.8 | 19.8 | 6.9 | 20 | 11.4 | 8 | 17.9 | 18.4 | 17.4 | 18.8 | 12.6 | 9.5 | 20.5 | 3 | 5.8 | 17.9 | 24.6 | 20.6 | 12 | 9.2 | 17 | 18.5 | 0
464 | 9.7 | 10.3 | 16.6 | 22 | 10 | 14.9 | 17.3 | 10.4 | 16.4 | 8.6 | 12.6 | 15 | 13 | 25.3 | 18.7 | 11 | 14.4 | 8.5 | 14.4 | 9.6 | 11 | 20.9 | 10.8 | 13.6 | 6.9 | 14.3 | 13.9 | 14.4 | 19.4 | 9 | 15.6 | 13.5 | 22.6 | 12.2 | 13 | 18.9 | 24.2 | 16.8 | 20.4 | 6.8 | 20.1 | 12 | 10 | 16.1 | 18.4 | 19.8 | 20.8 | 13.8 | 11.4 | 20.2 | 5 | 9.6 | 18 | 24.6 | 21.8 | 13.6 | 9.2 | 17.3 | 22.4 | 0
465 | 14.5 | 10 | 18.3 | 23.9 | 12.4 | 19.7 | 22.5 | 11.9 | 18.5 | 11.4 | 14.5 | 18.1 | 16.3 | 26.3 | 20.9 | 11.1 | 16.3 | 7.4 | 15.6 | 12.2 | 11.5 | 21.7 | 14 | 16.6 | 12 | 14.8 | 15.1 | 16.8 | 22.2 | 12.6 | 17 | 17 | 24.3 | 14.3 | 13.4 | 19.9 | 26.6 | 17.1 | 23.7 | 9 | 22.7 | 12.4 | 15.1 | 17.2 | 22.2 | 22.7 | 23.6 | 15.7 | 15.2 | 24 | 9.7 | 11.8 | 19.1 | 26.7 | 24.5 | 15.9 | 6.9 | 18.4 | 27.4 | 0
466 | 18.6 | 11.3 | 21 | 25.7 | 15.3 | 23.3 | 24.6 | 13.6 | 21 | 16.2 | 16.6 | 21.4 | 19.2 | 27.1 | 22.8 | 11.9 | 18.1 | 7.4 | 17.3 | 14.5 | 14.3 | 22 | 17.4 | 19.3 | 14.7 | 19.1 | 16.6 | 19.3 | 24.9 | 16.8 | 19.5 | 19.5 | 26 | 16.4 | 13.5 | 22.2 | 28.7 | 16.9 | 26.2 | 13.2 | 26 | 13.1 | 20.2 | 21.2 | 24.6 | 25.2 | 26.1 | 17.4 | 18.1 | 28.2 | 15.7 | 12.9 | 21.1 | 27.5 | 26 | 18.4 | 8.2 | 20.9 | 31 | 0
467 | 20.5 | 15 | 23.9 | 28 | 17.8 | 23.3 | 26 | 15.4 | 23.7 | 19.2 | 19 | 24.6 | 22.8 | 27.6 | 24.7 | 14 | 19.4 | 7.4 | 19 | 17 | 18.4 | 22.7 | 20 | 21.6 | 17.4 | 22.8 | 18.8 | 21.8 | 27.4 | 21 | 21.6 | 21.7 | 27.5 | 18 | 13.8 | 24.4 | 31 | 17.4 | 27.3 | 17 | 28.6 | 13.6 | 25.4 | 24.7 | 26 | 27.4 | 28.6 | 19 | 20.8 | 31 | 21.4 | 12.4 | 23.8 | 30.4 | 27.5 | 21 | 10 | 23.7 | 33.6 | 0
468 | 22.6 | 17.1 | 26.7 | 29.2 | 18.8 | 23.6 | 27 | 17.3 | 26.2 | 20.8 | 20.9 | 26.5 | 24.3 | 28.4 | 26.2 | 15.4 | 20.5 | 9.9 | 20.7 | 18.4 | 21 | 23.5 | 22.3 | 22.9 | 18 | 24.6 | 21.2 | 23.9 | 28.9 | 23.9 | 23.7 | 22.7 | 27.6 | 19.2 | 14.2 | 21.2 | 31.9 | 19.7 | 29.3 | 20 | 32 | 14.5 | 27.8 | 27.4 | 27.1 | 28.7 | 30.1 | 19.9 | 21.1 | 32 | 24.6 | 12 | 26.4 | 31.3 | 28.8 | 22.8 | 11.7 | 26.4 | 33.8 | 0
469 | 24 | 17.1 | 28.5 | 30.1 | 20.2 | 23.2 | 27.9 | 19.1 | 28.1 | 21.2 | 22.8 | 27.4 | 25.8 | 28.3 | 27.5 | 16.3 | 21 | 9.9 | 21.7 | 19.9 | 21.3 | 25.1 | 23.1 | 23.6 | 19.8 | 26 | 22.4 | 25.6 | 29.6 | 25.7 | 24.1 | 23.4 | 28.6 | 20 | 15 | 27 | 32.6 | 19.7 | 29.7 | 21.3 | 33.5 | 15.1 | 29 | 29.7 | 28 | 29.4 | 31.5 | 20.7 | 21.2 | 33.7 | 24.5 | 11.3 | 28.5 | 31.5 | 30 | 24.1 | 13.5 | 27.8 | 33.4 | 0
470 | 24.8 | 17.3 | 29.8 | 30 | 20.8 | 21.6 | 29 | 20.7 | 29.5 | 21.9 | 23.8 | 27 | 25.6 | 28.1 | 28.5 | 16.3 | 20.8 | 9.9 | 22 | 20.4 | 21.5 | 26.5 | 23 | 24 | 20.4 | 27 | 23.3 | 26.4 | 29.4 | 26 | 23.4 | 23.4 | 29.5 | 20.6 | 16.9 | 27.5 | 32 | 20.5 | 29.7 | 22 | 34 | 15.8 | 28.2 | 31 | 28 | 29.4 | 32 | 21 | 20.1 | 34.5 | 21.4 | 11.4 | 29.4 | 32.1 | 30 | 24 | 15.8 | 28.4 | 32 | 0
471 | 25.6 | 16.3 | 30.5 | 30 | 21.5 | 22 | 29 | 21.7 | 30.1 | 21.9 | 24.5 | 26.4 | 26.1 | 27.5 | 29.3 | 17.4 | 19.8 | 10 | 21.2 | 21 | 22.1 | 26.5 | 21.1 | 24.4 | 20.6 | 27.6 | 23 | 26.5 | 29 | 25.7 | 20.9 | 23.4 | 30 | 20.9 | 18 | 26.7 | 31.7 | 20.7 | 29.7 | 21.6 | 31 | 15.9 | 28 | 31.2 | 27.9 | 29.2 | 32.3 | 21.3 | 20.2 | 34.3 | 17 | 11.1 | 29.3 | 31.1 | 30.5 | 23.3 | 16.5 | 28.2 | 31.4 | 0
472 | 25.2 | 16.3 | 31.1 | 29.2 | 21.4 | 22 | 28.5 | 21.7 | 29.9 | 21.9 | 24 | 25.2 | 25.2 | 27.4 | 29.8 | 13 | 18.4 | 10.1 | 20 | 20.4 | 22.8 | 26.5 | 18.8 | 24.4 | 20.5 | 27.6 | 22.9 | 25.5 | 28.1 | 24.8 | 18.7 | 23.2 | 30 | 21 | 18 | 26.4 | 30.5 | 20.9 | 29.2 | 21.2 | 30 | 15.8 | 27.2 | 31.5 | 27.7 | 28.4 | 31.2 | 21.1 | 19.5 | 34.9 | 12.8 | 10.8 | 28.2 | 30.7 | 30.5 | 21.7 | 16.8 | 27.8 | 30.3 | 0
473 | 25.1 | 16.2 | 31 | 28.6 | 20.5 | 21.6 | 26.6 | 20.6 | 29 | 21.8 | 22.8 | 24.4 | 24.6 | 27 | 29.8 | 12.3 | 16.8 | 10.1 | 18.4 | 19.2 | 21.8 | 26.2 | 15.8 | 24 | 20.2 | 27.6 | 22.9 | 24 | 27.4 | 24 | 16.6 | 22.2 | 29.4 | 20.6 | 17.7 | 25.4 | 29.6 | 20.9 | 27.7 | 20.5 | 29.7 | 15 | 27 | 31.4 | 26.9 | 27.4 | 29.4 | 20.6 | 19.4 | 34.5 | 10.4 | 9.4 | 27 | 30.5 | 30 | 20.2 | 16.7 | 27 | 29.4 | 0
474 | 23.7 | 14.5 | 30.2 | 27.4 | 18.5 | 20.8 | 25.3 | 18.8 | 27.6 | 21.2 | 20.6 | 23.2 | 22.3 | 26.1 | 29.3 | 11.4 | 15.8 | 10.1 | 17.2 | 16.6 | 20.5 | 25.5 | 13.6 | 22.5 | 18.9 | 26.6 | 22.4 | 22 | 26.3 | 22.9 | 16.1 | 19.7 | 28.4 | 19.8 | 17 | 24 | 27.9 | 20.5 | 26.2 | 17.2 | 28.3 | 14.1 | 25.3 | 30.3 | 26 | 25.8 | 26.1 | 19.2 | 17.6 | 33.7 | 9.7 | 7.7 | 25.8 | 29.4 | 28.1 | 18.7 | 15 | 26.2 | 27.2 | 0
475 | 21.6 | 12.3 | 28 | 26.6 | 17.3 | 20.6 | 23.2 | 16.8 | 25.8 | 19.5 | 18.5 | 22.3 | 20.8 | 25.7 | 28 | 10 | 15.3 | 10.2 | 16.1 | 14 | 18.6 | 25.8 | 11.4 | 20.5 | 16.5 | 24.3 | 21.2 | 20.1 | 25.4 | 22 | 15.9 | 18 | 27.4 | 18.4 | 17 | 23 | 26.9 | 19.5 | 25.2 | 14.1 | 27.1 | 12.6 | 23.5 | 26.9 | 25.2 | 24.1 | 22.9 | 17.7 | 16.1 | 30.2 | 10.2 | 5.4 | 25.1 | 28.4 | 26.3 | 18 | 14.3 | 25.3 | 25.2 | 0
476 | 19.5 | 10.6 | 25.5 | 25.6 | 16.8 | 18.9 | 21.3 | 15.4 | 24.2 | 17.7 | 16.5 | 21 | 18.6 | 25.4 | 26.5 | 9.3 | 15.4 | 10.3 | 15.4 | 11.4 | 16.8 | 24 | 10.2 | 18 | 15 | 22.2 | 20.8 | 18.4 | 24.2 | 21 | 16 | 17 | 26.3 | 16.8 | 15 | 22.2 | 25.6 | 18.9 | 24.7 | 12.1 | 26.3 | 11.4 | 20.2 | 24.4 | 24.8 | 22.2 | 19.6 | 16 | 13.6 | 27.5 | 10.4 | 3.6 | 24.6 | 27.9 | 25 | 17.6 | 13.6 | 24.3 | 22.6 | 0
477 | 18 | 9.4 | 22.5 | 25.4 | 16.6 | 17.8 | 20.3 | 14.4 | 22.3 | 14.7 | 15.5 | 20 | 18.2 | 25.2 | 24.7 | 8.5 | 15.6 | 10.3 | 14.7 | 10.2 | 15.5 | 23.2 | 8.8 | 16.1 | 13.8 | 20.7 | 20.6 | 17.2 | 23.1 | 20.4 | 14.9 | 16.1 | 25.4 | 15.2 | 15 | 21.7 | 25.4 | 18.5 | 24.1 | 11 | 25.5 | 10.1 | 17.6 | 23.2 | 24.2 | 20.8 | 17.8 | 14.9 | 12.6 | 26.3 | 9.8 | 2.1 | 24.2 | 27.5 | 24.2 | 17.7 | 12.9 | 23.3 | 21.3 | 0
478 | 16.6 | 8.8 | 20.5 | 24.8 | 14.9 | 17 | 20.1 | 14.4 | 21 | 13.7 | 14.9 | 18.7 | 17.3 | 25 | 23.2 | 8.6 | 15.7 | 10.3 | 14.2 | 9.4 | 14.3 | 22.7 | 7.9 | 14.8 | 13 | 20.6 | 20 | 16.1 | 21.7 | 19.8 | 13.6 | 15.3 | 24.2 | 13.9 | 13 | 21.2 | 25 | 17.9 | 23.1 | 10.5 | 25.1 | 9.6 | 14.5 | 21.8 | 23.3 | 19.6 | 16.6 | 14.1 | 11.3 | 26 | 8 | 1.9 | 23.5 | 27 | 23.5 | 17.2 | 12.1 | 22.4 | 20.2 | 0
479 | 14.6 | 7.9 | 19.5 | 24.6 | 13.8 | 16.4 | 19.6 | 14.4 | 20.1 | 12.4 | 15 | 17.6 | 17.4 | 24.7 | 22.1 | 9 | 15 | 10.3 | 13.6 | 9.6 | 13.4 | 22 | 6.8 | 14.6 | 11.9 | 19.2 | 19.6 | 15 | 20.4 | 19.4 | 11.6 | 15.4 | 23.1 | 13 | 13 | 20.7 | 25 | 17.9 | 22.7 | 9.8 | 24.4 | 9.6 | 13 | 20.3 | 23 | 18.8 | 16.6 | 14 | 11.4 | 24.7 | 6 | 2 | 22.6 | 26.6 | 22.5 | 16.2 | 11.4 | 21.5 | 20 | 0
480 | 14 | 7.4 | 18.5 | 23.7 | 12.9 | 15.2 | 18.8 | 14.1 | 19.2 | 11.9 | 14.7 | 16.3 | 15.9 | 24.2 | 21 | 7.9 | 13.8 | 10.3 | 13.3 | 9.2 | 12.5 | 21.5 | 6.2 | 14.7 | 11.4 | 18.7 | 19.2 | 13.6 | 18.8 | 18.7 | 10.7 | 15.2 | 22.1 | 12.5 | 12.1 | 19.7 | 24.2 | 17.7 | 22.2 | 9.2 | 23.4 | 10.4 | 11.4 | 19.2 | 22.6 | 18 | 16.4 | 13.8 | 10.6 | 23.5 | 4.4 | 2.5 | 21.5 | 26 | 22 | 14.3 | 10.7 | 20.6 | 19 | 0
481 | 13.5 | 8 | 17.7 | 23.2 | 13.3 | 15.2 | 18.7 | 13.5 | 18.6 | 11.4 | 14.4 | 15.4 | 15.2 | 23.1 | 20 | 7.9 | 12 | 10.3 | 13 | 9 | 12.5 | 21 | 5 | 14.9 | 10.6 | 17.2 | 18.8 | 12.1 | 17.6 | 17.8 | 10.2 | 15 | 21.3 | 11.9 | 12 | 19.2 | 23.8 | 17.6 | 21.7 | 9.1 | 23 | 11.1 | 11.3 | 19 | 21.5 | 17.3 | 16.5 | 13.8 | 10.6 | 22.5 | 4.1 | 2.1 | 20.5 | 25.8 | 22 | 12.3 | 10 | 19.9 | 18.1 | 0
482 | 15.1 | 8.3 | 16.9 | 22.4 | 12.3 | 14 | 18.5 | 12.9 | 18.3 | 10.7 | 13.5 | 14.4 | 13.4 | 22.3 | 19.3 | 7.8 | 10.2 | 10.3 | 13 | 8 | 12.5 | 20.5 | 4.2 | 14.4 | 11.7 | 17 | 18.6 | 10.6 | 16.4 | 16.2 | 11 | 14.3 | 20.7 | 11.2 | 12 | 18.9 | 22.8 | 17.5 | 21.2 | 8.6 | 22.4 | 11.8 | 10.8 | 18 | 20.9 | 16.4 | 16 | 13.4 | 9.6 | 22.1 | 4.6 | 1.2 | 19.8 | 25.4 | 22 | 10.4 | 9.5 | 19.4 | 16.2 | 0
483 | 15 | 8 | 16.1 | 22.2 | 11.8 | 13.6 | 18.3 | 12.3 | 18 | 10.2 | 12.8 | 13.9 | 13 | 22 | 18.6 | 7.7 | 8.8 | 10.3 | 12.8 | 7.5 | 12.6 | 19.8 | 3 | 13.4 | 11.5 | 16.6 | 18.2 | 9.6 | 15.8 | 14.2 | 11.6 | 14.3 | 20.4 | 10.2 | 12 | 17.5 | 22.7 | 17.4 | 20.7 | 8.1 | 21.9 | 11.8 | 11.1 | 16.8 | 20.5 | 15.6 | 16 | 13 | 9.5 | 21.7 | 5.4 | 0.4 | 19.5 | 25.1 | 22 | 9.5 | 9.4 | 18.9 | 15 | 0
484 | 13.6 | 5.7 | 15.4 | 21.7 | 11.9 | 12.6 | 17.8 | 11.8 | 17.5 | 10 | 11.8 | 13.1 | 12 | 21.9 | 18.5 | 7.4 | 8.3 | 10.3 | 12.9 | 6.7 | 12.6 | 19.8 | 2.7 | 11.9 | 10 | 16.1 | 17.7 | 9.2 | 15.4 | 11.6 | 12.7 | 14.2 | 19.8 | 9.3 | 11 | 16.4 | 22.2 | 17.4 | 20.3 | 8 | 21.6 | 11.6 | 9.9 | 17.2 | 20.5 | 15 | 15.8 | 12.3 | 8.4 | 20.7 | 5.3 | 1 | 19.1 | 24.4 | 22 | 9.2 | 9.4 | 18.5 | 13.7 | 0
485 | 13.6 | 6 | 14.6 | 20.6 | 12 | 12.6 | 17.2 | 11.3 | 17 | 10.1 | 12.8 | 13.6 | 14.8 | 21.6 | 19.2 | 6.4 | 13.2 | 10.3 | 11 | 6 | 12.7 | 19.7 | 4 | 12 | 9.5 | 15.5 | 16.6 | 11.8 | 16.8 | 14 | 10.6 | 13.7 | 19.5 | 10.2 | 10.3 | 16.7 | 22.4 | 17.4 | 20 | 7.6 | 21 | 11 | 7 | 17.3 | 20.4 | 14.8 | 15.6 | 11 | 9 | 20 | 1.4 | 0.4 | 18.6 | 24.2 | 21 | 12.2 | 9.4 | 18.2 | 15.2 | 0
486 | 13.7 | 5.1 | 13.8 | 20.3 | 11.2 | 12.2 | 17.1 | 11.6 | 16.5 | 9.9 | 12.4 | 13.3 | 14.7 | 21.4 | 19.9 | 6.2 | 13.5 | 10.3 | 11.5 | 6.4 | 12.7 | 19.3 | 6.4 | 11.7 | 9.4 | 14.9 | 15.8 | 12.6 | 17 | 11.1 | 12.1 | 13.7 | 19.3 | 10.2 | 9.6 | 16.7 | 22.1 | 17.5 | 19.7 | 7.2 | 20.5 | 11.4 | 4.9 | 16.7 | 20 | 14.4 | 16.9 | 10.8 | 8.9 | 19.6 | 0.1 | 3 | 17.5 | 23.5 | 20.4 | 13.1 | 9.4 | 17.9 | 16 | 0
487 | 13.1 | 3.8 | 14 | 20 | 10.3 | 12.1 | 17 | 12.2 | 16.9 | 9.3 | 12.6 | 14.1 | 14.8 | 21.2 | 20.6 | 5.9 | 14 | 10.3 | 12.4 | 8.2 | 12.7 | 18.9 | 8.9 | 13 | 8.9 | 14.8 | 15.6 | 14.6 | 17.9 | 10.5 | 13.3 | 12.9 | 18.9 | 10.8 | 8.9 | 16.6 | 22.5 | 17.5 | 19.7 | 7.1 | 20.5 | 11.5 | 6 | 16.7 | 20 | 15 | 19.3 | 11.5 | 10.6 | 19.2 | 1 | 6.8 | 17.5 | 23.3 | 19.9 | 14.7 | 9.3 | 17.2 | 18.8 | 0
488 | 12.2 | 4.3 | 15.2 | 20.4 | 10.8 | 13.2 | 17.8 | 13.5 | 17.9 | 9 | 13 | 16.2 | 15 | 22.2 | 21.7 | 5.5 | 15.8 | 10.3 | 14 | 10.6 | 12.7 | 18.9 | 12 | 14.4 | 9.9 | 14.8 | 15.4 | 16.4 | 19.8 | 10.2 | 15.4 | 15.2 | 20.1 | 11.8 | 9 | 16.4 | 23.4 | 17.5 | 19.8 | 7.1 | 20.1 | 12 | 8 | 16.2 | 20.1 | 16.6 | 21.8 | 12.4 | 12.6 | 20 | 3.4 | 11 | 18 | 23.4 | 20.5 | 16.8 | 9.3 | 17.1 | 22.4 | 0
489 | 16 | 7 | 16.4 | 21.2 | 12.8 | 16 | 20.9 | 15.5 | 19.7 | 12.3 | 14.7 | 19.4 | 15.9 | 25 | 22.9 | 7.2 | 17.6 | 10.3 | 15.9 | 13.7 | 13.5 | 20.3 | 14.3 | 17.7 | 14.8 | 14.2 | 15.9 | 19.6 | 22.2 | 13.9 | 16.5 | 19 | 22.5 | 13.7 | 12.1 | 20.2 | 25.4 | 18.2 | 23.3 | 8.6 | 21.2 | 12.1 | 13.8 | 19.2 | 23.9 | 18.8 | 24.9 | 14.4 | 16 | 25.8 | 8.5 | 13.2 | 20.2 | 25.8 | 22.5 | 19.1 | 8.3 | 17.6 | 26.9 | 0
490 | 19.5 | 9.7 | 19.3 | 22.7 | 15.6 | 17.7 | 23.6 | 18 | 22.3 | 15.7 | 16.6 | 23.1 | 17.1 | 27.6 | 24.6 | 10.7 | 19.9 | 10.3 | 18.1 | 16.3 | 16.5 | 21.5 | 16.9 | 20.5 | 16.3 | 17.7 | 16.5 | 22.3 | 24.8 | 17.2 | 18.1 | 21.5 | 24.7 | 15.9 | 19.1 | 23.7 | 27.7 | 19 | 26.8 | 14 | 23.6 | 12.7 | 18.6 | 22.3 | 27 | 20.9 | 27.2 | 16.2 | 18.6 | 28.2 | 13.3 | 14.4 | 22.4 | 28.3 | 24.2 | 21.4 | 8.5 | 19.8 | 30.5 | 0
491 | 22.4 | 12 | 22.8 | 24.4 | 18.3 | 20 | 25.2 | 20.5 | 24.9 | 19.5 | 19.4 | 26.4 | 18.8 | 28 | 26.4 | 14.7 | 21.6 | 10.2 | 20 | 18.6 | 20.5 | 23.3 | 19 | 23.6 | 17.8 | 21.8 | 17.3 | 25.6 | 27 | 21.8 | 19 | 23 | 26.1 | 18.4 | 16.3 | 28 | 30 | 22 | 27.5 | 18.2 | 26.8 | 13 | 23.4 | 25.2 | 29.3 | 22.5 | 29.4 | 18.4 | 20.8 | 30.2 | 18.2 | 14 | 25.2 | 30.2 | 26.4 | 23.4 | 9.1 | 22.6 | 33 | 0
492 | 24.9 | 14.5 | 26.4 | 26.2 | 19.9 | 21.2 | 25.9 | 22.6 | 27.1 | 20 | 21.7 | 28.5 | 20.2 | 27.4 | 28.1 | 16.8 | 23.1 | 10.5 | 21.7 | 19.8 | 22.8 | 24.8 | 21.6 | 24.7 | 20 | 24.8 | 19.2 | 27.4 | 28.5 | 23.1 | 20.6 | 24.4 | 27.8 | 20.3 | 18.5 | 28.4 | 31.3 | 23 | 28.8 | 20.5 | 31.3 | 14 | 24.2 | 27.3 | 31.9 | 23.5 | 30.5 | 19.6 | 21.1 | 31.8 | 20.4 | 14 | 26.7 | 31.8 | 26.9 | 24.9 | 10.4 | 25.6 | 33.5 | 0
493 | 25.8 | 16.2 | 29.1 | 27.4 | 21.3 | 22.2 | 26.9 | 24.1 | 28.2 | 21.2 | 24 | 29.1 | 21.5 | 28.3 | 29.4 | 18.4 | 23.2 | 11.2 | 22.5 | 20.8 | 22.4 | 25.4 | 23 | 25.6 | 21.6 | 25.5 | 20.2 | 29 | 28.9 | 24.5 | 21.1 | 25 | 29.1 | 21.8 | 19.2 | 28.4 | 31.9 | 25 | 28.8 | 22.2 | 32.4 | 14.4 | 24.6 | 28 | 30.8 | 24.1 | 31.5 | 20.7 | 21.1 | 32.4 | 21.9 | 13.5 | 28.3 | 32.3 | 28.1 | 25.6 | 13.3 | 27.6 | 33.1 | 0
494 | 26 | 18 | 31.1 | 28.2 | 21.8 | 23.5 | 27.7 | 25 | 28.7 | 21.5 | 25.4 | 28.2 | 22.2 | 29 | 30.4 | 18.8 | 22.6 | 13.7 | 22.6 | 21.2 | 22.4 | 26.3 | 23.8 | 25.2 | 22.5 | 26.8 | 20.9 | 29 | 28.6 | 23.6 | 21.6 | 25.2 | 30.1 | 22.4 | 19.8 | 29.2 | 31.4 | 26.4 | 29.8 | 22.8 | 33.4 | 15 | 23 | 28.5 | 30.8 | 24.4 | 31.8 | 20.8 | 20.3 | 33.2 | 21.4 | 13.8 | 28.8 | 31.6 | 27.9 | 25.4 | 16.3 | 29.2 | 31.8 | 0
495 | 26.5 | 18.7 | 32.2 | 28.2 | 22.3 | 24 | 27.6 | 25.4 | 28.7 | 21.9 | 26.5 | 26.4 | 22.7 | 27.8 | 31.2 | 20 | 20.6 | 15.5 | 21.8 | 21.8 | 22.5 | 26.3 | 22.5 | 25.6 | 23 | 27.3 | 21.1 | 29 | 27.6 | 24.5 | 20.5 | 25.1 | 30.5 | 22.6 | 20.2 | 29.5 | 30.6 | 26.7 | 29.3 | 23.1 | 33.4 | 14.8 | 23.9 | 28.7 | 29.8 | 24.7 | 32.1 | 21 | 20.4 | 33.3 | 21.2 | 13.1 | 29.7 | 30.7 | 27.9 | 24.3 | 18.6 | 30.2 | 30.7 | 0
496 | 26.6 | 19.3 | 32.6 | 27.8 | 22.3 | 24.9 | 27 | 25.1 | 28.2 | 22.2 | 26.2 | 24.4 | 22.4 | 27.1 | 31.9 | 18.8 | 18.8 | 15.5 | 20.6 | 21.4 | 23.5 | 26.3 | 20.6 | 24.8 | 22.9 | 28 | 21.3 | 27.4 | 26.6 | 24.1 | 19.7 | 24.5 | 30.4 | 22.1 | 20.2 | 29.4 | 29.2 | 26.7 | 28.8 | 22.8 | 30.8 | 14.7 | 24 | 29.2 | 29.2 | 24.5 | 31.1 | 20.2 | 20 | 33.8 | 19.5 | 12.5 | 29.6 | 30.5 | 28.4 | 22.7 | 19.3 | 31 | 29.4 | 0
497 | 26 | 18.7 | 32.2 | 27 | 21.8 | 24.9 | 25.9 | 24.3 | 27.4 | 21.8 | 25.4 | 22.6 | 21.8 | 26.4 | 31.9 | 16.8 | 16.6 | 15.5 | 19 | 20.4 | 22.4 | 26.3 | 17.6 | 24.4 | 22.5 | 27.5 | 21.2 | 26 | 25.6 | 25 | 18.2 | 24 | 29.6 | 21.4 | 20 | 28.4 | 28.2 | 25.5 | 27.5 | 22 | 29.8 | 14.2 | 25.4 | 29 | 28.3 | 23.6 | 29.4 | 19.4 | 19.8 | 33.4 | 17.6 | 10.6 | 29.4 | 30.1 | 27.9 | 20.8 | 19.3 | 30.9 | 28.2 | 0
498 | 25 | 16 | 31.3 | 26.2 | 19.3 | 23.2 | 24.2 | 23.1 | 26.2 | 21.1 | 23.3 | 21.3 | 20.5 | 25.7 | 31.1 | 14.8 | 15.3 | 15.5 | 17.7 | 17.9 | 20.7 | 25.2 | 15.5 | 22.3 | 21.8 | 26.2 | 21 | 23.5 | 24.9 | 23.5 | 17.8 | 21.4 | 28.1 | 20.2 | 18.1 | 27 | 27 | 23.4 | 26.1 | 20.1 | 28.2 | 14.1 | 23.9 | 28.3 | 26.8 | 21.7 | 26.2 | 17.8 | 18.1 | 32 | 13.6 | 9 | 27.8 | 28.6 | 26.9 | 19 | 17.4 | 30.1 | 26.3 | 0
499 | 22.9 | 12.6 | 29.5 | 25.2 | 17.9 | 20.1 | 23 | 21.8 | 24.4 | 19.6 | 21.3 | 20.4 | 19.3 | 25.1 | 28.8 | 12.8 | 13.9 | 15.5 | 16.5 | 15 | 19.2 | 24.7 | 13.4 | 20.7 | 18.4 | 24.5 | 20.1 | 22.2 | 24 | 23.1 | 16.7 | 19 | 26.8 | 19.1 | 16.5 | 25.9 | 26.3 | 21.7 | 25.2 | 16.7 | 27.5 | 13.3 | 22.5 | 26.2 | 25.8 | 19.3 | 23 | 16.6 | 16.3 | 29.7 | 10 | 6.6 | 26.2 | 27.6 | 25.4 | 17.6 | 15 | 28 | 24.7 | 0
500 | 20.5 | 10.7 | 27.3 | 24.2 | 17.3 | 17.8 | 21.5 | 20.8 | 23.2 | 16.9 | 19 | 19.6 | 17.8 | 24.8 | 26.3 | 11.2 | 13 | 15.5 | 15.6 | 11.8 | 18.1 | 24.4 | 12.4 | 18.2 | 17 | 22.2 | 18.4 | 21 | 23.2 | 21 | 16.2 | 17.5 | 25.5 | 17.8 | 15.1 | 25.4 | 25.6 | 21 | 24.5 | 15 | 26.6 | 12.6 | 18.6 | 24.1 | 25.5 | 16.6 | 19.8 | 15.4 | 13.8 | 27.2 | 6 | 5.2 | 24 | 26.9 | 24.3 | 16.6 | 13.8 | 26 | 22.8 | 0
501 | 18.8 | 9.3 | 24.8 | 22.9 | 15.3 | 16.2 | 20.8 | 19.8 | 21.3 | 14.7 | 17.7 | 18.8 | 16.7 | 24.3 | 23.2 | 10 | 11.7 | 15.5 | 14.8 | 9.8 | 17.4 | 23.9 | 11 | 17.1 | 16.2 | 21.7 | 17.3 | 21.4 | 22.1 | 20.9 | 14.5 | 16.5 | 24.5 | 16.7 | 14.6 | 24.2 | 25.3 | 20.3 | 24.2 | 13.5 | 26.3 | 11 | 16.4 | 22.4 | 25 | 14.7 | 18.1 | 15.2 | 12.5 | 26.2 | 4.3 | 3.7 | 22.9 | 26.2 | 22.9 | 16 | 12.8 | 23.3 | 21.8 | 0
502 | 17.3 | 8.7 | 22.4 | 21.9 | 14.8 | 14.2 | 20.6 | 19.1 | 20.6 | 13.8 | 16.3 | 18 | 15.7 | 23.8 | 21.2 | 9.6 | 11.1 | 15.5 | 14.2 | 8.5 | 17.4 | 23.3 | 10.2 | 15.6 | 15.5 | 21 | 16.7 | 21 | 21 | 19.5 | 13.4 | 15.6 | 23.5 | 15.4 | 14.2 | 22.9 | 24.7 | 19.5 | 23.6 | 12.5 | 25.7 | 9.8 | 13.3 | 20.8 | 24.9 | 13.8 | 17 | 14.8 | 11.2 | 25.3 | 3.3 | 3.4 | 21.7 | 25.8 | 22.4 | 15.6 | 12.2 | 21.8 | 21.1 | 0
503 | 16 | 8.4 | 19.9 | 21 | 15.2 | 14.3 | 20 | 18.4 | 20.9 | 11.9 | 15.6 | 17.2 | 15 | 23.7 | 20.5 | 8.7 | 10.8 | 14.2 | 13.6 | 8.4 | 17.4 | 22.6 | 8.6 | 15.2 | 15.6 | 20.7 | 17.3 | 20.6 | 20 | 19.6 | 11.8 | 15 | 22.5 | 14.2 | 14.1 | 22.9 | 24.4 | 19 | 23 | 12 | 25.1 | 8.6 | 12.4 | 20 | 24.2 | 14.2 | 17 | 14.8 | 11.2 | 24.1 | 4.4 | 3 | 21.6 | 25.3 | 21.9 | 15.2 | 11.6 | 21.5 | 21 | 0
504 | 15.3 | 8 | 17.4 | 20.7 | 14.8 | 13.5 | 19.2 | 17.6 | 21.2 | 11.4 | 14.4 | 16.6 | 14.3 | 22.6 | 19.8 | 8.2 | 11.7 | 11.1 | 13.2 | 8.3 | 16.7 | 21.8 | 7.4 | 13.8 | 15.7 | 18.8 | 17.1 | 18.2 | 19.3 | 17.7 | 11.5 | 14 | 21.2 | 12.9 | 13.2 | 22.9 | 23.8 | 18.7 | 22.3 | 11.3 | 24.3 | 8.7 | 10.5 | 19.4 | 23.4 | 15.3 | 16.5 | 14 | 10.7 | 23.8 | 4.8 | 3.2 | 20.9 | 24.6 | 21.2 | 14.7 | 10.5 | 21.2 | 20.4 | 0
505 | 14.5 | 6.5 | 16 | 20.7 | 13.8 | 12.6 | 18.8 | 16.8 | 21.3 | 11.4 | 13.8 | 16.2 | 14.1 | 22.3 | 19.3 | 7.6 | 12.6 | 11.1 | 12.7 | 8.3 | 15.9 | 21.4 | 5.6 | 13.2 | 15.3 | 19.2 | 16.5 | 15.8 | 18.8 | 17.4 | 10.8 | 14 | 21 | 11.9 | 12.6 | 22.9 | 23.4 | 18 | 21.8 | 11 | 23.2 | 9 | 10.5 | 18.7 | 22.9 | 16.5 | 16.2 | 13.4 | 10.8 | 23.2 | 5.8 | 2.1 | 20.9 | 24 | 20.6 | 14 | 9.9 | 20.6 | 19.7 | 0
506 | 15.5 | 6.2 | 15.7 | 21 | 13.8 | 12.1 | 18.3 | 15.9 | 21 | 11.3 | 13 | 15.8 | 14 | 21.6 | 19.1 | 7.4 | 13.8 | 11.1 | 12.2 | 7.6 | 14.5 | 20.3 | 4.4 | 12 | 15 | 19.2 | 16 | 12.8 | 18.4 | 15.8 | 11 | 13.8 | 20.6 | 11 | 12.5 | 22.8 | 23 | 18 | 21.3 | 10.6 | 22.1 | 10 | 9.2 | 18.1 | 22.8 | 17 | 15.2 | 12.2 | 10 | 22.2 | 5.2 | 1 | 20.2 | 23.8 | 20.7 | 13.2 | 9.3 | 19.8 | 18.2 | 0
507 | 14.4 | 5.6 | 15.4 | 21.1 | 13 | 11.8 | 17.9 | 15.1 | 20.7 | 10.7 | 13 | 15.2 | 14.4 | 21.4 | 18.9 | 6.6 | 13.9 | 11 | 11.6 | 7 | 14.2 | 19.7 | 3.1 | 12.1 | 14.8 | 18.6 | 15.5 | 11.6 | 17.8 | 16.2 | 10.4 | 13.5 | 19.9 | 10.6 | 12 | 22.4 | 22.9 | 17.7 | 20.8 | 10.1 | 21.3 | 10.4 | 9.5 | 28.1 | 22 | 16.7 | 14.9 | 11.7 | 9.8 | 21.2 | 4.7 | 0.9 | 20.1 | 23 | 20.9 | 12.4 | 9.2 | 19 | 16.8 | 0
508 | 13.7 | 5.4 | 15 | 21 | 11.8 | 11.7 | 17.2 | 14.3 | 20.4 | 10.1 | 12.7 | 14.4 | 14.5 | 21.1 | 18.5 | 6 | 13.8 | 11 | 11.2 | 6.1 | 14.8 | 19.3 | 3.2 | 11.6 | 14.7 | 18.4 | 14.9 | 10.8 | 17.2 | 14.7 | 10.6 | 13.2 | 19.6 | 10.2 | 11.7 | 22.4 | 22.6 | 17.7 | 20.4 | 9.6 | 20.8 | 11 | 7.7 | 27.8 | 22 | 15.8 | 14.6 | 11 | 9 | 20.7 | 2.7 | 1.2 | 19.1 | 22.6 | 20.8 | 12 | 9.3 | 18.3 | 15.4 | 0
509 | 13.4 | 5.4 | 14.6 | 18.4 | 11.8 | 12 | 17 | 13.4 | 19.9 | 10.1 | 13 | 13.4 | 11 | 20.9 | 17.8 | 5.7 | 8.6 | 11 | 13.8 | 5.4 | 15.6 | 19 | 5 | 12.8 | 13 | 17.8 | 14.3 | 16 | 16 | 12.6 | 12.6 | 13 | 18.9 | 11 | 11.2 | 22.4 | 22 | 17.7 | 20.2 | 9.2 | 20.4 | 12.2 | 8.4 | 26.9 | 21.8 | 12.2 | 14.2 | 10.4 | 8.8 | 20.3 | 7.6 | 0.2 | 19 | 22 | 20.4 | 11.4 | 9 | 17.8 | 18.4 | 0
510 | 13.1 | 5.2 | 14.2 | 17.3 | 10.8 | 12.2 | 17 | 13 | 19.4 | 9.7 | 12.2 | 13.8 | 9.5 | 20.7 | 17.1 | 5.6 | 10.3 | 11 | 14.3 | 5.4 | 15.5 | 18.8 | 7.3 | 12.1 | 11.5 | 16.7 | 13.8 | 16.3 | 15.8 | 10.8 | 12.7 | 12.5 | 18.4 | 11.1 | 10.6 | 22.4 | 22 | 17.5 | 19.8 | 9 | 19.8 | 12 | 8.1 | 25.6 | 21.8 | 12.9 | 15.7 | 10.7 | 9.3 | 20.3 | 8.7 | 4.3 | 17.4 | 21.7 | 19.9 | 12.5 | 8.9 | 17.3 | 19.3 | 0
511 | 14 | 4.8 | 14.5 | 17.9 | 10.8 | 12.2 | 16.9 | 13.2 | 19.3 | 9.7 | 12.4 | 14.8 | 9 | 20.6 | 16.7 | 5.4 | 12.5 | 11 | 15.4 | 7.3 | 15 | 18.2 | 9.8 | 12.5 | 11 | 15.6 | 13.4 | 17.7 | 16.7 | 10.8 | 13.8 | 12.5 | 18.1 | 11.5 | 10.2 | 22 | 22.9 | 16.5 | 19.8 | 8.6 | 19.1 | 11.8 | 9.2 | 25.6 | 21.7 | 14.6 | 18.4 | 11.9 | 11.5 | 19.8 | 10.9 | 8.9 | 16.9 | 21.4 | 19.8 | 14.1 | 8.6 | 17 | 21.3 | 0
512 | 14.2 | 4.7 | 15.2 | 19 | 10.4 | 13 | 17.2 | 14.3 | 19.6 | 9.6 | 12.5 | 16.4 | 9 | 21.1 | 16.9 | 6.8 | 15 | 11 | 16.4 | 9.4 | 14.5 | 19.4 | 13.1 | 13.4 | 11 | 14.8 | 13.3 | 19.4 | 18.4 | 12 | 15 | 14.2 | 19.9 | 12.4 | 10.6 | 21.9 | 24.2 | 17.2 | 20.3 | 8.6 | 18.6 | 12 | 10.6 | 26.1 | 21.2 | 16.4 | 21.6 | 13.4 | 13.6 | 19.2 | 11.4 | 14 | 16.8 | 21.4 | 20.5 | 16.2 | 8.4 | 17.2 | 23.4 | 0
513 | 17.4 | 5.3 | 16.7 | 22.3 | 13.2 | 17.8 | 19.2 | 16.2 | 20.5 | 13.7 | 14.6 | 18.9 | 11.1 | 23.6 | 18.1 | 9 | 17.2 | 12.2 | 17.9 | 13.4 | 15.3 | 21.4 | 15.5 | 16 | 15.1 | 14.2 | 13.3 | 21.7 | 21.2 | 15.5 | 17.5 | 19.4 | 22.9 | 13.6 | 12.2 | 21.9 | 26.5 | 20.3 | 22 | 10 | 21.6 | 12.4 | 13.9 | 28.3 | 24 | 18.8 | 24.8 | 15.7 | 16.9 | 21.7 | 14.1 | 16.2 | 19 | 23.7 | 23.5 | 18.3 | 10.8 | 17.7 | 25.9 | 0
514 | 20.5 | 9.7 | 19.2 | 25.3 | 16 | 19.2 | 21.2 | 18.6 | 22.3 | 18 | 16.8 | 21.8 | 13.8 | 26.5 | 21.1 | 12.1 | 19.1 | 12.3 | 19.2 | 16.4 | 16.9 | 22.6 | 18 | 18.5 | 16.2 | 15.9 | 14.7 | 23.6 | 23.9 | 18.9 | 19.7 | 22.2 | 24.8 | 15.4 | 16.3 | 26.5 | 28.9 | 22.8 | 25.4 | 14.1 | 23.4 | 13.2 | 17.2 | 21.8 | 27.4 | 20.6 | 27.4 | 17.8 | 19.1 | 25.3 | 15.8 | 17.3 | 21.4 | 27.9 | 25.5 | 20.5 | 14.5 | 18.9 | 27.6 | 0
515 | 23 | 12.3 | 22.1 | 28.6 | 18.4 | 21.3 | 22.9 | 21.3 | 24.5 | 20.4 | 20.3 | 24.8 | 17.4 | 28 | 24.7 | 15.4 | 20.6 | 17.7 | 20.6 | 19.8 | 19.1 | 24.5 | 19.6 | 21.4 | 18.5 | 17.9 | 16.7 | 25.4 | 26.4 | 22.4 | 22 | 23.5 | 26.9 | 17.4 | 17.8 | 29.8 | 31.4 | 24.3 | 27.4 | 17.1 | 26 | 14 | 21 | 25.3 | 30.1 | 22.5 | 29.4 | 20 | 21.2 | 28.4 | 19.2 | 16.2 | 24.6 | 27.9 | 27 | 22.4 | 17.5 | 20.6 | 29 | 0
516 | 24.5 | 14.9 | 25 | 29.9 | 20 | 23.3 | 24.6 | 23.8 | 26.6 | 21.3 | 22.7 | 27 | 19.8 | 28.2 | 28.1 | 17.4 | 21.8 | 20.4 | 21.4 | 21 | 20.2 | 25.5 | 21.5 | 22.9 | 21.2 | 19.5 | 19 | 26.4 | 27.6 | 24.1 | 22.8 | 24.5 | 28 | 19.6 | 20.1 | 31.6 | 33.1 | 27 | 28.1 | 19.6 | 28.3 | 15 | 23.1 | 27.5 | 32.1 | 23.6 | 30.8 | 21.4 | 21.3 | 30.7 | 20.7 | 15.9 | 26.1 | 28.7 | 28.4 | 24 | 20.8 | 22.6 | 29.5 | 0
517 | 26.3 | 16.3 | 27.2 | 30.9 | 21.5 | 23.9 | 25.2 | 25.8 | 28 | 21.7 | 25.2 | 28.4 | 21.9 | 28.6 | 29.8 | 19 | 22.3 | 22.3 | 22.2 | 22.3 | 20.5 | 26.5 | 22.4 | 24.2 | 23.2 | 21.3 | 20.5 | 27.4 | 28.3 | 25.4 | 23.2 | 25 | 28.9 | 21.3 | 21 | 31.6 | 34.4 | 27.5 | 29.1 | 21.1 | 30.3 | 15.7 | 25 | 28.8 | 33.2 | 24.8 | 31.9 | 22.4 | 21.6 | 32.1 | 23.2 | 14.9 | 27.3 | 30.2 | 29 | 24.7 | 22.5 | 24.8 | 29.9 | 0
518 | 26.7 | 17.1 | 28.9 | 30.6 | 22 | 25.3 | 25.2 | 27.1 | 28.8 | 22.1 | 26.2 | 28.4 | 22.4 | 28.7 | 30.7 | 18.4 | 22.2 | 22.8 | 22.4 | 22.2 | 22.2 | 27 | 23 | 24.4 | 24.1 | 22.5 | 21.3 | 27.8 | 28 | 25.6 | 22.4 | 25 | 29.8 | 22.6 | 22.2 | 32.8 | 34.6 | 27.9 | 29.6 | 22.6 | 30.5 | 16.2 | 25.2 | 29.8 | 33.2 | 25.4 | 32.6 | 22.6 | 20.9 | 33.4 | 23.4 | 15 | 26.8 | 29.6 | 29 | 24.6 | 24 | 26.8 | 30 | 0
519 | 26.5 | 19 | 29.9 | 31 | 22 | 26.3 | 24.5 | 27.5 | 29.1 | 22.6 | 27.2 | 27.6 | 22.8 | 28.3 | 30.8 | 17.7 | 21.1 | 23.1 | 22.4 | 22.8 | 22.6 | 27.3 | 22 | 24.9 | 24.5 | 23.4 | 21.7 | 28.1 | 27.8 | 26.6 | 21.8 | 24.8 | 30.8 | 23 | 22.6 | 32.3 | 34.5 | 28.3 | 30 | 22.9 | 29.5 | 16.2 | 25.7 | 30.6 | 31.4 | 25.9 | 32.8 | 22.6 | 21.3 | 33.7 | 24.4 | 13.8 | 26.8 | 29.2 | 29.4 | 23.4 | 24.5 | 28.4 | 30.3 | 0
520 | 26.7 | 19 | 30.5 | 30.3 | 22 | 26.3 | 23.8 | 27.2 | 28.9 | 22.6 | 26.6 | 26 | 21.9 | 27.5 | 30.9 | 17.7 | 19.5 | 23.1 | 21.4 | 21.7 | 22.6 | 27.4 | 20.7 | 24.3 | 25 | 23.5 | 21.6 | 27.5 | 27.1 | 26.9 | 20.4 | 24.3 | 30.5 | 22.8 | 22.6 | 31.4 | 33.4 | 28.3 | 29.6 | 23 | 29.7 | 16 | 24.9 | 30.6 | 30.3 | 25.3 | 32 | 22 | 20.8 | 33.7 | 22.3 | 13 | 25.8 | 29.3 | 29.5 | 21.6 | 24.6 | 29.2 | 29.8 | 0
521 | 26.3 | 18.9 | 30.3 | 29.8 | 20.7 | 26 | 23.6 | 26.2 | 28.3 | 22.5 | 25.8 | 24.4 | 21.2 | 27.7 | 30.5 | 16.2 | 17.4 | 23.1 | 20 | 20.4 | 21.4 | 27.3 | 18.5 | 23.8 | 23.3 | 23.5 | 21.6 | 26.4 | 26.4 | 27.4 | 19.4 | 23.5 | 30.1 | 22 | 20.8 | 30.3 | 32 | 27.3 | 28.4 | 22.5 | 29.3 | 15.4 | 24.4 | 30.7 | 29.4 | 24 | 30 | 21.2 | 20.6 | 33.1 | 20.4 | 10.8 | 25.4 | 29.2 | 29.4 | 19.6 | 24 | 29.4 | 29 | 0
522 | 25.4 | 16.8 | 29.6 | 27.6 | 18.2 | 24.8 | 22.6 | 24.8 | 27.4 | 22.1 | 23.5 | 22.7 | 19.5 | 26.2 | 29.8 | 14.1 | 15.5 | 23.1 | 17.8 | 17 | 19.9 | 26.4 | 17.1 | 21.8 | 22 | 23.7 | 21 | 24.3 | 25 | 26.2 | 17.6 | 20.6 | 28.2 | 21.2 | 19.5 | 28.9 | 29.9 | 25.5 | 26.4 | 19.6 | 28 | 14.6 | 22.6 | 30.2 | 28.5 | 21.4 | 26.8 | 19.8 | 18.6 | 31.9 | 16 | 9.4 | 23.9 | 27.9 | 28 | 18 | 20.4 | 28.9 | 27.1 | 0
523 | 23 | 11.9 | 28.5 | 25.7 | 16 | 21.6 | 21.4 | 23.2 | 26.4 | 20.1 | 21.9 | 21.5 | 18.2 | 25.8 | 28.6 | 11.8 | 14 | 22.8 | 16 | 14.1 | 18.1 | 25.6 | 15.5 | 19.9 | 19.7 | 22.9 | 19 | 22.3 | 23.4 | 24.5 | 16.5 | 18.3 | 26.6 | 20.3 | 18 | 27.3 | 28.1 | 23.5 | 24.8 | 17.7 | 27 | 13.3 | 21.3 | 27.4 | 26.9 | 18.9 | 23.1 | 18.7 | 17 | 28.9 | 13.7 | 7 | 23 | 27.5 | 26.2 | 16.9 | 17.8 | 27.7 | 25.1 | 0
524 | 21.3 | 9.4 | 26.8 | 23 | 15 | 18.6 | 20.6 | 21.5 | 25.7 | 17.5 | 20 | 20.4 | 16.6 | 25.7 | 27.3 | 10.5 | 13.2 | 21.5 | 14.4 | 10.8 | 16.9 | 25 | 14.8 | 17.4 | 18.3 | 21.9 | 18.5 | 20.4 | 21.4 | 21.6 | 15 | 16.7 | 25.8 | 19.4 | 16.3 | 27 | 26.4 | 22.6 | 24.1 | 16.8 | 26.5 | 12 | 19.4 | 25.1 | 26.3 | 16.5 | 19.8 | 17.4 | 14.8 | 26.3 | 11.4 | 5.8 | 21.6 | 27 | 25 | 16.6 | 16.4 | 26.1 | 23 | 0
525 | 20 | 7.4 | 25.1 | 21.9 | 14.6 | 16.3 | 19.6 | 20 | 24.8 | 15.4 | 19.5 | 19.5 | 15.9 | 25.7 | 25.8 | 9.9 | 12.7 | 19.6 | 14 | 9.8 | 16.3 | 23.9 | 13.6 | 15.9 | 16.6 | 20.4 | 16.9 | 19.6 | 19.9 | 19.5 | 14.5 | 15.6 | 24.8 | 18.3 | 13.7 | 26.6 | 25.7 | 21.7 | 23.5 | 15.6 | 25.5 | 10.6 | 18.5 | 23.5 | 25.7 | 15.4 | 17.6 | 16.7 | 14.1 | 24.7 | 12.5 | 3.8 | 21.4 | 26.7 | 24.5 | 16.5 | 15.5 | 24.3 | 21.8 | 0
526 | 19.6 | 7 | 23.4 | 20.8 | 14.5 | 15.5 | 19.6 | 18.8 | 24.1 | 14.6 | 18.5 | 18.5 | 14.8 | 25.7 | 24.3 | 9.7 | 12.6 | 19.6 | 13.9 | 9 | 16.4 | 23.8 | 12.7 | 14.4 | 16.1 | 19 | 16.1 | 19.3 | 18.6 | 17.5 | 13.8 | 15 | 23.9 | 17.3 | 13.3 | 26.3 | 25.1 | 21 | 23.1 | 15.6 | 25 | 9.6 | 16.8 | 22.6 | 25.2 | 14.8 | 16.6 | 16 | 13.2 | 23.9 | 12.4 | 3.5 | 20.7 | 26.2 | 24 | 16.5 | 14.9 | 22.8 | 21.1 | 0
527 | 18.6 | 5.8 | 21.8 | 21 | 13.7 | 15.1 | 18.8 | 17.6 | 23.5 | 13.7 | 18 | 17.4 | 14.4 | 25.4 | 22.8 | 8.4 | 12.2 | 18.4 | 14.4 | 9.6 | 14.9 | 22.8 | 11.2 | 14 | 15.7 | 18.2 | 15.6 | 19.6 | 18 | 17 | 13.6 | 14.5 | 22.7 | 16 | 12 | 25 | 25 | 20.8 | 22.4 | 15.1 | 24.1 | 9.2 | 15.5 | 22 | 24.7 | 15 | 16.6 | 15.4 | 13.2 | 24.6 | 12.8 | 2.6 | 20.8 | 25.5 | 23.4 | 16 | 14 | 21.7 | 21 | 0
528 | 16.9 | 6.1 | 20 | 20.5 | 13 | 15.5 | 18 | 16.7 | 22.9 | 13.4 | 16.2 | 16.1 | 13.3 | 25.2 | 21.3 | 7.5 | 11.6 | 17.8 | 14.3 | 8.8 | 13.9 | 21.9 | 10 | 13.3 | 15.5 | 17.5 | 14.9 | 19.4 | 17.5 | 16.4 | 12.7 | 15.1 | 21.7 | 14.9 | 11.7 | 24.5 | 24.5 | 19.8 | 21.9 | 14.2 | 24 | 9.6 | 13.1 | 21 | 23.9 | 14.7 | 16.8 | 14.3 | 12 | 23.4 | 9.8 | 3 | 20 | 24.2 | 22.5 | 15.2 | 13.7 | 20.6 | 20.6 | 0
529 | 15.4 | 5 | 18.5 | 20.7 | 12.5 | 14.1 | 17.8 | 16.2 | 22.5 | 13.1 | 15.1 | 15 | 12.9 | 25.2 | 20.5 | 7.2 | 10.4 | 17.8 | 14.2 | 8.5 | 13.9 | 21.5 | 8.1 | 13.4 | 15.6 | 17 | 14.1 | 19.1 | 17.5 | 16.7 | 12.4 | 14.5 | 21 | 13.7 | 11.4 | 25.3 | 24.1 | 19 | 21.5 | 15 | 23.3 | 10.4 | 11.4 | 19.6 | 23.8 | 14.3 | 16.6 | 13.3 | 11.1 | 22 | 7.4 | 1.8 | 20.1 | 24.2 | 22 | 13.9 | 13.4 | 19.5 | 20.2 | 0
530 | 15.4 | 4.9 | 18 | 20 | 12.2 | 13.6 | 17.5 | 15.7 | 22.2 | 12.8 | 13.5 | 14 | 12.2 | 25.3 | 20.2 | 6.6 | 9.2 | 17.8 | 13.6 | 6.8 | 13.8 | 20.9 | 6.6 | 13 | 15.2 | 16.6 | 13.6 | 18 | 17.2 | 16.2 | 11.8 | 14.2 | 20.4 | 12.8 | 10.5 | 22.8 | 23.2 | 18.6 | 21.1 | 13.7 | 22.7 | 11.4 | 9.4 | 19.1 | 23.1 | 13.2 | 15.8 | 12 | 9.4 | 20.8 | 4 | 1 | 19.6 | 23.7 | 22 | 12.6 | 13.2 | 18.6 | 19.2 | 0
531 | 14.8 | 4.1 | 17.6 | 20 | 11 | 12.2 | 16.7 | 14.7 | 21.9 | 12.3 | 13.3 | 13.5 | 12.3 | 25.2 | 19.9 | 6.8 | 8.1 | 17.2 | 13.5 | 6.2 | 13.5 | 20.3 | 4.9 | 13.3 | 14.8 | 16.1 | 12.9 | 17.1 | 17 | 15.8 | 12.1 | 13 | 20.3 | 11.9 | 10.5 | 22.3 | 22.7 | 18.3 | 20.6 | 13 | 21.5 | 12 | 8.9 | 18.1 | 22.6 | 12.5 | 14.7 | 11.1 | 8.9 | 20 | 4.2 | 1.2 | 20 | 23.3 | 21.9 | 11.5 | 12.6 | 17.7 | 18.5 | 0
532 | 13.6 | 4.9 | 17 | 18.9 | 9.5 | 12.3 | 16.1 | 13.4 | 21.7 | 11.2 | 12.8 | 13.3 | 11.5 | 25 | 20.2 | 7 | 7.9 | 17.2 | 13.3 | 5.1 | 13.1 | 19.9 | 4.6 | 12.9 | 14.8 | 15.5 | 12.5 | 16.1 | 16.3 | 14.1 | 12 | 12.7 | 19.9 | 11.4 | 9.9 | 21.9 | 22.1 | 17.9 | 20.5 | 12.2 | 20.5 | 12.4 | 8.1 | 17.8 | 22.2 | 11.9 | 13.9 | 10.4 | 8.1 | 19.2 | 4.6 | 1.2 | 19.4 | 23.2 | 21.6 | 11.1 | 12.4 | 17.2 | 18 | 0
533 | 12.9 | 3.5 | 16.5 | 18.6 | 9.6 | 13.2 | 16 | 12.1 | 21.5 | 10.4 | 13.6 | 13.6 | 8 | 24.6 | 20.9 | 7.1 | 9.4 | 17.2 | 12.8 | 6 | 12.6 | 18.5 | 7.6 | 11.2 | 14.6 | 14.5 | 12 | 16.4 | 13.8 | 10.6 | 13.8 | 12.4 | 19.5 | 13 | 9.3 | 21.6 | 21.8 | 16.8 | 20.2 | 11.8 | 20.2 | 8.4 | 10.8 | 17.2 | 21.7 | 11.6 | 13.6 | 11.6 | 12 | 19 | 9.2 | 1.2 | 17 | 23.2 | 21.5 | 12.2 | 12.4 | 17.1 | 18.4 | 0
534 | 13.4 | 2.8 | 16 | 18.4 | 9.5 | 13.4 | 15.5 | 11.1 | 21.3 | 9.9 | 11.8 | 14.5 | 6.7 | 25 | 21.6 | 6.9 | 10.7 | 17.2 | 12.6 | 5.7 | 12.1 | 18 | 8.7 | 10.9 | 14.1 | 14.3 | 12 | 16.2 | 14.3 | 9.2 | 14.6 | 12 | 19 | 12.7 | 8.9 | 21.4 | 21 | 17 | 19.7 | 11.2 | 20 | 9.5 | 10.2 | 16.6 | 21.2 | 11.9 | 14.3 | 12 | 12.3 | 19 | 7.7 | 2 | 15.9 | 23.1 | 21 | 12.7 | 12.4 | 17 | 18.9 | 0
535 | 12.9 | 3 | 16.2 | 18.7 | 9 | 11.8 | 15.4 | 11.1 | 21 | 9.7 | 11.7 | 16.1 | 7.2 | 25.3 | 22.3 | 6.4 | 12.8 | 17.2 | 13.3 | 7.4 | 11.7 | 17.5 | 10.7 | 11.8 | 15.1 | 13.4 | 12 | 16.8 | 15.7 | 9.6 | 15.5 | 12.3 | 18.8 | 12.9 | 8.9 | 21.9 | 21.3 | 16.8 | 19.6 | 10 | 19.5 | 10.1 | 11 | 16.4 | 21.2 | 13.3 | 16.4 | 13.5 | 13.8 | 18.8 | 7.4 | 6.1 | 15.7 | 23.1 | 20.3 | 13.9 | 12 | 16.2 | 20.4 | 0
536 | 12.9 | 2.1 | 17.1 | 19.4 | 10 | 13.5 | 16.2 | 11.9 | 21.1 | 10.4 | 11.8 | 18.6 | 8.8 | 25.8 | 23.3 | 6.8 | 15.4 | 17.2 | 15.6 | 9.4 | 11.6 | 18 | 13.6 | 12.6 | 15.1 | 13.2 | 12 | 18.2 | 18 | 10.8 | 17 | 15 | 20.3 | 13.8 | 9 | 21.8 | 22.2 | 17 | 19.6 | 10 | 19.5 | 10.8 | 12.2 | 15.8 | 21.6 | 15.4 | 18.8 | 15.4 | 15.4 | 18.5 | 8.4 | 10.4 | 16 | 23.4 | 21 | 15.8 | 12.2 | 15.8 | 22.8 | 0
537 | 17.4 | 5.9 | 18 | 20.9 | 14.1 | 18.3 | 20.4 | 13 | 21.4 | 14.3 | 15 | 21 | 12.3 | 26.8 | 24.5 | 10 | 17.8 | 14 | 17.6 | 13.2 | 11.7 | 21.7 | 16.6 | 15.4 | 16.3 | 13 | 11.6 | 20.4 | 20.6 | 14.3 | 18.5 | 19.1 | 22.8 | 15.1 | 10.1 | 25.3 | 24.4 | 22.3 | 21.2 | 11 | 21.6 | 10.6 | 15.2 | 18 | 25 | 17.9 | 22.2 | 17.8 | 18 | 19.2 | 11.4 | 13.1 | 17.9 | 24.7 | 23.4 | 18.4 | 12 | 16.2 | 25.3 | 0
538 | 20.2 | 11.6 | 19.2 | 22.6 | 16.8 | 21.6 | 22.7 | 14.2 | 22.4 | 17.5 | 18.2 | 23.4 | 15.6 | 27.5 | 26.2 | 11.6 | 19.8 | 14.1 | 20.1 | 16.3 | 13.9 | 23.7 | 19.5 | 17.9 | 17.9 | 15.4 | 12.2 | 22.8 | 23.3 | 17.8 | 20.2 | 21 | 25.2 | 16.8 | 13.3 | 28.3 | 26.6 | 24 | 23.4 | 12.7 | 23 | 10.8 | 17.8 | 23 | 27.3 | 20.1 | 24.9 | 19.8 | 19.7 | 22.2 | 15.1 | 14.6 | 20.1 | 25.3 | 25.4 | 21.2 | 15.2 | 18.7 | 27.5 | 0
539 | 22.5 | 15 | 20.5 | 24.8 | 18.8 | 23.5 | 24.4 | 15.6 | 23.7 | 20.3 | 22.5 | 25 | 19 | 28.2 | 27.9 | 12.3 | 21.2 | 16.6 | 21.4 | 19.4 | 17.6 | 25.2 | 21.6 | 21.4 | 19.6 | 18.9 | 13.5 | 25 | 25.6 | 21.8 | 21.6 | 22.1 | 27.2 | 18.6 | 16.1 | 31.2 | 28.8 | 27.3 | 26.4 | 14.2 | 26.2 | 11 | 20.8 | 26 | 29.5 | 21.8 | 27.6 | 21.6 | 21.4 | 24.8 | 19 | 14.4 | 23 | 28.8 | 26.3 | 23.8 | 18.5 | 22 | 29 | 0
540 | 23.5 | 17.9 | 22.1 | 26.7 | 20.1 | 25 | 26.5 | 17.2 | 25.2 | 21.2 | 24.4 | 26.2 | 20.7 | 28.4 | 29.5 | 16.1 | 22.2 | 19.6 | 22.7 | 20.5 | 20.1 | 27.2 | 22.9 | 23.1 | 20.8 | 21.5 | 15.4 | 26.5 | 27.4 | 24 | 22.9 | 22.6 | 28.5 | 20.4 | 18.4 | 32.5 | 29.7 | 27.3 | 27.7 | 15.6 | 29.6 | 12.5 | 22.3 | 29.3 | 31.4 | 22.8 | 29.1 | 22.5 | 21.5 | 26.6 | 21.4 | 14.1 | 25.2 | 29.8 | 27.4 | 25.6 | 21.3 | 25.5 | 29.8 | 0
541 | 24.7 | 17.8 | 23.7 | 28.4 | 20.8 | 26.5 | 26.9 | 18.8 | 26.5 | 22.5 | 26.3 | 26.5 | 21.9 | 29.1 | 30.5 | 17.5 | 22.5 | 20.2 | 22.6 | 21.6 | 21 | 27.7 | 23.2 | 25.1 | 21.7 | 23.9 | 17.4 | 27.3 | 28.4 | 25.9 | 23.4 | 23.1 | 30.2 | 21.9 | 19.2 | 32.2 | 30 | 28.6 | 29.3 | 17.7 | 30.4 | 14.1 | 23.8 | 30.7 | 32 | 23.6 | 30.6 | 23.3 | 21.7 | 28.7 | 22.7 | 13.6 | 27.2 | 30 | 28.4 | 26.4 | 22.8 | 27.6 | 29.9 | 0
542 | 25.6 | 18.5 | 25.3 | 29.4 | 21.6 | 27.1 | 27.6 | 19.9 | 27.5 | 23.1 | 26 | 26.2 | 22 | 29.3 | 31.2 | 18.2 | 22.4 | 20.7 | 22.4 | 21.4 | 21.1 | 28 | 22.8 | 25.4 | 22.3 | 24.9 | 18.5 | 27.4 | 28.8 | 26.4 | 23.4 | 23.3 | 31.2 | 23.2 | 19.3 | 32.2 | 29.4 | 29.3 | 29.8 | 18.5 | 31.2 | 16 | 24.4 | 31.8 | 30.5 | 24 | 31.2 | 23.6 | 21.2 | 30.1 | 22.2 | 13.6 | 28.2 | 30.2 | 29.4 | 26 | 23 | 28.9 | 29.6 | 0
543 | 25.2 | 18.4 | 26.6 | 29.8 | 21.7 | 27.8 | 27.8 | 20.3 | 28 | 23.9 | 26.7 | 25.1 | 22.4 | 29 | 31.7 | 18.1 | 21.6 | 20.7 | 21 | 21.8 | 21.9 | 28 | 21.6 | 26.3 | 22.3 | 26.3 | 19.8 | 27.2 | 28.5 | 27.4 | 22.4 | 23.8 | 31.4 | 24 | 19.3 | 32.2 | 29.1 | 29.3 | 29.3 | 18.7 | 31 | 16.7 | 25.6 | 32 | 29.8 | 24.2 | 31.9 | 23.9 | 21.5 | 30.7 | 21.3 | 13.2 | 29.1 | 29.3 | 29.8 | 24.6 | 22.9 | 29.2 | 28.9 | 0
544 | 25.5 | 18.4 | 27.4 | 29.3 | 21.6 | 27.9 | 27.4 | 20.1 | 27.8 | 24.2 | 25.8 | 23.8 | 21.9 | 28.3 | 32.2 | 17.6 | 20.5 | 20.8 | 20 | 21 | 22.3 | 28 | 20.1 | 25.5 | 21.8 | 26.8 | 19.9 | 26.5 | 27.7 | 27.2 | 21 | 23.1 | 31.3 | 24.3 | 18.9 | 31.9 | 28.4 | 29.3 | 28.8 | 18.6 | 30.3 | 16.7 | 25.6 | 32.4 | 29.6 | 23.7 | 31.1 | 23.7 | 21.1 | 30.6 | 19.7 | 12.5 | 28.9 | 29.8 | 29.5 | 22.6 | 22.5 | 28.7 | 28.1 | 0
545 | 25.2 | 18.1 | 27.6 | 28.4 | 20.6 | 27.9 | 26.2 | 19.6 | 27.2 | 24.3 | 25.5 | 22.2 | 21.2 | 27.5 | 32.2 | 16.7 | 18.8 | 20.8 | 18.4 | 20 | 21.6 | 27.7 | 18 | 25 | 21.3 | 26.8 | 20.2 | 25.6 | 26.4 | 27.2 | 19.2 | 22.1 | 30.4 | 24 | 18.1 | 30.9 | 28 | 28.6 | 28.2 | 17.7 | 29.2 | 15.4 | 25.5 | 32.4 | 29.1 | 22.4 | 29.6 | 23 | 21 | 30.2 | 18.4 | 10.8 | 28.4 | 28.8 | 29.4 | 20.4 | 20.8 | 27.5 | 27 | 0
546 | 23.9 | 15.6 | 27.1 | 26.9 | 18.1 | 26.1 | 24.7 | 18.9 | 26.2 | 23.9 | 23.1 | 20.8 | 19.1 | 26.2 | 31.5 | 15 | 17.2 | 22.6 | 17.6 | 17.1 | 20.5 | 26.7 | 15.8 | 22.7 | 20 | 25.1 | 19.6 | 24.3 | 24.8 | 25.6 | 17.8 | 19.2 | 29.1 | 23.3 | 16.3 | 29 | 27.1 | 26.1 | 26.3 | 16.2 | 28 | 14 | 23.5 | 31.5 | 28.4 | 20 | 26.4 | 21.4 | 19.6 | 28.9 | 16.6 | 8.8 | 26.7 | 28.3 | 28.8 | 18.5 | 23.7 | 26.1 | 25.8 | 0
547 | 21.1 | 11.8 | 25.7 | 25.6 | 15.1 | 21.7 | 23.4 | 17.7 | 25 | 21.7 | 21.6 | 19.4 | 16.7 | 25.6 | 29.5 | 13.3 | 15.5 | 21.6 | 16.2 | 14.6 | 19.3 | 25.7 | 13.5 | 21.2 | 17.2 | 22.5 | 16.6 | 22.8 | 22.8 | 24.1 | 16.4 | 17.3 | 27.7 | 22.2 | 15.3 | 27.7 | 26.3 | 24.2 | 25.1 | 14.8 | 27.2 | 12.2 | 21.2 | 28.4 | 26.9 | 17.1 | 23 | 19.7 | 18.5 | 26.3 | 15.2 | 6.4 | 25.1 | 27.6 | 27 | 17.1 | 22.1 | 24.9 | 24.3 | 0
548 | 17.9 | 9.5 | 23.6 | 24.4 | 13.6 | 20 | 22.4 | 15.9 | 23.5 | 19.8 | 19 | 18.4 | 13.8 | 25.4 | 27.6 | 11.6 | 14.4 | 20.1 | 15.4 | 11.6 | 18.1 | 25 | 11.4 | 19.2 | 16.1 | 21 | 14.5 | 21.2 | 21 | 21.8 | 15.6 | 15.7 | 26.5 | 21 | 14.8 | 27.2 | 25.2 | 23.3 | 24.5 | 14 | 26.4 | 11.2 | 18 | 25.8 | 26.1 | 14.2 | 19.6 | 17.8 | 16.8 | 23.5 | 13.4 | 4.8 | 23 | 27.2 | 25.4 | 16.2 | 21.1 | 24.3 | 23 | 0
549 | 16.2 | 9.2 | 21.3 | 23.8 | 12.7 | 19.4 | 21.4 | 14.5 | 22 | 18.8 | 18.3 | 17.5 | 12.1 | 25.1 | 25.1 | 10.5 | 13.5 | 20.1 | 14.1 | 10.5 | 16.8 | 24.7 | 9.7 | 18.8 | 15.3 | 20.5 | 13.5 | 19.9 | 19.3 | 20.6 | 14.8 | 14.6 | 25.3 | 19.8 | 14 | 26.6 | 24.7 | 22.3 | 23.8 | 14 | 25 | 10.2 | 16 | 24.3 | 25.5 | 12.3 | 17.7 | 16.6 | 16.2 | 21.7 | 12.2 | 3.7 | 21.8 | 26.3 | 23.9 | 15.8 | 20.6 | 23.6 | 21.9 | 0
550 | 15.4 | 8 | 19.5 | 23.3 | 12.6 | 16.7 | 20.8 | 13.1 | 21.2 | 17.8 | 16.7 | 17.1 | 10.8 | 24.2 | 23.5 | 10 | 13.2 | 18.6 | 14.1 | 9.6 | 16.7 | 23.7 | 8.8 | 17.7 | 13.3 | 19.4 | 13 | 18.9 | 18.2 | 18.9 | 14.4 | 14 | 24.5 | 18.8 | 13.5 | 25.5 | 24 | 21.5 | 23.3 | 13.7 | 24.3 | 10.1 | 14.1 | 22.5 | 25.2 | 11.4 | 16.6 | 15.7 | 15.5 | 20.5 | 11 | 3.7 | 20.6 | 25.9 | 23.4 | 15.5 | 20 | 22.9 | 21.4 | 0
551 | 14.6 | 6.6 | 18.2 | 23 | 12.7 | 16.9 | 20.2 | 11.7 | 20.5 | 16.9 | 16.5 | 16.8 | 11 | 23.4 | 23 | 9.5 | 13 | 18.6 | 14.4 | 10 | 15.1 | 22 | 8.4 | 17.2 | 12.7 | 17.8 | 12.3 | 18.4 | 17.4 | 18.2 | 14 | 13.2 | 24.3 | 18 | 12.4 | 24.6 | 24 | 21 | 22.8 | 13 | 23.8 | 9.8 | 13.5 | 22 | 24.3 | 11.8 | 16.6 | 15.4 | 15.4 | 19.3 | 10.6 | 3.8 | 20.2 | 25.6 | 22.4 | 15.2 | 19.5 | 22.4 | 21.2 | 0
552 | 14.1 | 6.4 | 16.9 | 22.2 | 11.2 | 15 | 19.2 | 10.8 | 19.8 | 16.4 | 14.9 | 16.7 | 11.1 | 23 | 22.5 | 9.1 | 12.8 | 16.6 | 16.1 | 9.5 | 14.6 | 21 | 8.5 | 15 | 12.4 | 17.1 | 11.8 | 18.2 | 16.9 | 16.6 | 14 | 13.1 | 23.4 | 17.4 | 11.8 | 24.1 | 23.7 | 20.2 | 22.3 | 12.5 | 22.8 | 9.9 | 12.6 | 21 | 23.6 | 12.6 | 16.2 | 14.9 | 14.5 | 17.9 | 10.4 | 3.9 | 19.5 | 25 | 21.9 | 14.7 | 18.3 | 21.8 | 21.4 | 0
553 | 13.7 | 6.1 | 15.8 | 21.5 | 10.6 | 13.3 | 18.8 | 10.3 | 19.3 | 16.5 | 14.7 | 16.2 | 11.8 | 22.8 | 21.9 | 8.9 | 12.1 | 16.6 | 17 | 9.3 | 14.2 | 20.4 | 8.5 | 13.5 | 11.7 | 15.7 | 11.9 | 18.2 | 16.4 | 15.7 | 13.8 | 12.5 | 22.6 | 16.8 | 11.3 | 23.5 | 23.8 | 19.4 | 21.8 | 12.2 | 22.2 | 9.4 | 12.5 | 20.1 | 23 | 13.3 | 15.9 | 14.4 | 13.9 | 17.2 | 10.8 | 2.7 | 19.4 | 24.8 | 20.9 | 14.1 | 17.5 | 21.2 | 21.3 | 0
554 | 12.9 | 6.8 | 15.1 | 20.4 | 10.1 | 13.5 | 18.3 | 9.8 | 19 | 16.3 | 13.6 | 15.6 | 11.4 | 22.5 | 21.4 | 7.9 | 11.2 | 16.5 | 17.6 | 8 | 13.6 | 20 | 8.4 | 11.4 | 10.7 | 15.4 | 11.9 | 18 | 15.8 | 14 | 13.8 | 12.1 | 21.4 | 16 | 11.2 | 23.1 | 23.4 | 19.1 | 21.5 | 11.7 | 21.6 | 9 | 11.8 | 19 | 22.8 | 13.4 | 14.8 | 13.4 | 12.6 | 17 | 11 | 1 | 18.8 | 24.5 | 20.9 | 13.4 | 17.4 | 20.6 | 20.8 | 0
555 | 13.1 | 6.6 | 14.4 | 19.6 | 10.1 | 13.5 | 17.9 | 9.4 | 18.6 | 16 | 14.3 | 14.5 | 10.9 | 22.1 | 20.9 | 7.7 | 10 | 16.4 | 16.3 | 7.4 | 13.2 | 19.4 | 7.9 | 11.1 | 9.8 | 16.5 | 11.3 | 17.6 | 14.9 | 13.2 | 13.6 | 11.8 | 20.5 | 14.9 | 11.4 | 22.2 | 23.2 | 18.8 | 21.3 | 11.2 | 21.3 | 8.2 | 11.8 | 18.1 | 22.1 | 12.9 | 14.1 | 12.6 | 12.2 | 16.7 | 11.2 | 1.2 | 18.6 | 24.3 | 20.6 | 12.8 | 17.3 | 20.1 | 19.8 | 0
556 | 12.3 | 6.8 | 14.3 | 18.9 | 9.6 | 12.9 | 17.6 | 9.1 | 18.3 | 15.6 | 13.6 | 13.9 | 9.3 | 22 | 20.9 | 7.3 | 9.3 | 16.2 | 14.8 | 6.1 | 13 | 18.6 | 7.5 | 10.5 | 8.9 | 16.5 | 11.2 | 17 | 14.2 | 11.5 | 13.7 | 11.6 | 19.8 | 13.9 | 11.2 | 22.1 | 22.4 | 18.4 | 20.7 | 11 | 20.7 | 8.2 | 11 | 18 | 22.2 | 12 | 13.3 | 11.7 | 11.6 | 15.7 | 10.3 | 2 | 17.7 | 23.9 | 20.4 | 12.3 | 17 | 19.5 | 18.9 | 0
557 | 12 | 6.8 | 14.8 | 19.6 | 8.6 | 12.9 | 17.3 | 8.8 | 18.1 | 15.4 | 13 | 13.6 | 5.8 | 21.6 | 21.5 | 6.7 | 11.2 | 15.3 | 12.8 | 7 | 13 | 18.4 | 4.4 | 11.8 | 8.7 | 16 | 11.4 | 14.6 | 13.4 | 15 | 13.8 | 11.6 | 19.2 | 14.6 | 10.8 | 21.6 | 21 | 17.5 | 20 | 11 | 20.7 | 6 | 10 | 17.3 | 21.9 | 8 | 17.4 | 14 | 14.4 | 14.9 | 7.4 | 1.2 | 17.6 | 23.9 | 20.4 | 11.6 | 16.8 | 19 | 19.6 | 0
558 | 12.2 | 6.4 | 14.4 | 18.9 | 8.1 | 11.6 | 17.6 | 9.3 | 17.8 | 15.3 | 12.2 | 13.1 | 5.3 | 21.6 | 22.1 | 6.5 | 11.9 | 15.3 | 13 | 6.2 | 13 | 18.2 | 5.9 | 10.9 | 8.7 | 15.8 | 11 | 14.4 | 13.9 | 12.5 | 14.1 | 11.2 | 18.6 | 14.1 | 10.1 | 21.6 | 20.7 | 17.3 | 19.8 | 11 | 19.7 | 6.2 | 9.4 | 17 | 21.3 | 9.4 | 17.8 | 13.9 | 13.9 | 14.4 | 7.4 | 3.3 | 17.8 | 23.9 | 19.9 | 12.5 | 16.3 | 18.5 | 19.8 | 0
559 | 11.4 | 4.8 | 14.8 | 19.1 | 7.7 | 10.6 | 16.8 | 10.3 | 18.2 | 15.6 | 12.2 | 13.5 | 6.6 | 21.6 | 22.7 | 6.2 | 13 | 15.1 | 13.9 | 7.3 | 12.3 | 18 | 8 | 11.4 | 8.7 | 15.4 | 10.9 | 15.2 | 15.3 | 11.9 | 14.6 | 11.2 | 18.6 | 14.2 | 10.3 | 21.6 | 21.7 | 17.3 | 19.8 | 11 | 19.2 | 7.1 | 10.1 | 16.1 | 21.3 | 12.4 | 19.2 | 14.7 | 15.4 | 14.6 | 8.5 | 6.1 | 18.8 | 23.8 | 19.8 | 13.7 | 16 | 18.5 | 21 | 0
560 | 11.6 | 4.6 | 15.6 | 20 | 9.1 | 11.9 | 17.6 | 11.8 | 18.9 | 15.6 | 12.7 | 14.6 | 8.4 | 21.8 | 23.4 | 6.6 | 14.6 | 15.1 | 15 | 9 | 11.5 | 18.6 | 11 | 13.4 | 7.8 | 14.9 | 10.5 | 17 | 17.8 | 12 | 15.4 | 13.6 | 20 | 14.6 | 10.8 | 21.6 | 23 | 17.6 | 20 | 10.7 | 19.1 | 8.6 | 12 | 15.6 | 22.3 | 16.2 | 20.4 | 15.8 | 16.6 | 14.9 | 10 | 9.8 | 19.4 | 23.8 | 20.9 | 15.8 | 15.5 | 18.7 | 23.2 | 0
561 | 15.6 | 7.6 | 16.8 | 22 | 12.9 | 19.9 | 20.8 | 13.9 | 19.8 | 18 | 14.6 | 17.2 | 12.3 | 23.5 | 24.2 | 8.7 | 16.5 | 13.8 | 16.9 | 12.9 | 11.4 | 22 | 13.8 | 16.8 | 12.4 | 16.1 | 11.1 | 19.8 | 20.7 | 15.2 | 16.3 | 20.1 | 23.4 | 16.2 | 12.2 | 22.6 | 25.6 | 21 | 21.9 | 11 | 22 | 10.6 | 15.7 | 17.9 | 26 | 19.7 | 23 | 17.8 | 19.8 | 18 | 12.8 | 12.5 | 20.8 | 25.1 | 23.6 | 17.7 | 13.4 | 19.4 | 25.9 | 0
562 | 19 | 13.1 | 19.1 | 24 | 15.9 | 24.6 | 23.6 | 16.2 | 21.1 | 20.8 | 16.9 | 20.1 | 15.6 | 26.9 | 25.2 | 11.2 | 18.6 | 15.4 | 18.7 | 16.3 | 14.7 | 23.6 | 16.9 | 20.6 | 14.4 | 19 | 14.5 | 22.8 | 23.7 | 18.3 | 17.4 | 22.6 | 26.6 | 18.2 | 15.3 | 27.1 | 27.8 | 25 | 24.8 | 14.5 | 25.6 | 12.7 | 19.8 | 22.2 | 28.5 | 22.3 | 25.3 | 19.6 | 21.7 | 21.1 | 15.6 | 14.5 | 21.7 | 26.7 | 25.1 | 20.2 | 16.9 | 20.7 | 28.6 | 0
563 | 23.5 | 15.9 | 21.7 | 26.2 | 17.9 | 26.5 | 25.2 | 18.2 | 22.6 | 22.7 | 19.8 | 23.2 | 19.2 | 27.9 | 26.3 | 14.2 | 20.6 | 18.5 | 20.6 | 19.8 | 17.5 | 25.5 | 19.2 | 24 | 16.4 | 23.5 | 18.6 | 25.6 | 26.2 | 22.2 | 18.2 | 23.1 | 28.2 | 20.6 | 16.8 | 30.5 | 30 | 27.3 | 26.5 | 16.5 | 29.6 | 15 | 24 | 25.4 | 30.4 | 23.8 | 28.2 | 21.6 | 24 | 24.9 | 18.4 | 14.8 | 23.2 | 27.6 | 26.7 | 22.2 | 19.9 | 22.4 | 30.6 | 0
564 | 24.2 | 17.3 | 24.5 | 27.6 | 20.2 | 27.5 | 26.7 | 19.5 | 24.3 | 24.4 | 22.2 | 25 | 20.8 | 28.8 | 27.5 | 16.5 | 22 | 24.7 | 21.6 | 21.1 | 20.8 | 27 | 21.3 | 26.3 | 18.2 | 25.6 | 21.3 | 27.5 | 27.9 | 23.9 | 18.8 | 24.1 | 29.6 | 22.3 | 18.3 | 32.1 | 30.8 | 29.5 | 29.3 | 17.5 | 32.6 | 17 | 26.8 | 28.6 | 32.1 | 24.6 | 30.1 | 22.8 | 24.1 | 26.9 | 19.8 | 14.7 | 24.4 | 29.2 | 27.5 | 24.2 | 23.7 | 24.3 | 31.7 | 0
565 | 25.5 | 18.4 | 26.4 | 28.8 | 20.8 | 28.3 | 27.2 | 20.3 | 26 | 24.4 | 24.4 | 25.7 | 22.4 | 29.1 | 28.7 | 17.9 | 22.6 | 24.8 | 22.4 | 22 | 21.5 | 28 | 22.2 | 27.4 | 19.8 | 26 | 21.5 | 28.4 | 28.8 | 25.5 | 18.9 | 24.6 | 30.4 | 23.7 | 19.5 | 31 | 31.1 | 30.3 | 30 | 18.3 | 34.6 | 18.6 | 28.7 | 30.3 | 33.4 | 25.1 | 32.1 | 23.9 | 24.9 | 28.1 | 20.6 | 13.7 | 26.6 | 30.3 | 28 | 25 | 24 | 26.3 | 31.7 | 0
566 | 27.2 | 19.3 | 27.8 | 29.4 | 20.9 | 29.5 | 28 | 20.7 | 27.4 | 26.2 | 25.6 | 25 | 22.6 | 29 | 29.8 | 18 | 22.2 | 24.8 | 22.4 | 21.4 | 21.5 | 28.5 | 22.2 | 27.6 | 20.5 | 26.8 | 21.9 | 28.4 | 29 | 25.6 | 18.6 | 24.9 | 31.4 | 24.2 | 20 | 31 | 30.4 | 30.4 | 30.9 | 19 | 34.1 | 19.6 | 29.2 | 31.9 | 34 | 25.6 | 33 | 24.2 | 24.8 | 28.9 | 20 | 13 | 28.6 | 30.2 | 28.5 | 25 | 24.8 | 28 | 31 | 0
567 | 27.5 | 20.7 | 28.5 | 30.2 | 21.3 | 29.7 | 28 | 20.9 | 28.3 | 27.2 | 26.5 | 23.9 | 23.6 | 28.6 | 30.6 | 18.8 | 21 | 24.8 | 22.4 | 21.5 | 21.8 | 28.5 | 20.8 | 27.4 | 20.9 | 27.3 | 21.7 | 27.9 | 28.6 | 26.9 | 17.7 | 25.1 | 31.7 | 24.5 | 20.1 | 30.8 | 30 | 30.9 | 30.9 | 19.1 | 33.6 | 19.8 | 29.4 | 32.9 | 32.3 | 25.9 | 33.9 | 24.6 | 26.2 | 28.7 | 19.4 | 12 | 31.1 | 30.4 | 29 | 23.5 | 25.5 | 29.1 | 29.9 | 0
568 | 27.4 | 19.8 | 28.9 | 30.4 | 21.3 | 29.9 | 27.4 | 20.8 | 28.2 | 27.3 | 26.2 | 22.4 | 23.2 | 28.2 | 30.8 | 17.1 | 19.3 | 24.8 | 21.6 | 20.5 | 22.5 | 28.5 | 18.8 | 26.8 | 21 | 27.4 | 21.7 | 26.9 | 27.8 | 27.1 | 16.6 | 24.6 | 31.5 | 23.9 | 19.9 | 30.6 | 29 | 30.7 | 30.8 | 19 | 32.6 | 19.2 | 28.8 | 32.4 | 31.5 | 25.5 | 32.9 | 23.9 | 26 | 29.2 | 18.1 | 11.7 | 32.1 | 31.7 | 29 | 21.9 | 25.6 | 29.1 | 28.9 | 0
569 | 27 | 18.8 | 28.6 | 30.4 | 20.3 | 29.4 | 25.7 | 20.2 | 27.4 | 27.3 | 25.5 | 21.4 | 22.8 | 27.1 | 30.5 | 15.4 | 17.6 | 24.8 | 20.8 | 19.8 | 21.9 | 28.2 | 16.2 | 26 | 20.6 | 27.4 | 21.6 | 25.8 | 26.6 | 27.6 | 15.4 | 23.2 | 30.9 | 23.3 | 19.3 | 30 | 28.4 | 30 | 29.7 | 18 | 32.2 | 18 | 28.2 | 32.3 | 30.7 | 24 | 31.2 | 23 | 25.6 | 28.5 | 17.2 | 11 | 32 | 30 | 28.7 | 20 | 25.4 | 28.4 | 27.8 | 0
570 | 25.5 | 18 | 27.7 | 29.2 | 18.3 | 27.9 | 24.3 | 19.1 | 26.2 | 26.3 | 23.7 | 20.4 | 20.2 | 26.4 | 29.7 | 13.4 | 16.4 | 24.5 | 19.3 | 17.3 | 20.6 | 27.2 | 14.1 | 24.6 | 19.3 | 26.6 | 20.6 | 24.5 | 25.1 | 25.8 | 14.4 | 21.4 | 29.1 | 22 | 17.6 | 29.1 | 27 | 28.1 | 27 | 16.8 | 29.9 | 16.3 | 26.7 | 30.6 | 28.6 | 21.4 | 27.5 | 21 | 22.3 | 27.4 | 15.9 | 10.6 | 29.7 | 28.5 | 28 | 19 | 23.5 | 27.2 | 26.8 | 0
571 | 22.3 | 15 | 25.7 | 27.6 | 15.8 | 24.4 | 23.3 | 17.8 | 24.9 | 24.1 | 22 | 19.9 | 17.8 | 25.9 | 28.4 | 11.4 | 15.7 | 24.5 | 18.3 | 15 | 19 | 26.2 | 12.1 | 22.7 | 17.7 | 24.8 | 18.7 | 23.2 | 23.3 | 23.8 | 13.6 | 19.1 | 27.8 | 20.9 | 16 | 27.2 | 26.2 | 25.7 | 25.7 | 15.4 | 28.4 | 14.6 | 24.9 | 27.9 | 27.5 | 18.1 | 24.1 | 19.1 | 19.2 | 24.8 | 15.2 | 9.4 | 27.1 | 27.7 | 26.5 | 18.1 | 20.9 | 26.3 | 25.6 | 0
572 | 20.5 | 12.2 | 23.5 | 25.4 | 19.5 | 21.5 | 22.2 | 16.7 | 23.4 | 22.3 | 20 | 19.2 | 14.4 | 25.5 | 27 | 10 | 15.6 | 23 | 17.2 | 12 | 18 | 25.6 | 10.8 | 20.4 | 15.9 | 23.3 | 17.7 | 21.8 | 21.5 | 20.4 | 13.2 | 17.6 | 26.7 | 19.6 | 15.2 | 26.6 | 25 | 24.5 | 24.9 | 14.6 | 27.4 | 13 | 22.4 | 26.4 | 26.9 | 15 | 20.4 | 17.2 | 15.4 | 24.4 | 14.4 | 8.2 | 24 | 27.2 | 25.5 | 17.8 | 19.8 | 25.5 | 24.4 | 0
573 | 18.5 | 11.8 | 20.9 | 23.6 | 13.8 | 19.9 | 21.2 | 15.7 | 21.9 | 21.3 | 18.8 | 18.8 | 12.7 | 25.5 | 25.4 | 9.5 | 15.6 | 23 | 16.9 | 10.6 | 16.7 | 23.7 | 9.5 | 18.2 | 15.6 | 22.8 | 17.2 | 20.6 | 19.8 | 18.5 | 12.9 | 16.6 | 25.4 | 18.8 | 14.3 | 25.8 | 24.8 | 23.8 | 24.4 | 14 | 26.1 | 11.8 | 20.1 | 24.5 | 26.2 | 12.9 | 18.5 | 16.4 | 14.4 | 21 | 14.3 | 6.3 | 22.5 | 26.5 | 24.8 | 16.9 | 18.9 | 24.8 | 23.2 | 0
574 | 17.7 | 11.4 | 19 | 22 | 13.3 | 19 | 20.5 | 15.1 | 20.7 | 20.6 | 17.6 | 17.8 | 11 | 25.4 | 24.2 | 9 | 15.5 | 21.3 | 16.4 | 9.1 | 16.5 | 22.5 | 8.9 | 16.5 | 14.4 | 21.7 | 16.5 | 19.5 | 18.4 | 16.5 | 12.9 | 15.9 | 24.3 | 17.8 | 14.3 | 24.1 | 24.3 | 23.4 | 24 | 13.8 | 25.6 | 11 | 17.4 | 23.2 | 25.7 | 12.3 | 17.1 | 15.8 | 13.8 | 19.9 | 13.6 | 5 | 21.3 | 25.7 | 24.1 | 16.2 | 18.3 | 24 | 22.2 | 0
575 | 17.4 | 11.5 | 17.7 | 21.4 | 13 | 17.6 | 19.9 | 14.5 | 19.6 | 20.1 | 17 | 17 | 10.6 | 25.2 | 23.5 | 8.1 | 15 | 21.3 | 16.2 | 9.2 | 15.7 | 21.9 | 8 | 15.6 | 12.7 | 21.6 | 15.8 | 18.8 | 17.5 | 16.4 | 13 | 15.1 | 23.8 | 17.2 | 13.6 | 23.3 | 24.4 | 23 | 23.5 | 13 | 25 | 10.4 | 15.5 | 21.9 | 25.2 | 12.6 | 17 | 16 | 15.2 | 19.1 | 13 | 3.8 | 21.2 | 25.4 | 23.7 | 15 | 18.3 | 23.3 | 21.6 | 0
576 | 16 | 11.5 | 16.4 | 21 | 12.3 | 16.2 | 19 | 13.9 | 18.5 | 19.5 | 16.1 | 15.8 | 9.3 | 24.3 | 22.8 | 8.3 | 14.1 | 21.3 | 15.3 | 8.6 | 14.8 | 21 | 7.5 | 15.4 | 12 | 20.3 | 15.5 | 18.2 | 16.9 | 15.9 | 13.3 | 14.6 | 23 | 16.3 | 12.1 | 22.6 | 23.8 | 22.7 | 22.9 | 12.5 | 23.6 | 9.7 | 13.7 | 20.4 | 24.2 | 13.2 | 16.3 | 15.8 | 15.3 | 18.2 | 11.4 | 3.5 | 20.4 | 24.7 | 22.7 | 14.4 | 18.3 | 22.6 | 21.4 | 0
577 | 15 | 11.2 | 15.5 | 21.1 | 11.7 | 15.5 | 18.6 | 13.3 | 17.9 | 19.5 | 15.6 | 15.1 | 8.8 | 23.3 | 22.2 | 7.3 | 13 | 21.3 | 14.5 | 8.9 | 14.5 | 20.4 | 6.6 | 15.6 | 11.1 | 18.6 | 14.5 | 17.7 | 16.3 | 16.9 | 13.6 | 14.1 | 22.4 | 15.8 | 10.8 | 22.1 | 23.4 | 22.3 | 22.4 | 12 | 23 | 9 | 12.7 | 19.8 | 23.4 | 13.1 | 16.3 | 15.7 | 16 | 17.7 | 10.2 | 2.9 | 19.8 | 24.7 | 22.3 | 13.5 | 17.8 | 22 | 21.4 | 0
578 | 14.5 | 10.4 | 15 | 21 | 10.8 | 15 | 18.3 | 12.7 | 17.6 | 19.5 | 14.8 | 14.4 | 7.4 | 22.6 | 21.9 | 7 | 12 | 21.3 | 13.4 | 8.2 | 14.1 | 20 | 5.8 | 15.4 | 11.2 | 18.1 | 13.8 | 17 | 15.6 | 16.8 | 13.8 | 13.6 | 21.7 | 15.2 | 10.2 | 22.1 | 22.4 | 21.4 | 22 | 11.5 | 22.6 | 8 | 11.8 | 18.9 | 22.6 | 12 | 15.8 | 15 | 15 | 17.2 | 8.6 | 2.4 | 18.4 | 24.4 | 22 | 13 | 17 | 21.7 | 21.2 | 0
579 | 14.6 | 9.8 | 14.4 | 20.9 | 10.4 | 14 | 17.9 | 12.3 | 17.3 | 19.6 | 14.4 | 14.3 | 7 | 22.2 | 21.6 | 6.9 | 11.3 | 21.3 | 13 | 8.3 | 14 | 19.4 | 4.7 | 14.7 | 10.9 | 17.3 | 13.7 | 16.2 | 14.7 | 17.4 | 13.8 | 13.1 | 20.5 | 15.1 | 10.7 | 21.6 | 22 | 21 | 21.1 | 11 | 22.1 | 7.1 | 11.4 | 18.2 | 22.1 | 10.1 | 16.3 | 14.7 | 15.1 | 16.4 | 8 | 1.3 | 17.9 | 23.6 | 21.5 | 12.1 | 16.6 | 21.4 | 20.7 | 0
580 | 14.6 | 9.6 | 13.8 | 20.2 | 10.3 | 13.5 | 17.5 | 12 | 16.9 | 19.7 | 13.5 | 13.8 | 5.9 | 21.9 | 21.1 | 7.3 | 11 | 21.2 | 12.5 | 7.3 | 14 | 18.9 | 4.3 | 13.3 | 11.9 | 17.2 | 13.6 | 15.3 | 13.8 | 16.1 | 13.8 | 12.6 | 19.8 | 14.8 | 10.6 | 21.2 | 21.1 | 20.6 | 20.3 | 10.4 | 21.8 | 6.3 | 10.6 | 18.2 | 21.7 | 8.5 | 16.4 | 14 | 14.1 | 15.4 | 7.3 | 1 | 17.2 | 23.2 | 21.2 | 11.8 | 16.6 | 21 | 20.1 | 0
581 | 14.5 | 9.6 | 13.3 | 17.4 | 9.8 | 12.9 | 17.1 | 11.7 | 16.3 | 19.8 | 14.4 | 12.2 | 6.4 | 21.4 | 20.4 | 6.4 | 10.2 | 21.1 | 14.6 | 5.6 | 14.3 | 18.3 | 5 | 13 | 10.8 | 16.4 | 13.3 | 13.8 | 12.5 | 11.4 | 12 | 12.6 | 19 | 13.4 | 10.4 | 21.1 | 22 | 20.6 | 20.3 | 10.2 | 21.5 | 7.6 | 13.5 | 17.9 | 21.3 | 8.8 | 17 | 13 | 14.8 | 14.4 | 11 | 1.2 | 19 | 23.4 | 21.2 | 11.8 | 16.4 | 20.6 | 18.6 | 0
582 | 14.7 | 9.9 | 12.7 | 16.7 | 9.3 | 12.4 | 16.8 | 11.9 | 15.7 | 19.8 | 13.7 | 10.9 | 5.9 | 21.4 | 19.7 | 6.4 | 11.5 | 20.3 | 14.9 | 5.9 | 14.5 | 18.1 | 6.2 | 12.4 | 11.7 | 16.4 | 12.5 | 13.2 | 13.3 | 10.2 | 11.8 | 12.1 | 18.4 | 13 | 10.2 | 20.8 | 21.3 | 20.6 | 20.3 | 10 | 20.7 | 8.3 | 11.9 | 17.4 | 21 | 9.5 | 18.1 | 13.3 | 14.9 | 13.6 | 11.3 | 4.3 | 18.4 | 22.9 | 20.7 | 12.4 | 15.9 | 20.2 | 19.1 | 0
583 | 13.6 | 9.1 | 13.6 | 17.1 | 8.8 | 11.9 | 16.7 | 12.4 | 16.1 | 19.6 | 13.8 | 11.2 | 7.6 | 21.4 | 19.5 | 6.9 | 13.3 | 20.3 | 15.6 | 7.7 | 14.5 | 17.9 | 8.4 | 13.4 | 10.2 | 15.6 | 11.8 | 13.7 | 15.2 | 11.3 | 12 | 12.1 | 18.2 | 13.4 | 10.1 | 20.6 | 21.9 | 19.7 | 20 | 10 | 20.4 | 9.8 | 12.1 | 17.5 | 21.6 | 12.1 | 19.9 | 14.4 | 16.2 | 13.1 | 11.8 | 8 | 18.1 | 22.7 | 20.4 | 13.7 | 15.4 | 18.9 | 20.6 | 0
584 | 13.5 | 8.7 | 15.2 | 18 | 10.1 | 12.7 | 18.2 | 13.6 | 17.1 | 19 | 14 | 12.6 | 9.6 | 22.2 | 19.7 | 7.3 | 16.2 | 20.3 | 16.6 | 10 | 14.3 | 18.2 | 11.4 | 14.6 | 10.3 | 15.1 | 11.9 | 15 | 17.6 | 12.8 | 12.6 | 14.4 | 19.7 | 14.6 | 10.8 | 20.6 | 23 | 20 | 20.3 | 10 | 20.3 | 12 | 13 | 16.9 | 22.2 | 15.2 | 22 | 16 | 17.4 | 13.4 | 12.4 | 11.6 | 18.4 | 22.7 | 20.4 | 15.6 | 15.4 | 18 | 22.6 | 0
585 | 18.9 | 9.6 | 17.2 | 20.5 | 12.7 | 18.6 | 20.8 | 15.5 | 18.7 | 20.1 | 15.9 | 16.2 | 14.2 | 25 | 20.4 | 8.9 | 18.3 | 16.9 | 18 | 13.5 | 13.6 | 21.5 | 14.8 | 18.1 | 14.3 | 14.4 | 11.3 | 17 | 20.6 | 17.5 | 14.1 | 18.8 | 23.4 | 16.3 | 12.5 | 24.5 | 25.5 | 23.5 | 21.4 | 12.2 | 21.7 | 14.4 | 16.9 | 18.8 | 25.9 | 19.4 | 24.7 | 17.9 | 19.9 | 15.7 | 13.3 | 13.5 | 19.6 | 24.2 | 21.7 | 18 | 16.9 | 17.8 | 25.4 | 0
586 | 21.9 | 12.6 | 19.5 | 23.1 | 16.6 | 23 | 22.9 | 17.7 | 20.7 | 22.1 | 18.2 | 20.1 | 18 | 27.1 | 21.7 | 12.9 | 20.6 | 18.1 | 19.5 | 16.4 | 15.1 | 24.5 | 18.2 | 21.2 | 18 | 14.5 | 13.4 | 19.1 | 23.2 | 21.7 | 15.9 | 22.4 | 26.5 | 18.3 | 15.7 | 28 | 27.9 | 26.2 | 24.7 | 13.6 | 24.7 | 16.7 | 20.7 | 22.3 | 28.6 | 22.5 | 27.4 | 19.4 | 21.6 | 19.1 | 14.3 | 14.2 | 21.7 | 27.4 | 23.5 | 20.5 | 19 | 19.8 | 27.9 | 0
587 | 24.4 | 13.7 | 21.8 | 26 | 19.7 | 25.8 | 24.5 | 19.8 | 22.9 | 23.4 | 21.4 | 24.2 | 22.4 | 28.1 | 23.4 | 15.6 | 21.8 | 20.4 | 21 | 19.4 | 13.6 | 26.2 | 21 | 25 | 20.1 | 16.2 | 16.3 | 20.8 | 25.6 | 26.4 | 18 | 22.8 | 28.4 | 20.2 | 15.7 | 31 | 30.2 | 27.7 | 28.1 | 16 | 28.3 | 18.6 | 25.2 | 26.2 | 30.6 | 25.2 | 29.8 | 20.4 | 23.4 | 21.2 | 15.4 | 13.6 | 24.4 | 28.2 | 24.7 | 23 | 21.1 | 22.4 | 30 | 0
588 | 26.8 | 16.2 | 23.9 | 27.8 | 21.2 | 27.3 | 26 | 21.4 | 24.9 | 25.1 | 23.7 | 26.4 | 24.3 | 28.4 | 25.1 | 18.4 | 23.2 | 23.4 | 22.1 | 21 | 12.6 | 27.7 | 22.9 | 26.7 | 21.1 | 18.5 | 21.3 | 21.9 | 26.9 | 28.1 | 19.4 | 23.8 | 29.6 | 22 | 19.9 | 32.8 | 31 | 29.3 | 29.7 | 18 | 32 | 20.1 | 27.2 | 29 | 32.4 | 26.2 | 31.3 | 20.6 | 23.4 | 24.4 | 16.4 | 13.1 | 27 | 29.8 | 25.9 | 24.8 | 23 | 25.4 | 30.7 | 0
589 | 27 | 17.4 | 25.8 | 29.2 | 23.2 | 28 | 26.4 | 22.2 | 26.5 | 26.2 | 25.9 | 27.6 | 26.4 | 29.1 | 26.5 | 19.3 | 23.4 | 23.6 | 22.8 | 22.4 | 12.5 | 28 | 23.5 | 28.4 | 22.7 | 19 | 22.2 | 22.5 | 27.9 | 29.3 | 20.2 | 23.8 | 30.6 | 23.4 | 21.7 | 33.5 | 31.2 | 29.9 | 29.9 | 19.5 | 33.5 | 21.1 | 28.7 | 30.7 | 32.4 | 27 | 32.2 | 20.6 | 23.6 | 26 | 17.1 | 12.7 | 29 | 29.8 | 28.4 | 25.9 | 24.1 | 27 | 30.9 | 0
590 | 27.6 | 18.7 | 27.3 | 29.4 | 23.7 | 29.1 | 27 | 22.5 | 27.5 | 27 | 26.8 | 26.8 | 26.8 | 28.9 | 27.6 | 20.4 | 23.4 | 24.1 | 22.8 | 22.8 | 12.5 | 28.5 | 23 | 28.4 | 23.8 | 20.8 | 22.1 | 22.8 | 28 | 28.4 | 20 | 24.3 | 30.9 | 24.4 | 22.6 | 34.5 | 30.4 | 29.5 | 29.9 | 20.1 | 35.2 | 21.6 | 28.4 | 34 | 31.1 | 27 | 32.2 | 20.4 | 22.7 | 27.1 | 17.2 | 13 | 29.8 | 29.2 | 29 | 25.8 | 25.1 | 28 | 30 | 0
591 | 27.9 | 18.7 | 28.5 | 29.6 | 24.2 | 29.2 | 27.3 | 22.3 | 28 | 27.1 | 27.6 | 25.8 | 28.2 | 28.6 | 28.3 | 20.4 | 22 | 24.1 | 22.3 | 23.2 | 12.6 | 29.3 | 21.4 | 29.1 | 23.1 | 21 | 22.6 | 23 | 28 | 28.7 | 19.3 | 24.8 | 31.3 | 24.9 | 22.5 | 33.5 | 29.9 | 29.5 | 29.7 | 20.6 | 33.7 | 21.3 | 29.1 | 33.1 | 30.3 | 27.5 | 31.9 | 20.5 | 22.8 | 27.4 | 16.9 | 12.9 | 29.5 | 30.2 | 28 | 24.8 | 25.7 | 28.2 | 29.3 | 0
592 | 27.8 | 18.2 | 29.1 | 28.9 | 24.3 | 30 | 25.9 | 21.7 | 27.8 | 27 | 27.1 | 23.9 | 27.6 | 28.4 | 28.7 | 18.9 | 20.5 | 24.2 | 21.5 | 22.2 | 12.8 | 29.4 | 19.2 | 28.3 | 22.2 | 21.2 | 23.1 | 22.7 | 27.2 | 27.9 | 17.8 | 24.3 | 31.5 | 24.9 | 22.2 | 32.5 | 28.9 | 29.5 | 28.9 | 20.6 | 33.9 | 20.3 | 28.7 | 33.4 | 30 | 26.7 | 30.9 | 20.3 | 22.2 | 27.9 | 16 | 12.6 | 28.3 | 28.9 | 28 | 23 | 25.7 | 28 | 28.1 | 0
593 | 27.5 | 17.8 | 29.1 | 28.2 | 23.8 | 30 | 24.7 | 20.6 | 27.1 | 26.6 | 26.6 | 22.4 | 27 | 27.5 | 28.6 | 17.8 | 18.2 | 24.2 | 20.6 | 20.6 | 12.9 | 29 | 16.8 | 27.6 | 22 | 21.4 | 22.3 | 22 | 26 | 28 | 16.4 | 23.2 | 31.5 | 24.4 | 21.7 | 31 | 28.4 | 28.7 | 28.2 | 20.2 | 32.1 | 18.6 | 29.1 | 33 | 29.8 | 25.6 | 29.8 | 20 | 22 | 27.1 | 15 | 11.2 | 26.9 | 28.5 | 28 | 20.8 | 25.2 | 27.3 | 27.4 | 0
594 | 26.5 | 16.8 | 28.2 | 26.7 | 20.3 | 28.1 | 23.6 | 19.3 | 25.9 | 25.9 | 25.1 | 20.3 | 23.6 | 26.3 | 28.1 | 15.3 | 16.7 | 23.4 | 19.8 | 17.3 | 13.2 | 28 | 14.6 | 25 | 20.4 | 20.2 | 21.2 | 20.5 | 23.9 | 26.1 | 14.7 | 21 | 29.7 | 23.5 | 19.6 | 29.5 | 27.2 | 26.7 | 26.7 | 18.6 | 29.7 | 16.5 | 27.5 | 32.8 | 28.1 | 22.7 | 28 | 18.9 | 20.6 | 25.6 | 14 | 9.5 | 25.6 | 27.9 | 27.2 | 18.6 | 22.5 | 26.4 | 26.3 | 0
595 | 24.2 | 15.4 | 26.1 | 25.5 | 17.4 | 25 | 22.5 | 18 | 24.3 | 24.2 | 24.1 | 19 | 20.7 | 25.4 | 27.1 | 12.6 | 15 | 23.1 | 19.2 | 14 | 12.9 | 26.6 | 12.6 | 22.9 | 18.2 | 18.6 | 18.8 | 18.5 | 21.7 | 24.8 | 13.6 | 18.8 | 27.2 | 22.2 | 17.2 | 28.8 | 26.3 | 24.7 | 25.6 | 16.5 | 28.1 | 14.3 | 26.1 | 30.2 | 27.7 | 20.1 | 26 | 17.6 | 19.8 | 22.6 | 13.2 | 7.3 | 24.7 | 27.1 | 26 | 16.9 | 20.6 | 25.5 | 25.6 | 0
596 | 22.9 | 13.7 | 23.6 | 24 | 16.1 | 22.9 | 21.9 | 17 | 22.8 | 22.9 | 22.6 | 17.4 | 16.8 | 24.9 | 26 | 11.5 | 14.2 | 23.1 | 18.8 | 10.6 | 12.6 | 25.2 | 11.2 | 20 | 16.9 | 18.2 | 16.3 | 16.4 | 19.4 | 22 | 12.6 | 17.1 | 26.8 | 21 | 16.2 | 27.3 | 25 | 23.8 | 24.7 | 15.5 | 27.8 | 12.6 | 23 | 27.2 | 26.9 | 17.2 | 23.6 | 16 | 18.4 | 20.6 | 12.8 | 5.8 | 24 | 26.7 | 25 | 15.8 | 19.8 | 24.8 | 24.6 | 0
597 | 21.1 | 12.2 | 20.7 | 23.3 | 14.8 | 21.5 | 21 | 16.2 | 21.1 | 21.9 | 21.9 | 16.8 | 15.2 | 24.4 | 24.7 | 10.6 | 13.2 | 21.9 | 18.5 | 8.9 | 11.9 | 25 | 10.1 | 18.9 | 15.3 | 17.6 | 14.5 | 14.8 | 17.9 | 20.7 | 12.3 | 15.8 | 25.4 | 19.9 | 14.9 | 26.5 | 24.5 | 23 | 24.1 | 14.2 | 27.1 | 11.5 | 21 | 25.4 | 26.2 | 16.1 | 21.3 | 15 | 18.3 | 19.3 | 12.7 | 4.6 | 23.4 | 25.9 | 24.6 | 15.3 | 19.1 | 24 | 24.2 | 0
598 | 19.7 | 11.1 | 18.6 | 22.4 | 14.2 | 19.3 | 20.3 | 15.9 | 19.9 | 21.3 | 20.6 | 16.1 | 13.3 | 24 | 23.7 | 10 | 13.2 | 21.7 | 18.1 | 7.9 | 11.8 | 24.2 | 9.3 | 17.3 | 14.6 | 17 | 13.8 | 14 | 16.6 | 18.3 | 12 | 15.3 | 24.8 | 19.2 | 13.7 | 25.5 | 23.9 | 22.3 | 23.2 | 12.6 | 26.2 | 11.1 | 18.2 | 23.5 | 25.7 | 15.4 | 19 | 14.3 | 17.8 | 18.3 | 12.6 | 4.6 | 22.7 | 25.7 | 24 | 15 | 18.5 | 23.4 | 23.4 | 0
599 | 18.6 | 11.1 | 17.3 | 22 | 13.8 | 18.6 | 19.6 | 15.6 | 19.3 | 20.4 | 19.6 | 16 | 13 | 23.5 | 23.2 | 8.8 | 13 | 20.7 | 17.6 | 8.2 | 11.6 | 22.5 | 8.6 | 17 | 13.2 | 16.2 | 13.8 | 14.2 | 16 | 17.2 | 12 | 14.3 | 24.2 | 18.8 | 12.7 | 25.3 | 24 | 21.8 | 22.7 | 11 | 25.1 | 11 | 16.8 | 23.4 | 25.2 | 15.8 | 17.2 | 14.4 | 18 | 17.6 | 12.4 | 4.6 | 22 | 25.4 | 22.9 | 14.8 | 18 | 22.9 | 22.8 | 0
600 | 18.5 | 10 | 16 | 21 | 13.7 | 16.8 | 18.9 | 15.2 | 18.7 | 19.5 | 17.7 | 15.4 | 11.1 | 23 | 22.7 | 9.5 | 13.6 | 18.6 | 16.9 | 8 | 11.1 | 21.4 | 7.9 | 15.4 | 12.3 | 15 | 13.8 | 14.9 | 15.1 | 14.7 | 11.8 | 13.4 | 23.5 | 18.5 | 12.2 | 24.2 | 23.7 | 21.3 | 22.2 | 10 | 24.1 | 11 | 14.8 | 20.9 | 24.5 | 15.1 | 15.8 | 14.4 | 17 | 16.6 | 12 | 4.7 | 21.3 | 25 | 22 | 14.3 | 17 | 22.4 | 21.6 | 0
601 | 18 | 9.1 | 15 | 20.5 | 12.8 | 16.4 | 18.4 | 14.7 | 18.2 | 19.4 | 16.4 | 15.3 | 10.2 | 22.4 | 22.2 | 9.1 | 13.3 | 18.6 | 16.1 | 8 | 11 | 20.6 | 7.1 | 14.8 | 11.6 | 14.8 | 13.4 | 15.8 | 14.5 | 13.7 | 11.9 | 13.3 | 22.3 | 18 | 11.8 | 28.8 | 23.8 | 20.6 | 21.8 | 9 | 23.5 | 10.6 | 14.5 | 19.5 | 23.9 | 14.2 | 15.2 | 14.6 | 16.3 | 15.6 | 11.5 | 3.7 | 20.8 | 24.9 | 21.5 | 13.6 | 16.5 | 21.7 | 20.6 | 0
602 | 17.5 | 9 | 14.2 | 19.4 | 11.9 | 15.2 | 17.9 | 14.2 | 17.7 | 18.9 | 15 | 14.6 | 8 | 22.3 | 21.7 | 9.9 | 13 | 18.5 | 15.4 | 7 | 10.6 | 19.8 | 6.2 | 13.4 | 11.2 | 14.3 | 13.7 | 16.1 | 13.4 | 12 | 11.8 | 12.6 | 21.7 | 17.2 | 11.4 | 23.2 | 23.4 | 20.3 | 21.2 | 9.2 | 23.2 | 9.8 | 13.8 | 18.8 | 23.4 | 12 | 15 | 14.2 | 15 | 15.1 | 11 | 2.4 | 20.4 | 24.4 | 21.3 | 12.8 | 16 | 20.8 | 19.4 | 0
603 | 17.5 | 9.2 | 13.4 | 18.9 | 11.6 | 15.1 | 17.3 | 13.8 | 17.2 | 18.3 | 14.8 | 14.3 | 7.5 | 21.9 | 21.2 | 9.2 | 11.5 | 17.5 | 14.9 | 6.5 | 10 | 19.2 | 5.3 | 13.4 | 10.7 | 13.2 | 13.7 | 15.8 | 12.8 | 12.2 | 12 | 12.3 | 21 | 15.9 | 12.2 | 22.5 | 23.3 | 19.5 | 20.7 | 9.5 | 22.5 | 8.7 | 14.5 | 18.5 | 22.7 | 10.4 | 15.4 | 13.8 | 14.8 | 14.2 | 10.8 | 0.6 | 20 | 23.8 | 20.8 | 12.1 | 15 | 19.9 | 18.8 | 0
604 | 17.1 | 9.4 | 12.8 | 17.9 | 11.3 | 14.6 | 16.7 | 13.4 | 16.8 | 18 | 14.3 | 13.1 | 6.1 | 21.6 | 20.7 | 8.8 | 10.8 | 17.4 | 14.6 | 5.5 | 10.1 | 18.5 | 4.8 | 12.7 | 10.4 | 12.9 | 12.6 | 14.8 | 12.2 | 11.3 | 12 | 12.3 | 20.6 | 14.5 | 12.3 | 22.3 | 22.5 | 19.5 | 19.9 | 9.5 | 22 | 7.9 | 13.8 | 18.1 | 22.1 | 8.8 | 16 | 13.1 | 14.3 | 14.2 | 10.8 | 0.2 | 19.6 | 23.4 | 20 | 11.7 | 14.5 | 19 | 18.3 | 0
605 | 16.9 | 9.6 | 12.5 | 13.4 | 10.7 | 14.3 | 16.5 | 13 | 16.5 | 17.2 | 14.8 | 13 | 9.2 | 21.6 | 20.2 | 9.5 | 11.6 | 16.6 | 13.8 | 5.2 | 9.8 | 18.3 | 4.5 | 12.4 | 9.2 | 12.4 | 11.2 | 9.4 | 10.6 | 14 | 9.2 | 12.3 | 19.7 | 16.2 | 12.3 | 22.3 | 21.8 | 19.5 | 19.2 | 9.6 | 21.7 | 9 | 12 | 18.2 | 21.7 | 11.4 | 14.6 | 11.8 | 17 | 14.1 | 13 | 5 | 17.4 | 23.1 | 19.5 | 11.8 | 13.9 | 18.3 | 23.2 | 0
606 | 16.8 | 9.2 | 12.2 | 12.7 | 10.3 | 14.1 | 15.9 | 12.6 | 16.2 | 16.5 | 15.1 | 12.5 | 9.6 | 21.4 | 19.7 | 9.2 | 12.5 | 15.8 | 14.1 | 5.8 | 9.4 | 17.8 | 6.1 | 12.2 | 8.4 | 11.8 | 11.1 | 8.6 | 11.3 | 12.6 | 9.9 | 12.3 | 19.2 | 15.8 | 12.7 | 22 | 22 | 19.3 | 18.9 | 9.6 | 21.3 | 9.2 | 10.8 | 17.6 | 21.2 | 11.5 | 15.3 | 12.8 | 16.2 | 12.9 | 12.8 | 6.8 | 15.8 | 22.9 | 19 | 12.9 | 13.2 | 17.6 | 23.2 | 0
607 | 16.5 | 8.9 | 12.9 | 13.7 | 10.2 | 13.9 | 15.9 | 12.5 | 16.6 | 15.9 | 16 | 13.2 | 11.2 | 21.4 | 19.5 | 9.5 | 14.2 | 15.6 | 15.4 | 8.3 | 9.3 | 17.7 | 8.3 | 13.5 | 8.1 | 11.8 | 11.1 | 9.5 | 13.3 | 12.5 | 10.8 | 12.1 | 18.6 | 15.7 | 12.7 | 22 | 22.8 | 19.1 | 18.6 | 8.5 | 20.9 | 10.4 | 11.5 | 17.3 | 21.2 | 13.4 | 17.4 | 14.5 | 16.1 | 11.8 | 12.9 | 8.9 | 15.6 | 22.4 | 18.8 | 14.5 | 12.5 | 17 | 23.5 | 0
608 | 16.6 | 8.2 | 14.2 | 16.2 | 10.3 | 14.8 | 16.7 | 13 | 17.3 | 15.2 | 17.3 | 14.6 | 13 | 22.3 | 19.7 | 9.6 | 16.2 | 15.6 | 17.2 | 11 | 9.3 | 18.3 | 11.5 | 16.4 | 8.9 | 11.8 | 11.1 | 11.4 | 16.4 | 13.6 | 12 | 13.5 | 20 | 16.2 | 12.8 | 22.5 | 24 | 19.1 | 19.2 | 8.5 | 20.8 | 12 | 13.2 | 17 | 21.4 | 16 | 19.6 | 16.4 | 16.4 | 13.8 | 12.4 | 10.8 | 16 | 22.4 | 19.4 | 16.6 | 12.8 | 17.1 | 24 | 0
609 | 19.9 | 9.9 | 16.2 | 19.7 | 14.3 | 20.6 | 19 | 14.2 | 18.5 | 15.6 | 18.7 | 17.6 | 15.9 | 24.3 | 20.2 | 10.9 | 18.4 | 13.8 | 19.3 | 15.1 | 10.5 | 22.6 | 14.5 | 20.3 | 15.2 | 12.9 | 13.4 | 14.8 | 19.6 | 17.3 | 13.6 | 20 | 22.6 | 17.1 | 13.9 | 24.8 | 25.8 | 23 | 21.6 | 10.6 | 23 | 14.6 | 17.2 | 19.6 | 25 | 19.6 | 23 | 18.5 | 17.7 | 18.5 | 12.8 | 12.2 | 18.4 | 25.2 | 22.1 | 18.9 | 12 | 18 | 25.4 | 0
610 | 22.3 | 12.7 | 18.8 | 23.2 | 18.3 | 26.7 | 21.7 | 16.1 | 20.1 | 18.1 | 20.3 | 20.9 | 18.5 | 25.7 | 21.3 | 13 | 20.3 | 13.8 | 21 | 18.2 | 12 | 26.9 | 17.8 | 24.4 | 18.4 | 14.8 | 16.8 | 17.8 | 22.5 | 21.8 | 15.6 | 23 | 24.8 | 18.5 | 16.9 | 27.5 | 27.7 | 25.8 | 25.1 | 14 | 25.5 | 17.1 | 21.2 | 22.8 | 29.3 | 22.7 | 25.7 | 20.4 | 19 | 22.1 | 12.7 | 13 | 21.1 | 28.4 | 25.1 | 21.2 | 13.6 | 20.5 | 27 | 0
611 | 24.4 | 15.7 | 21.6 | 26 | 20.8 | 27.9 | 24.7 | 18.3 | 22.1 | 20.6 | 22 | 24.4 | 21.2 | 27.3 | 22.7 | 14.5 | 22 | 14.6 | 22.4 | 21 | 14.3 | 27.1 | 20.4 | 27.6 | 20.4 | 17.8 | 20.5 | 20.6 | 24.5 | 27 | 18 | 24 | 27.6 | 19.9 | 18.7 | 29 | 29.6 | 27.5 | 28.7 | 17 | 27.3 | 19.6 | 25.4 | 27 | 31.7 | 25.4 | 28.6 | 22.2 | 20.2 | 24.8 | 13 | 13.6 | 24.6 | 29.3 | 27.1 | 23.2 | 15.4 | 23.4 | 29 | 0
612 | 26.5 | 17 | 24.3 | 27.8 | 22.9 | 28.9 | 26.5 | 20.3 | 24.2 | 21.9 | 23.9 | 26.6 | 22.7 | 28.9 | 24.5 | 15.7 | 23.2 | 17 | 23.2 | 21.8 | 15.4 | 28.1 | 22.7 | 29.4 | 21.6 | 19.8 | 22.5 | 21.7 | 26.1 | 30.3 | 20.3 | 25 | 29.4 | 21.5 | 21.9 | 31 | 31 | 28.4 | 30.6 | 19 | 32 | 21.1 | 27.6 | 30.9 | 33 | 26.8 | 30.1 | 23.6 | 20.3 | 26 | 12.4 | 14 | 27.1 | 30.2 | 28.6 | 24.6 | 17.5 | 26.4 | 30.3 | 0
613 | 27.9 | 18.7 | 26.2 | 28.9 | 24.7 | 29.8 | 27.2 | 22 | 26.2 | 22.8 | 25.9 | 27.9 | 23.8 | 29.6 | 26.3 | 16.5 | 23.8 | 18.1 | 23.7 | 22.6 | 15.8 | 28.6 | 23.5 | 29.7 | 21.9 | 21.3 | 23.5 | 22.3 | 27 | 32.2 | 22 | 25.5 | 30.9 | 22.6 | 23.4 | 31.9 | 31.7 | 29 | 31.7 | 20.5 | 34 | 22.4 | 29.2 | 33.4 | 33.1 | 28 | 31.5 | 24.8 | 20.1 | 27 | 12.4 | 14.4 | 29.8 | 30.5 | 30.1 | 25.2 | 19.1 | 28.1 | 31 | 0
614 | 28.5 | 18.6 | 27.8 | 29.4 | 25.6 | 30.4 | 28.2 | 23.2 | 28 | 24.1 | 27.6 | 27.6 | 24 | 29.8 | 28.1 | 17 | 23.8 | 19.1 | 23.8 | 22.4 | 16.2 | 29.6 | 23.2 | 29.2 | 22 | 22.3 | 23.6 | 22 | 27.8 | 31.6 | 22.6 | 25.6 | 31.8 | 23.6 | 23.9 | 32 | 31.6 | 30.2 | 33.5 | 21.6 | 33 | 22.6 | 29.4 | 34 | 32.4 | 28.4 | 31.6 | 25.4 | 19.3 | 28 | 12 | 14.6 | 31.2 | 30.6 | 30.6 | 24.8 | 19.8 | 29 | 30.6 | 0
615 | 28.9 | 18.3 | 28.8 | 29.8 | 25.8 | 30.8 | 28.5 | 23.9 | 29.4 | 24.6 | 28.6 | 26.7 | 24.2 | 29.2 | 29.4 | 18.1 | 23.1 | 19.1 | 23.7 | 23 | 16.4 | 29.6 | 21 | 28.4 | 22.3 | 22.5 | 23.5 | 22.1 | 27.9 | 30.2 | 21.9 | 25.4 | 32.4 | 24 | 23.9 | 31.5 | 30.8 | 30.1 | 33.6 | 22 | 33 | 22.6 | 30.1 | 34.2 | 32.7 | 28.9 | 31.8 | 25.4 | 18.9 | 28.5 | 12.5 | 14.3 | 32.7 | 30.3 | 31.2 | 23.6 | 20.3 | 29 | 29.7 | 0
616 | 28.7 | 18.2 | 29.7 | 29.9 | 25.7 | 31 | 28.2 | 23.9 | 29.7 | 24.6 | 28.7 | 25 | 23.6 | 28.3 | 30.1 | 17.5 | 21.6 | 19.1 | 23 | 22.3 | 16.4 | 29.6 | 18.5 | 27.7 | 21.9 | 22.6 | 23.5 | 21.5 | 27.6 | 27.7 | 20.2 | 25 | 32.6 | 24.1 | 23.9 | 31.4 | 29.5 | 30.4 | 33.5 | 22 | 32.8 | 21.6 | 29.8 | 33.8 | 31.9 | 28.3 | 30.3 | 24.6 | 18.4 | 28.5 | 12.4 | 13.3 | 32.6 | 30.7 | 31.1 | 21.9 | 20.5 | 28.5 | 28.3 | 0
617 | 28.4 | 17.9 | 30 | 29.6 | 24.7 | 29.4 | 26.5 | 23.2 | 29.3 | 24.2 | 27.6 | 23.4 | 23 | 27.3 | 30 | 16.6 | 19.6 | 19.1 | 22 | 21.4 | 16.3 | 29.4 | 15.4 | 27 | 22.4 | 22.5 | 23.2 | 20.8 | 26 | 25.6 | 18 | 24 | 32.6 | 23.8 | 22.3 | 30.2 | 28 | 29.1 | 30.6 | 21 | 32 | 20.2 | 29.7 | 33.3 | 29.6 | 27 | 28.4 | 23.2 | 18.4 | 28 | 12.4 | 11.6 | 32 | 30.4 | 31.1 | 20 | 20.1 | 27.5 | 27 | 0
618 | 27 | 16.9 | 29.7 | 28.5 | 21.7 | 26.8 | 25.3 | 22 | 28.1 | 23.4 | 25.7 | 21.4 | 21.4 | 26.1 | 29.4 | 14.7 | 17.4 | 19.1 | 20.5 | 18.4 | 15.9 | 28.1 | 13.4 | 26 | 19.8 | 21.9 | 22 | 18.7 | 23.6 | 23.1 | 16 | 21.3 | 31 | 23.3 | 19.8 | 29.4 | 26.6 | 26.1 | 28.1 | 18.6 | 28.8 | 17.8 | 28 | 32.2 | 28.4 | 24.2 | 24.8 | 21.2 | 18 | 26.9 | 11.1 | 9.6 | 29.7 | 29.2 | 29.6 | 18.3 | 18.8 | 26.4 | 25.7 | 0
619 | 24.5 | 16 | 28.8 | 26.7 | 18.9 | 24.4 | 23.6 | 20.5 | 26.5 | 22 | 23.4 | 19.9 | 20.1 | 25.3 | 28.1 | 13.1 | 15.5 | 19 | 19 | 15.5 | 15.2 | 27 | 11.7 | 24.3 | 17.6 | 20.4 | 19 | 16.6 | 20.4 | 21.6 | 14.7 | 18.8 | 28.1 | 22.2 | 18.8 | 28.2 | 25.6 | 24.4 | 25.8 | 16.7 | 28.7 | 15.6 | 26.3 | 27.9 | 27.8 | 21.1 | 21.7 | 19.3 | 17.7 | 23.4 | 10.1 | 7.8 | 27.6 | 28 | 26.8 | 17.2 | 17.1 | 25.3 | 24.9 | 0
620 | 22.8 | 15.2 | 26.9 | 24.4 | 17.7 | 22.9 | 22.4 | 19.2 | 25.1 | 20.9 | 21.4 | 18.4 | 18.4 | 24.8 | 26.8 | 13 | 14.2 | 16.7 | 17.8 | 12 | 14.8 | 25 | 11 | 21.8 | 16.6 | 18.9 | 16.3 | 14 | 17.2 | 20 | 14.2 | 17.5 | 27 | 21 | 17.7 | 27.3 | 25 | 23.4 | 24.6 | 15.6 | 26.8 | 13.4 | 23.5 | 26.1 | 27.3 | 18 | 18.6 | 17.6 | 17 | 21 | 8.6 | 6.6 | 25.2 | 27.3 | 25.4 | 16.6 | 16.6 | 24.4 | 24.2 | 0
621 | 21 | 14.7 | 24.9 | 22.4 | 16.7 | 21.7 | 21.4 | 18.1 | 23.4 | 19.4 | 19.9 | 17.5 | 17.4 | 24.3 | 25.2 | 11.5 | 13.6 | 16.8 | 17.3 | 10.3 | 14.4 | 23.6 | 10.1 | 18.9 | 15 | 18.1 | 14.4 | 12.6 | 14.5 | 19.2 | 14.2 | 16.5 | 25.8 | 19.5 | 17.8 | 27 | 24.9 | 22.5 | 23.6 | 15.1 | 26.5 | 12.4 | 21.7 | 23.9 | 26.9 | 16.3 | 17.4 | 16.5 | 16.8 | 19.5 | 8.3 | 6.2 | 24.3 | 26.5 | 24.1 | 16.4 | 16 | 23.5 | 23.8 | 0
622 | 20.5 | 14.4 | 22.9 | 21 | 15.7 | 20.4 | 20.4 | 17.4 | 22.2 | 17.9 | 19.1 | 16.5 | 16.1 | 23.8 | 24.2 | 10.5 | 13.6 | 16.7 | 17.4 | 9 | 13.7 | 22.1 | 9.7 | 16.4 | 15.8 | 16.9 | 14.7 | 11.8 | 13.2 | 18 | 14.2 | 16 | 24.4 | 18.4 | 17.6 | 26 | 24.9 | 22.3 | 23.1 | 14.5 | 26 | 11.6 | 19.6 | 23.1 | 26.1 | 15.4 | 16.7 | 15.9 | 16.4 | 18.4 | 7.9 | 6.3 | 23.4 | 25.7 | 23 | 16.1 | 15.3 | 22.8 | 23.1 | 0
623 | 20 | 13.9 | 20.9 | 20.4 | 14.7 | 19.6 | 19.3 | 16.7 | 21.3 | 17.1 | 18.7 | 16 | 15.2 | 23.2 | 23.8 | 10.3 | 13.8 | 16.6 | 17.8 | 9 | 13.4 | 21 | 8.8 | 14.8 | 15.4 | 16 | 14.5 | 12.2 | 13 | 17.4 | 13.8 | 15 | 23.4 | 17.6 | 17 | 24.5 | 24.8 | 21.7 | 22.6 | 14.2 | 25.5 | 11.6 | 18.6 | 22 | 25.4 | 15.8 | 17 | 15.4 | 16.6 | 17.5 | 8.6 | 6.4 | 23.6 | 25 | 21.9 | 15.6 | 14.9 | 22.3 | 22.6 | 0
624 | 18.5 | 13.6 | 19 | 20.3 | 14.2 | 17.9 | 18.3 | 16.2 | 20.4 | 16.7 | 18.5 | 15.2 | 13.5 | 22.5 | 23.4 | 9.9 | 13.8 | 15.2 | 17.9 | 8.1 | 12.7 | 20.3 | 8.3 | 14.3 | 15.2 | 14.8 | 14.3 | 12.4 | 13.6 | 16.3 | 12.7 | 14.4 | 22.7 | 17.4 | 16.5 | 23.9 | 24.4 | 20.8 | 22.2 | 13.6 | 24.1 | 11.1 | 17.1 | 20.9 | 24.6 | 15.9 | 16.4 | 14.7 | 16.7 | 16.2 | 8.8 | 6.1 | 22.9 | 24.1 | 21 | 14.7 | 14.1 | 21.8 | 21.9 | 0
625 | 18.9 | 12.4 | 17.6 | 20.1 | 13.9 | 17 | 17.8 | 15.7 | 19.9 | 16.1 | 18 | 14.8 | 12.1 | 22.2 | 22.8 | 9.9 | 13.4 | 15.2 | 17.6 | 7.7 | 12.8 | 20.1 | 7.1 | 14.4 | 14.7 | 13.9 | 13.4 | 12.9 | 14 | 16 | 11.4 | 14.2 | 22.5 | 17.4 | 16 | 23.5 | 23.8 | 20.2 | 21.6 | 12.6 | 23.5 | 10.8 | 16.4 | 20.3 | 24.1 | 15.9 | 16 | 13.9 | 17.2 | 16.1 | 9.7 | 5.4 | 22.6 | 23.8 | 20.2 | 13.6 | 13.9 | 21.3 | 21.6 | 0
626 | 17.6 | 12.4 | 16.9 | 19.2 | 13.8 | 16.6 | 17.2 | 15.2 | 19.6 | 15.5 | 17.2 | 14.2 | 10.4 | 21.8 | 22.1 | 9.7 | 12.6 | 15.1 | 16.6 | 6.2 | 12.7 | 19.8 | 6.2 | 14.6 | 14.1 | 13.6 | 14.2 | 12.4 | 13.8 | 15.4 | 10 | 14 | 21.1 | 17.6 | 15.7 | 23 | 23 | 19.6 | 21.1 | 12.2 | 23 | 10 | 15.1 | 19.6 | 23.6 | 14.8 | 14.8 | 12.8 | 17.4 | 16 | 10.2 | 4.4 | 21.2 | 23.2 | 20.1 | 12.4 | 13 | 20.8 | 21.6 | 0
627 | 16.9 | 12.2 | 16.2 | 17.5 | 13.9 | 16 | 16.9 | 14.8 | 19.3 | 14.9 | 16.1 | 14 | 9.6 | 21.5 | 21.4 | 9.5 | 11.8 | 15.1 | 15.4 | 5.6 | 12.1 | 19.3 | 4.9 | 14.3 | 13.6 | 12.4 | 13.9 | 11.8 | 12.6 | 15.5 | 9.1 | 14 | 20.5 | 17.3 | 15.8 | 23.5 | 22.4 | 19.1 | 20.6 | 11.6 | 22 | 9.6 | 14.5 | 18.6 | 23.4 | 13.6 | 14.4 | 11.9 | 17.7 | 15.3 | 11.5 | 3.8 | 20.3 | 23.4 | 19.6 | 11.6 | 12.5 | 20.3 | 22.2 | 0
628 | 16.7 | 12.9 | 15.9 | 15.3 | 13.4 | 15.8 | 16.4 | 14.3 | 18.9 | 14.8 | 15.2 | 13.3 | 8.9 | 21.5 | 20.6 | 9.5 | 11.4 | 15.1 | 14.2 | 4.7 | 12.2 | 19.2 | 4.5 | 13.4 | 12.3 | 11.8 | 13.5 | 10.3 | 11.4 | 14.7 | 8.9 | 14.1 | 20 | 16.9 | 15.8 | 23.5 | 21.9 | 18.9 | 20.1 | 11.5 | 21.8 | 8.9 | 12.9 | 18.1 | 23.3 | 12 | 13.9 | 11.5 | 17.4 | 14.9 | 12.1 | 3.9 | 18.6 | 23.2 | 19.1 | 11.3 | 12.3 | 19.9 | 22.7 | 0
629 | 16.1 | 13 | 16.1 | 14.4 | 12.8 | 15.7 | 16.2 | 13.8 | 18.4 | 13.8 | 15 | 13 | 11.2 | 21.4 | 19.7 | 9.1 | 13.2 | 15.1 | 13 | 6.4 | 12.3 | 18.6 | 5 | 14 | 12.3 | 11.8 | 13.4 | 10 | 7 | 16.6 | 13.2 | 14 | 19.5 | 15 | 15.8 | 24 | 21.4 | 18.2 | 19.8 | 11 | 21.3 | 8.6 | 16.8 | 16.9 | 22.8 | 12.4 | 13 | 15.1 | 15.6 | 14.5 | 8 | 1.6 | 18.2 | 22.8 | 19.1 | 12.4 | 12 | 19.6 | 18.4 | 0
630 | 16.3 | 13.3 | 15.5 | 13.4 | 12.9 | 14.9 | 15.7 | 13.8 | 17.9 | 13.9 | 14.2 | 12.8 | 9.7 | 21 | 18.8 | 9 | 13.4 | 15.1 | 14 | 6.7 | 12.4 | 18.2 | 6.7 | 13.3 | 11.3 | 11.8 | 12.9 | 9.6 | 8.7 | 15.5 | 13.9 | 13.9 | 19.3 | 15 | 15.6 | 23.5 | 21.6 | 17.7 | 19.6 | 9.8 | 21 | 9 | 15.7 | 16.5 | 22.5 | 12.5 | 13.5 | 15.5 | 15.1 | 14.2 | 8.6 | 5.3 | 17 | 22.5 | 18.7 | 13.9 | 11.8 | 19.3 | 19.1 | 0
631 | 16.4 | 12.9 | 15.5 | 14.2 | 12.9 | 14.4 | 15.4 | 14.3 | 17.6 | 14 | 13.7 | 13.5 | 9.5 | 20.9 | 18.2 | 8.8 | 14.2 | 14.1 | 15.4 | 8.6 | 12.4 | 17.4 | 8.8 | 13.6 | 11.1 | 11.8 | 12.2 | 10.5 | 11.7 | 15.8 | 14.7 | 13.5 | 19.4 | 15.4 | 15.8 | 22.6 | 22.8 | 17.3 | 19.3 | 9 | 20.6 | 10.7 | 15.9 | 16.5 | 22.5 | 14.3 | 15.7 | 16.4 | 15.1 | 13.7 | 9.3 | 9.8 | 17.3 | 22.2 | 18.5 | 15.7 | 11.2 | 18.7 | 20.6 | 0
632 | 17 | 13.1 | 16 | 16 | 13.2 | 15.1 | 16.6 | 15.6 | 17.9 | 13.4 | 14.4 | 15 | 10 | 21.6 | 18.2 | 8.7 | 15.8 | 14.1 | 17.6 | 10.4 | 12.3 | 17.4 | 12 | 14 | 11.8 | 11.8 | 11.9 | 11.8 | 15.8 | 17 | 15.4 | 15.7 | 20.2 | 15.8 | 15.8 | 22.4 | 24.4 | 18.5 | 20.1 | 9 | 20.5 | 13 | 16.6 | 16.7 | 22.9 | 17 | 18.2 | 17.4 | 15.4 | 15.5 | 10 | 14.4 | 17.4 | 22.6 | 19.6 | 17.8 | 11.8 | 18.3 | 22.8 | 0
633 | 19.6 | 13.7 | 17.1 | 19.5 | 14.9 | 21.3 | 23 | 17.8 | 18.8 | 14.5 | 16 | 18 | 12.7 | 24.5 | 18.9 | 9.2 | 18 | 13.3 | 19.4 | 13.7 | 12 | 23.6 | 14.5 | 16.3 | 15 | 9.6 | 12.4 | 14.5 | 19.4 | 20.3 | 16 | 20.5 | 23.9 | 17.2 | 14.4 | 24.5 | 26.8 | 21.6 | 24 | 11 | 22.5 | 16.1 | 19.9 | 18.4 | 26.6 | 20.7 | 22 | 19.3 | 16.1 | 19.9 | 11.5 | 16.8 | 19.6 | 24.9 | 22.8 | 19.7 | 13.8 | 18.5 | 25 | 0
634 | 22 | 14.7 | 19.8 | 23 | 17.7 | 23.5 | 26.2 | 20.5 | 20.9 | 16.2 | 18.6 | 21.6 | 15.6 | 27.1 | 20.9 | 9 | 20.2 | 13.3 | 21.4 | 16.3 | 12.3 | 26.6 | 17.6 | 18.5 | 16.8 | 10 | 16.1 | 16.9 | 22.5 | 23.7 | 16.8 | 23.8 | 27.3 | 18.8 | 14.6 | 28 | 29 | 24.6 | 27 | 14.6 | 26.2 | 18.9 | 23.4 | 19.8 | 29.2 | 24.2 | 25 | 21 | 16.5 | 24.3 | 13.4 | 17.5 | 21.4 | 27.5 | 25.6 | 21.7 | 15.1 | 20 | 27 | 0
635 | 24 | 16.6 | 22.8 | 26.4 | 19.3 | 25.8 | 27.7 | 23.2 | 23.5 | 18.4 | 21.4 | 25.4 | 19 | 28.5 | 23.4 | 9.3 | 22 | 15.8 | 22.8 | 19.2 | 12.8 | 28.1 | 19.6 | 21.4 | 18.5 | 11.3 | 19.6 | 19.6 | 24.4 | 27 | 17.6 | 26.3 | 29.3 | 21.3 | 14.6 | 31.1 | 31 | 27.7 | 29.8 | 17.7 | 29.4 | 21.4 | 27.6 | 22.3 | 31.6 | 27.2 | 28 | 23 | 17 | 26.6 | 15.8 | 16.2 | 24.4 | 29.2 | 28.2 | 23.6 | 17.1 | 22.1 | 28.4 | 0
636 | 25.8 | 17.7 | 25.7 | 28.3 | 21.2 | 27.3 | 29.5 | 25.3 | 26.3 | 20.5 | 24.1 | 28.1 | 20.7 | 28.6 | 26 | 9.4 | 22.8 | 17.5 | 24.5 | 20.6 | 14.6 | 28.8 | 21.9 | 22.8 | 19.9 | 14.6 | 22.3 | 21 | 25.9 | 28.1 | 18.6 | 27 | 30.4 | 23.3 | 15.6 | 33 | 32 | 28.7 | 31.9 | 20.6 | 31.7 | 22.8 | 29.9 | 24.8 | 33.1 | 29 | 29.4 | 24.1 | 17.2 | 27.6 | 17.6 | 14.9 | 26.2 | 30 | 29.9 | 25.5 | 19.1 | 24.6 | 29.4 | 0
637 | 27.3 | 18.5 | 27.5 | 29.6 | 22.6 | 28 | 30.1 | 26.7 | 28.5 | 21.7 | 25.7 | 29.5 | 22.1 | 28.9 | 27.8 | 9.8 | 22.6 | 19 | 25.2 | 22.2 | 15.7 | 30.4 | 22.7 | 24.1 | 20.5 | 16.6 | 23.1 | 22.3 | 26.7 | 28.3 | 19.3 | 27.5 | 31.8 | 25.6 | 18.7 | 34.5 | 32.4 | 29.6 | 32.5 | 21.6 | 32.3 | 23.6 | 31.5 | 25.6 | 34.4 | 30.2 | 30.8 | 25.1 | 17.7 | 29.6 | 19 | 13.5 | 29 | 30.3 | 30.4 | 26.6 | 20.3 | 26.6 | 29.7 | 0
638 | 28.2 | 19.9 | 28.8 | 30 | 22.8 | 28.9 | 31.3 | 27.4 | 30.2 | 22.9 | 26.4 | 29 | 22 | 29.1 | 29.2 | 9.6 | 21.4 | 19.3 | 25.6 | 22.6 | 16.3 | 31 | 23 | 24.2 | 21.3 | 18.1 | 23.3 | 22.6 | 27.4 | 26.8 | 19.6 | 27.5 | 32.4 | 26.8 | 19.3 | 33 | 32 | 30.1 | 33.1 | 22.2 | 31.9 | 23.6 | 31.2 | 28.4 | 33.3 | 30.4 | 31.2 | 25.2 | 18.2 | 30 | 19 | 13.4 | 30.8 | 30.5 | 30.9 | 27 | 21.6 | 28.2 | 29.8 | 0
639 | 28.5 | 20.9 | 29.6 | 30.7 | 22.9 | 29.5 | 31.1 | 27.6 | 31 | 23.4 | 26 | 27.5 | 22.4 | 29.1 | 29.9 | 9.6 | 19.9 | 20 | 24.7 | 23.5 | 16.3 | 31.1 | 21.4 | 24.8 | 22 | 18.5 | 23.8 | 23.2 | 27.3 | 25.8 | 19.2 | 27 | 32.5 | 27.8 | 19.5 | 33.2 | 31.5 | 30.3 | 32.5 | 22.6 | 30.7 | 23.3 | 31.1 | 29.3 | 32.9 | 30.4 | 32 | 25.3 | 19.1 | 30.1 | 18.4 | 13.2 | 33.3 | 30 | 31.4 | 26.1 | 22.3 | 29.1 | 29.3 | 0
640 | 28.4 | 20.5 | 29.7 | 30.5 | 22.8 | 29.3 | 30.1 | 27.3 | 30.8 | 23.4 | 25.3 | 25.1 | 21.7 | 28.2 | 30.2 | 8.7 | 18.3 | 20 | 23.5 | 22.6 | 16.3 | 30.7 | 19.9 | 24.4 | 22.1 | 18.6 | 24.4 | 22.7 | 27 | 24.4 | 18.4 | 26.5 | 33.1 | 27.4 | 19.2 | 32.1 | 30.4 | 30 | 31.5 | 22.1 | 30.9 | 22.3 | 29.8 | 29.3 | 32.6 | 29.5 | 31.3 | 24.7 | 19.5 | 30.2 | 16.7 | 13.3 | 33.6 | 29.5 | 31.4 | 24.5 | 22.3 | 29.2 | 28.6 | 0
641 | 27.9 | 20.1 | 29.3 | 30.2 | 22.3 | 29.1 | 28.3 | 26.5 | 30 | 23.4 | 24.4 | 23 | 21.4 | 27.1 | 30 | 8.5 | 17.2 | 20 | 21.8 | 21.4 | 16.2 | 29.3 | 17.6 | 24.2 | 21.9 | 18.7 | 23.7 | 22 | 25.6 | 24 | 17.2 | 25.6 | 33 | 26.7 | 18.3 | 31.6 | 29.4 | 29 | 30 | 21.8 | 30.5 | 21 | 29 | 28.8 | 31.5 | 28 | 30 | 24 | 19.4 | 29.6 | 15 | 12.2 | 33.2 | 29.7 | 31.1 | 22.4 | 22.3 | 28.6 | 27.4 | 0
642 | 26.5 | 18.9 | 28.3 | 28.4 | 19.8 | 27.4 | 26.7 | 25.3 | 28.6 | 23 | 23.8 | 21.1 | 19.7 | 26.1 | 29.6 | 7.6 | 16.4 | 20.3 | 20.8 | 18.1 | 15.3 | 28.6 | 16.4 | 22.5 | 19.9 | 18.6 | 22.6 | 19.8 | 23.8 | 22.9 | 16.3 | 22.5 | 31.4 | 25 | 16.5 | 30.6 | 28 | 26.1 | 28 | 19.8 | 29.1 | 19 | 26.8 | 28 | 29.5 | 25.4 | 26.7 | 22.6 | 18.2 | 28 | 13.1 | 10.7 | 30 | 28.5 | 29.4 | 20.8 | 19.8 | 27.6 | 26.1 | 0
643 | 24.3 | 17.1 | 26.3 | 26.3 | 17.1 | 25.3 | 25 | 24 | 27 | 21.4 | 22.9 | 20.1 | 18.4 | 25.5 | 28.9 | 7.7 | 16 | 18.8 | 19.9 | 15.2 | 14.5 | 27.9 | 14.9 | 20.9 | 17.4 | 18.3 | 20.8 | 17.6 | 21.1 | 22.3 | 15.7 | 20.2 | 29.7 | 23.7 | 16.1 | 29.3 | 27 | 24.3 | 26.6 | 17.6 | 27.9 | 17 | 25.2 | 26.8 | 28 | 22.7 | 23.3 | 21.4 | 16.5 | 25.1 | 11.8 | 8.2 | 27.1 | 27.5 | 26.9 | 19.7 | 17.5 | 26.3 | 24.5 | 0
644 | 22.4 | 15.8 | 24.8 | 23.4 | 15.9 | 22.8 | 23.2 | 22.7 | 25.5 | 19 | 21.8 | 19.4 | 16.4 | 24.8 | 28.4 | 7.7 | 15.6 | 17.8 | 19.8 | 12 | 13.8 | 27 | 14 | 18.4 | 16.4 | 15.9 | 19.2 | 15 | 18.6 | 20.8 | 15.6 | 18.8 | 27.9 | 22.4 | 16 | 28.8 | 26 | 23.6 | 25.7 | 15.8 | 26 | 15 | 22.8 | 25.8 | 27.5 | 20 | 19.6 | 20 | 14.4 | 22.2 | 10.6 | 6.2 | 23.8 | 27 | 25.6 | 19.4 | 15.7 | 25.2 | 23.2 | 0
645 | 20.9 | 15 | 22.4 | 21.4 | 14.6 | 20.9 | 22 | 21.4 | 23.8 | 16.7 | 20.1 | 19.3 | 15.5 | 24.6 | 27.7 | 7.3 | 15.2 | 16.8 | 19.4 | 10.8 | 13.3 | 25.6 | 12.2 | 16.9 | 14.9 | 14.1 | 18 | 13.6 | 16.1 | 19.9 | 15.7 | 17.5 | 26.5 | 21.9 | 15.4 | 27.8 | 25.6 | 22.5 | 24.9 | 15 | 25.2 | 13.8 | 21.5 | 24.7 | 27.2 | 18.4 | 17.6 | 19.2 | 13 | 20.6 | 10 | 4.4 | 23 | 26.5 | 23.9 | 19.2 | 15.6 | 23.9 | 22 | 0
646 | 19.2 | 14.6 | 21.2 | 19.6 | 14 | 19.9 | 21 | 20.3 | 22.5 | 15.5 | 18.5 | 18.7 | 14.3 | 23.5 | 27 | 7 | 14.7 | 16.1 | 19.5 | 9.8 | 12.8 | 24.3 | 11 | 15 | 14.1 | 14 | 17.3 | 12.5 | 14.6 | 18.4 | 15.8 | 16.5 | 25 | 21.1 | 13.7 | 27 | 25.2 | 22 | 24.5 | 14.5 | 24.3 | 12.9 | 19.6 | 23.4 | 26.4 | 17.4 | 16.2 | 18 | 12.5 | 19.6 | 9 | 4.2 | 22.5 | 25.7 | 22.9 | 18.9 | 14.6 | 22.9 | 21.5 | 0
647 | 18.8 | 14.3 | 21.2 | 19 | 13.8 | 19.8 | 20.1 | 19.2 | 21.5 | 14.2 | 17 | 18 | 14.2 | 23 | 26.2 | 6.3 | 14.2 | 16.1 | 19 | 10 | 12.8 | 22.1 | 9.2 | 14.2 | 14.8 | 13.6 | 17.3 | 12.4 | 13.5 | 17.8 | 15.6 | 16.2 | 24.3 | 20.4 | 13.5 | 26.2 | 25 | 20.8 | 24 | 13.8 | 23.7 | 12.6 | 18.8 | 22.8 | 25.7 | 17.4 | 16.2 | 17.2 | 13 | 18.6 | 8 | 4.2 | 23.4 | 25.6 | 22.6 | 18 | 13.4 | 22.4 | 21.2 | 0
648 | 18.1 | 14 | 21.2 | 18.4 | 12.8 | 19.4 | 19.7 | 18.5 | 20.5 | 14.3 | 16.5 | 16.7 | 13.4 | 22.6 | 25.4 | 6 | 13.9 | 14.1 | 18.7 | 9.1 | 12.6 | 20.8 | 8.5 | 13 | 14.6 | 12.1 | 15.7 | 11.9 | 13.1 | 16.9 | 15.1 | 15.4 | 23.6 | 18.7 | 13 | 25.5 | 24.4 | 20.1 | 23.1 | 13 | 22.9 | 12 | 17.3 | 21.9 | 25.4 | 17.2 | 15.6 | 15.9 | 14 | 17.9 | 6.6 | 4.7 | 22.8 | 25 | 21.9 | 16.7 | 12.6 | 21.9 | 21.3 | 0
649 | 17.2 | 13.9 | 21 | 18.4 | 12.8 | 18.4 | 19.6 | 18.2 | 19.9 | 13.4 | 16.3 | 15.6 | 13.4 | 22.1 | 24.6 | 5.3 | 13.7 | 14.1 | 17.6 | 8.5 | 12.2 | 20.6 | 7.3 | 13 | 14.6 | 12 | 15.4 | 11.9 | 12.1 | 17.1 | 14.2 | 15 | 23 | 17.3 | 12.4 | 25.2 | 23.8 | 19.7 | 22.6 | 11.8 | 22.5 | 11.4 | 17.1 | 21 | 24.8 | 16.9 | 15.4 | 15 | 15.3 | 17.5 | 5.8 | 4.1 | 22.6 | 24.5 | 20.7 | 14.8 | 12 | 21.4 | 21.1 | 0
650 | 17.5 | 13.9 | 20.5 | 17.6 | 12.3 | 17.9 | 18.8 | 17.9 | 19.6 | 12.8 | 16.7 | 14.4 | 12.8 | 21.8 | 23.9 | 5.1 | 13.6 | 14 | 16.4 | 7 | 11.8 | 20.2 | 6.8 | 12.8 | 14.3 | 11.6 | 14.5 | 11.2 | 10.8 | 17 | 13.4 | 14.8 | 22.9 | 15.6 | 12 | 24.8 | 22.8 | 19.7 | 22.3 | 11 | 22.2 | 10.4 | 16.5 | 20.8 | 23.9 | 15.8 | 14.2 | 14.2 | 16 | 16.6 | 5.4 | 3 | 20.8 | 24 | 20.5 | 13.2 | 11.6 | 21 | 20.6 | 0
651 | 16.9 | 13.5 | 20 | 16.9 | 12.8 | 17.1 | 18.1 | 17.7 | 19.3 | 12.4 | 16.5 | 13.8 | 12.9 | 21.6 | 23.2 | 5 | 13.5 | 14 | 14.6 | 6.6 | 11.5 | 19.6 | 5.5 | 13.6 | 14 | 10.8 | 14.3 | 11 | 8.8 | 17.5 | 12.8 | 14.5 | 21.5 | 15 | 12.2 | 23.8 | 22.2 | 19.1 | 22 | 10.6 | 21.4 | 9.6 | 17.1 | 19.8 | 23.7 | 14.6 | 13.6 | 14.3 | 16.3 | 16 | 6 | 1.1 | 20.1 | 24 | 20.2 | 12 | 11 | 20.6 | 19.6 | 0
652 | 16.1 | 13.2 | 19.6 | 15.4 | 12.3 | 17.9 | 17.5 | 17.4 | 19 | 12 | 16.1 | 13.2 | 11.9 | 21.6 | 22.4 | 4.5 | 13.3 | 13.8 | 13.6 | 5.8 | 11.1 | 19.1 | 5.2 | 13.7 | 14 | 10.6 | 13.6 | 10.2 | 7.4 | 17 | 12.8 | 14 | 20.9 | 14.6 | 12.1 | 23.3 | 21.5 | 19 | 21.5 | 10.6 | 21.2 | 8.7 | 16.8 | 19.2 | 22.9 | 13.1 | 12.7 | 14.4 | 16 | 15.4 | 6.9 | 0.6 | 18.6 | 23.2 | 19.8 | 11.8 | 10.6 | 20.4 | 18.8 | 0
653 | 15.9 | 13.4 | 19.1 | 14.2 | 10.9 | 18.2 | 17.1 | 17.1 | 18.6 | 12 | 13.9 | 16.2 | 8.4 | 21.3 | 21.7 | 4.4 | 14.6 | 13.8 | 15.8 | 8.4 | 11 | 19.6 | 5.6 | 9.6 | 13.9 | 10.4 | 13.3 | 10.4 | 8.5 | 16 | 14.4 | 14 | 20.4 | 20 | 11.5 | 23.3 | 23 | 18.1 | 21.2 | 10.6 | 20.4 | 11 | 14.7 | 19.2 | 22.9 | 12.6 | 13 | 13.4 | 11.6 | 14.5 | 6 | 0 | 20.2 | 23 | 19.5 | 15.5 | 9.8 | 20.3 | 19 | 0
654 | 15.9 | 12.8 | 18.6 | 13.5 | 10.3 | 17.6 | 16.7 | 16.1 | 18.2 | 11.9 | 12.6 | 15.5 | 7.4 | 21 | 21 | 4.1 | 14.6 | 13.8 | 16.2 | 7.8 | 10.7 | 18.1 | 7.1 | 8.6 | 12.9 | 9.6 | 13 | 9.5 | 9.5 | 15.7 | 14.7 | 14 | 19.5 | 19.2 | 11 | 22.8 | 22.6 | 16.1 | 20.9 | 10 | 19.9 | 10.8 | 14 | 18.6 | 23.6 | 13.5 | 14.1 | 13.2 | 11.9 | 13.9 | 6 | 3.1 | 18.3 | 22.7 | 19.3 | 15.9 | 10.1 | 20.2 | 19.6 | 0
655 | 15.7 | 12.8 | 17.7 | 14.5 | 10.4 | 17.8 | 16.6 | 15.7 | 18.3 | 11.6 | 12.9 | 16.1 | 8 | 20.7 | 21 | 3.7 | 14.5 | 13.8 | 17 | 8.8 | 10.5 | 17.8 | 9.5 | 9.1 | 11.1 | 9.6 | 12.9 | 10.3 | 12.3 | 16.1 | 14.9 | 14 | 19 | 19.7 | 10.4 | 22.4 | 23 | 16 | 20.6 | 8.8 | 19.3 | 11.6 | 15.1 | 18.5 | 23.7 | 15.7 | 16.8 | 14 | 13.6 | 12.8 | 7.1 | 7.8 | 18.4 | 22.5 | 19.3 | 16.3 | 10 | 19.6 | 21.2 | 0
656 | 16.4 | 12.7 | 17.4 | 16 | 11.3 | 18 | 17.5 | 16.2 | 19 | 11 | 13.5 | 17 | 9.4 | 21.6 | 21.6 | 4.1 | 14.8 | 13.8 | 18.8 | 9.8 | 10.3 | 19.1 | 12.6 | 10.6 | 11.2 | 9.6 | 12.6 | 11.4 | 15.4 | 17.4 | 15.4 | 15.3 | 19.9 | 20 | 10.2 | 25.6 | 24.2 | 17.1 | 21.5 | 9 | 19.3 | 12.8 | 17 | 18.3 | 23.7 | 18.8 | 19.4 | 15.6 | 15.4 | 14.5 | 8 | 12.2 | 18.4 | 22.7 | 20.4 | 17.2 | 10.6 | 19.4 | 23.4 | 0
657 | 19.7 | 13.1 | 17.6 | 19.5 | 14.4 | 22.2 | 23.1 | 17.6 | 20.3 | 13.6 | 16.3 | 20.2 | 12.7 | 24.7 | 22.6 | 6.7 | 14.9 | 13.2 | 20.6 | 13.3 | 10.7 | 23.4 | 15.5 | 13.7 | 15.2 | 11 | 15.1 | 14.8 | 19.3 | 19.4 | 15.7 | 20.8 | 23.3 | 21.5 | 11 | 24 | 26.5 | 21.2 | 24 | 11.6 | 20.8 | 15.3 | 20.8 | 20.5 | 25.8 | 21.7 | 23 | 18.3 | 18.2 | 18.8 | 10.6 | 15.5 | 21.5 | 24.6 | 23.9 | 18.1 | 11.7 | 19.7 | 26.1 | 0
658 | 22 | 14.2 | 19.4 | 22.8 | 17.4 | 23.9 | 25.5 | 19.5 | 22.5 | 17.4 | 18.7 | 23.5 | 16 | 26 | 24 | 8.6 | 15.4 | 13.2 | 22.6 | 16.4 | 12.6 | 24.6 | 18.1 | 16.8 | 16.9 | 13.8 | 17.2 | 18 | 22.3 | 21.5 | 16.4 | 24.4 | 26.3 | 21.9 | 13.3 | 27.5 | 28.9 | 25.2 | 26.5 | 15.6 | 21.9 | 18 | 24 | 24.4 | 28.8 | 24.2 | 25.7 | 21.1 | 20.1 | 21.8 | 13 | 16.6 | 23.7 | 27.5 | 26.5 | 19.4 | 16.2 | 21.4 | 28.3 | 0
659 | 24.5 | 15.7 | 21.7 | 26.4 | 19.9 | 26.2 | 26.6 | 21.2 | 25.2 | 20.5 | 21.6 | 27.4 | 19.4 | 27.6 | 25.5 | 11.1 | 15.8 | 16.2 | 24 | 20.4 | 15.3 | 25.8 | 19.8 | 20 | 18.4 | 16.7 | 21.1 | 22 | 25 | 23.4 | 17 | 25.6 | 28.9 | 22.6 | 15.3 | 30.5 | 31.4 | 27.7 | 28.1 | 18.8 | 24.3 | 21 | 27.2 | 27.8 | 31 | 25.8 | 28.6 | 23.6 | 21.8 | 24.8 | 16 | 16.2 | 27.2 | 28.4 | 27.7 | 20.6 | 18.5 | 23.5 | 30 | 0
660 | 26.6 | 18.4 | 24.2 | 28.2 | 21.8 | 28.1 | 28.5 | 22.4 | 27.8 | 21.9 | 22.4 | 29.2 | 21.1 | 28.5 | 27 | 13.3 | 16.5 | 22.2 | 25.2 | 22.4 | 17.1 | 27 | 20.9 | 21.9 | 19.6 | 18.7 | 23.9 | 24.2 | 26.3 | 24.5 | 18 | 26.9 | 29.9 | 22.1 | 16.2 | 31 | 32.9 | 29.2 | 29.8 | 21 | 29.2 | 23 | 28.3 | 29.8 | 32.6 | 27.1 | 30.2 | 24.9 | 21.8 | 27.9 | 17.3 | 14.8 | 28.1 | 30.2 | 28.5 | 21.8 | 21.7 | 25.6 | 30.6 | 0
661 | 27.4 | 18.7 | 25.8 | 29.9 | 22.7 | 29.5 | 29.7 | 23 | 29.8 | 23.5 | 23.1 | 30.1 | 22.5 | 29 | 28 | 15.1 | 16.9 | 22.2 | 25.3 | 24.3 | 17.9 | 28.2 | 21.2 | 23.3 | 20.5 | 19.4 | 24.4 | 26.2 | 27.7 | 24.9 | 18.4 | 27.6 | 31 | 22.9 | 16.8 | 31.6 | 33.7 | 30 | 30.4 | 21.6 | 30.6 | 24.4 | 29.2 | 31.2 | 33.4 | 28 | 32.1 | 25.6 | 21.8 | 29.9 | 18.5 | 13.8 | 30 | 30.2 | 29.9 | 22.3 | 23.7 | 26.7 | 30.7 | 0
662 | 28.5 | 18.7 | 27 | 30.2 | 23.3 | 29.4 | 30.4 | 23.2 | 31.3 | 23.1 | 22.4 | 28.8 | 22.6 | 28.6 | 28.7 | 16.5 | 17.2 | 22.4 | 25.2 | 24.4 | 18 | 29.4 | 21.2 | 23.8 | 21.2 | 20.7 | 25 | 26.4 | 28.2 | 24.6 | 18.6 | 27.4 | 31.6 | 23.8 | 17.8 | 31.5 | 33.4 | 30.5 | 31.4 | 23 | 31.8 | 24.6 | 29 | 32 | 34.1 | 29 | 33 | 25.2 | 21.1 | 30.8 | 18 | 13.2 | 30.4 | 30.1 | 30.5 | 22.2 | 24.2 | 27.3 | 30 | 0
663 | 28.5 | 18.8 | 27.6 | 31.1 | 23.3 | 30.2 | 30.4 | 23.2 | 31.9 | 24.2 | 22.7 | 27.7 | 23.1 | 28.5 | 29.1 | 17.5 | 17 | 22.4 | 24.3 | 25 | 18.6 | 30.6 | 20.6 | 24.5 | 21.4 | 21.4 | 25.3 | 26.8 | 28.9 | 24 | 17.9 | 27.4 | 32.4 | 26.4 | 18.3 | 31 | 32.9 | 30.5 | 30.8 | 23.4 | 31.7 | 24.4 | 29.7 | 32.4 | 31.8 | 29.5 | 34 | 24.8 | 21.2 | 31.4 | 17.9 | 13.2 | 32.6 | 30.1 | 31 | 21.1 | 24.9 | 27.6 | 29.3 | 0
664 | 28.5 | 18.2 | 27.7 | 30.8 | 23.3 | 29.7 | 29.9 | 23.1 | 31.6 | 23.5 | 22.2 | 25.6 | 22.5 | 28.1 | 29.5 | 17.5 | 16.6 | 22.4 | 23.5 | 23.9 | 19 | 30.9 | 19.8 | 24.5 | 21.3 | 21.7 | 25.1 | 25.6 | 28.2 | 23.3 | 17 | 26.9 | 32.5 | 27.8 | 18.2 | 29.6 | 31.7 | 30.2 | 30.5 | 23.2 | 31.5 | 23.2 | 29.6 | 32.3 | 31.2 | 29.2 | 33.1 | 24 | 20.7 | 31.2 | 16.7 | 12.7 | 32.9 | 29.9 | 30.6 | 19.8 | 24.7 | 28.1 | 28.1 | 0
665 | 28.1 | 16.6 | 27.7 | 30.6 | 22.8 | 29.6 | 28.4 | 22.6 | 30.5 | 23.7 | 22.4 | 24.4 | 21.8 | 27.5 | 29.6 | 15.7 | 16 | 22.4 | 22.4 | 22.8 | 18.4 | 31 | 18.4 | 24.4 | 20.9 | 21.7 | 24.6 | 24.4 | 26.8 | 22.6 | 15.8 | 25.9 | 32.8 | 28.6 | 17.2 | 29 | 30.6 | 29.3 | 29.6 | 22.6 | 30.9 | 22 | 29.6 | 31.9 | 31 | 27.6 | 31.4 | 23.4 | 20.4 | 30.6 | 16 | 11.4 | 33.4 | 29.4 | 30.5 | 18.2 | 23.7 | 28.2 | 27 | 0
666 | 27.1 | 15.1 | 27.8 | 28.6 | 20.4 | 28.5 | 27 | 21.5 | 28.9 | 24.3 | 21.3 | 22.7 | 19.5 | 26.1 | 29.4 | 13.7 | 15.6 | 21.7 | 21.7 | 19.7 | 17.2 | 28.5 | 16.9 | 23.1 | 19.4 | 21.5 | 22.4 | 21.5 | 23.7 | 21.8 | 15.2 | 25.1 | 30.7 | 26.4 | 16.6 | 28.2 | 29 | 26.7 | 27.4 | 20.6 | 29.4 | 20.2 | 27.7 | 28.9 | 30.2 | 25.1 | 27.7 | 22.4 | 18.9 | 29.1 | 14.2 | 8.9 | 30.5 | 28.3 | 29.4 | 17.2 | 22.4 | 28.1 | 25.5 | 0
667 | 24.6 | 15.1 | 26.6 | 26.7 | 18.3 | 25.5 | 25 | 19.9 | 27.1 | 22 | 20.6 | 22.1 | 17.2 | 25.1 | 28.6 | 11.5 | 15 | 21.7 | 20.7 | 17.3 | 15.8 | 26.9 | 15 | 21.2 | 17 | 19.7 | 20.8 | 19.1 | 20.9 | 20.7 | 14.7 | 23.5 | 28.8 | 23.7 | 15.4 | 28 | 27.6 | 24.5 | 26.2 | 17 | 28.1 | 18.8 | 25.5 | 27.1 | 28.1 | 21.9 | 24.3 | 21.4 | 17.4 | 25.9 | 13.4 | 6.3 | 28.1 | 27.5 | 27.5 | 16.6 | 21.2 | 27.1 | 24.2 | 0
668 | 22.6 | 15.1 | 24 | 24 | 16.8 | 23 | 23.3 | 18.1 | 25.5 | 20 | 19 | 21.2 | 14.2 | 24.9 | 27.4 | 10.2 | 14.8 | 21.8 | 19.8 | 14.2 | 14.8 | 24.8 | 13.2 | 18.6 | 15.9 | 17.7 | 17.7 | 16.4 | 18.2 | 19.4 | 14.8 | 22.2 | 27.8 | 20 | 14.7 | 27.2 | 26.2 | 23.2 | 25.3 | 15 | 27.5 | 17.2 | 22.2 | 25.2 | 27.1 | 19 | 21 | 20 | 15.4 | 23.4 | 12 | 4.2 | 24.4 | 27.3 | 26.4 | 16.6 | 20.5 | 26.1 | 23 | 0
669 | 20.9 | 14.1 | 21.5 | 22.5 | 16 | 21.6 | 22.6 | 16.8 | 23.7 | 19 | 18.5 | 21.3 | 12.5 | 24.6 | 26.1 | 9.5 | 14.4 | 21.8 | 18.5 | 13.1 | 14 | 28 | 11.4 | 16.4 | 14 | 16.2 | 15.7 | 15.4 | 17.4 | 18.1 | 14.7 | 20.5 | 26.6 | 18.4 | 14 | 26.5 | 25.4 | 21.3 | 24.6 | 13.8 | 27.1 | 16.3 | 20.1 | 24.3 | 26.7 | 17 | 19.7 | 18.9 | 14.5 | 22.3 | 11.8 | 3.7 | 23.6 | 26.9 | 24.9 | 16.6 | 19.6 | 24.7 | 22.4 | 0
670 | 19.2 | 13.6 | 20.2 | 20.7 | 15.4 | 20.5 | 22.4 | 16.1 | 22.5 | 17.6 | 17.5 | 20.4 | 10.9 | 23.9 | 25.1 | 8.9 | 14.4 | 22 | 17.7 | 11.6 | 13.5 | 21.5 | 10.2 | 14.5 | 13.8 | 16 | 15.6 | 14.4 | 17 | 17 | 14.8 | 19.3 | 24.8 | 17.5 | 13.3 | 25.2 | 24.7 | 20.3 | 24.6 | 13.6 | 26.9 | 15.3 | 18 | 22.7 | 26.3 | 16.5 | 18.9 | 17.7 | 13.6 | 21.4 | 10.7 | 4.3 | 22.4 | 25.9 | 24.4 | 16.9 | 19.4 | 23.7 | 22 | 0
671 | 18.2 | 13.6 | 20.1 | 20 | 15.3 | 20.1 | 21.3 | 15.4 | 21.8 | 16.7 | 17.4 | 19.8 | 10.8 | 23.1 | 24.4 | 8 | 14.4 | 22 | 17 | 11.4 | 13 | 20.8 | 9.2 | 13.6 | 12.9 | 15.4 | 16.6 | 14.4 | 17.4 | 16.4 | 14.6 | 18.8 | 23.5 | 18.8 | 12.8 | 24 | 24.6 | 20.1 | 24.1 | 13.4 | 25.9 | 14.6 | 17.5 | 22.7 | 25.2 | 16.8 | 19 | 17 | 13.6 | 20.4 | 10 | 5.4 | 23.4 | 24.9 | 24 | 16.8 | 19.2 | 23 | 22 | 0
672 | 17.8 | 13.6 | 20 | 18.4 | 14.8 | 20.2 | 20.4 | 14.7 | 21.1 | 14.8 | 16.3 | 18 | 10.4 | 22 | 23.7 | 8.2 | 14.8 | 21 | 17.1 | 9.9 | 12.2 | 19.9 | 8.6 | 12.9 | 11.5 | 14 | 15.9 | 13.4 | 16.4 | 16.4 | 14.7 | 18.3 | 22.7 | 19.5 | 11.8 | 23.2 | 24.4 | 19.8 | 23.6 | 12.5 | 24.8 | 13.5 | 16.7 | 22.7 | 24.4 | 17.5 | 17.9 | 16.1 | 13 | 19 | 7.9 | 5.7 | 22.5 | 24.6 | 23.5 | 16.8 | 18.7 | 22.3 | 21.7 | 0
673 | 17.3 | 13.5 | 19.7 | 17.5 | 14.8 | 19.3 | 20 | 14.1 | 20.7 | 13.9 | 16.1 | 17 | 10.7 | 21.5 | 23 | 8.3 | 14.9 | 19.8 | 17 | 9.3 | 12.3 | 19 | 7.8 | 12.9 | 11.1 | 14 | 15.1 | 13 | 15 | 16.7 | 14.5 | 17.9 | 22.4 | 20.8 | 11.3 | 23.5 | 24.5 | 19.5 | 23.1 | 11.5 | 23.6 | 12.7 | 16.8 | 22.7 | 23.6 | 17.5 | 16.7 | 15.7 | 12.9 | 18.1 | 6.6 | 4.7 | 22.8 | 24.6 | 22.7 | 16.4 | 17.9 | 22.2 | 21.3 | 0
674 | 16.7 | 12.8 | 19.1 | 16 | 14.8 | 19 | 19.4 | 13.5 | 20.5 | 12.7 | 15.2 | 15.8 | 10.2 | 21.4 | 22.3 | 8.5 | 15.2 | 19.7 | 17.2 | 8 | 11.9 | 18.1 | 7 | 12.4 | 11 | 14 | 15.1 | 11.8 | 12.2 | 17 | 14.6 | 17.7 | 21.8 | 20.7 | 10.9 | 23.7 | 24.2 | 19.3 | 22.6 | 10.7 | 22.3 | 11.8 | 16.2 | 22.3 | 22.6 | 16.6 | 14.4 | 15 | 12 | 17.9 | 5 | 2.4 | 21.4 | 24.5 | 21.8 | 16.2 | 17.2 | 22.6 | 20.4 | 0
675 | 15.8 | 10.8 | 18.5 | 15.5 | 14.8 | 18.3 | 18.9 | 13.2 | 20.3 | 12.8 | 15.2 | 16.1 | 10.1 | 21 | 21.6 | 7.6 | 15 | 19.7 | 16.7 | 8.3 | 11.6 | 17.5 | 6 | 11.9 | 10.6 | 12.3 | 14.9 | 11.6 | 10.2 | 17 | 14.4 | 17.5 | 21.8 | 21 | 10.3 | 23.5 | 24 | 18.8 | 22.2 | 10.4 | 21.6 | 11.5 | 16.1 | 21.8 | 22 | 14.9 | 13.2 | 14.6 | 11.8 | 18 | 5.1 | 0.1 | 21.7 | 24.1 | 21.8 | 15.8 | 16.9 | 23 | 19.7 | 0
676 | 16.9 | 10.6 | 17.9 | 14.4 | 14.4 | 17.1 | 18.4 | 13.3 | 19.8 | 12.7 | 14.3 | 15.8 | 9 | 20.9 | 21.2 | 7.5 | 14.9 | 19.6 | 16.3 | 7.8 | 11.5 | 17.5 | 5.4 | 10.6 | 9.6 | 10.9 | 13.9 | 10.6 | 8.4 | 16.6 | 14.5 | 17.1 | 21.5 | 20.1 | 10.3 | 23.2 | 23.4 | 18.5 | 22.1 | 10 | 21.3 | 11 | 15.1 | 21.5 | 21.9 | 13.3 | 12.2 | 13.8 | 11.2 | 18.3 | 5.1 | 1.1 | 20.3 | 23.5 | 21.5 | 15.6 | 16.9 | 22.8 | 19 | 0
677 | 16.4 | 10.2 | 17.4 | 15.2 | 13.9 | 16.5 | 18.1 | 13.4 | 18.9 | 11.8 | 14.2 | 17 | 8 | 20.7 | 21.2 | 7.4 | 14 | 19.5 | 15.2 | 8 | 11.5 | 17 | 4 | 13.4 | 8.9 | 11.4 | 13.8 | 10 | 10.4 | 13 | 14 | 16.4 | 20.6 | 16.4 | 10.3 | 22.2 | 21 | 18.5 | 21.8 | 9.7 | 20.7 | 12.4 | 12.5 | 20.8 | 21.3 | 13.4 | 14.6 | 14 | 11 | 17 | 6 | 7.8 | 20.4 | 23.4 | 21.5 | 14 | 16.5 | 22.1 | 18.2 | 0
678 | 16.1 | 9.6 | 16.8 | 14.5 | 13.8 | 16.3 | 17.5 | 13.1 | 18 | 10.8 | 14.6 | 17 | 7.1 | 20.5 | 21.2 | 6.8 | 14 | 19.5 | 15.8 | 7.2 | 11.8 | 17 | 5.8 | 13.1 | 7.5 | 10.8 | 13.6 | 10 | 11.1 | 12.4 | 14.5 | 15.7 | 19.6 | 16.6 | 10.2 | 22.5 | 21.1 | 17.2 | 21.5 | 9.4 | 20.4 | 12.6 | 11.3 | 20.2 | 20.8 | 14.2 | 15 | 13.5 | 11 | 16.9 | 5.6 | 9.2 | 17.5 | 23.2 | 21 | 14.4 | 16.1 | 21.4 | 18.6 | 0
679 | 17.1 | 8.3 | 16.3 | 15.1 | 13.3 | 15 | 17.3 | 13 | 18.3 | 10.7 | 14.8 | 17.5 | 8.4 | 20.2 | 21 | 6.5 | 13.9 | 18.5 | 17 | 8.3 | 11.1 | 15.9 | 8.7 | 14.2 | 7.1 | 10.8 | 13.4 | 11.5 | 13.4 | 13.2 | 14.9 | 16.3 | 19 | 16.9 | 9.7 | 22.5 | 22 | 15.7 | 21.3 | 9 | 20 | 13.6 | 11.7 | 20.2 | 20.7 | 16.3 | 17.1 | 13.9 | 12.3 | 15 | 6.4 | 10.2 | 16.9 | 23.1 | 21 | 15.2 | 16.2 | 21.4 | 20.2 | 0
680 | 17.7 | 8 | 15.8 | 16.8 | 13.4 | 16.5 | 17.9 | 13.6 | 19.1 | 10.2 | 15.4 | 18.8 | 9.6 | 21.4 | 21 | 6.8 | 14.8 | 18.3 | 18.8 | 10.4 | 10.3 | 16.2 | 12.2 | 14.6 | 7.4 | 11 | 13.4 | 14 | 16.8 | 14 | 16 | 17.6 | 19.3 | 17.8 | 10.3 | 22.5 | 23.4 | 17 | 22 | 9 | 19.3 | 15 | 13.4 | 29.1 | 20.6 | 18.8 | 19.2 | 15 | 14 | 14.4 | 7.8 | 10.8 | 16.4 | 23.1 | 21.9 | 16.8 | 16.3 | 21.7 | 22.2 | 0
681 | 19.5 | 9.8 | 15.4 | 20 | 15.3 | 20.3 | 20.1 | 15.1 | 20.4 | 11.8 | 16 | 20.6 | 13.9 | 24 | 21.4 | 10 | 15.8 | 15.9 | 20.8 | 14.7 | 11.2 | 22.6 | 15.6 | 17.6 | 12.4 | 12.5 | 15 | 17.4 | 20.5 | 16.6 | 16.7 | 20 | 24.2 | 18.7 | 11.6 | 23.5 | 26 | 22.8 | 23.9 | 12 | 22 | 17 | 17.2 | 21.5 | 25.2 | 21.7 | 22.9 | 17 | 16.8 | 20.2 | 10.6 | 10.4 | 19.6 | 25.3 | 24.5 | 18.6 | 15.2 | 22.5 | 25 | 0
682 | 21.8 | 13.3 | 17.8 | 23.5 | 18.3 | 22.6 | 22.9 | 17 | 22.2 | 16.2 | 17.1 | 22.6 | 17.3 | 26.6 | 22.7 | 12.7 | 17.8 | 15.9 | 22.8 | 18.9 | 14.3 | 25 | 18.6 | 19.9 | 14.8 | 16.3 | 17.6 | 20.4 | 23.8 | 18.8 | 18 | 24.4 | 27.1 | 20.1 | 14.6 | 25.5 | 28.6 | 26 | 26.4 | 17.5 | 24.4 | 19.2 | 21.4 | 22.8 | 26.7 | 24.1 | 25.7 | 19 | 18.9 | 24.3 | 13.1 | 9.6 | 22 | 27.8 | 26.4 | 20.6 | 17.4 | 23.7 | 27.3 | 0
683 | 24.8 | 15.8 | 21 | 27 | 20.7 | 24.4 | 25.5 | 18.9 | 24.3 | 19.3 | 18.2 | 24.2 | 21.8 | 27.3 | 24.4 | 15 | 19.6 | 16.8 | 24.4 | 23.2 | 17.1 | 27.5 | 20.8 | 23.4 | 16.8 | 20.5 | 21.5 | 23 | 26 | 21.6 | 18.8 | 28.3 | 29 | 21.4 | 17.1 | 27.3 | 31.4 | 28.3 | 28.4 | 21.5 | 28 | 21.4 | 25.8 | 24.3 | 30 | 26.2 | 29 | 21 | 20.8 | 27.2 | 15.8 | 8.6 | 25.8 | 29.5 | 27.8 | 22.4 | 19 | 25.1 | 29.2 | 0
684 | 26.7 | 17.6 | 24.4 | 29.4 | 22.7 | 26.1 | 27.5 | 20.3 | 26.7 | 21.3 | 19.7 | 25.3 | 23.2 | 28.7 | 26.2 | 15.6 | 21.5 | 21.5 | 25.6 | 25.3 | 19.1 | 28.8 | 22.3 | 24.7 | 17.9 | 21.9 | 24.4 | 24.5 | 27.4 | 22.8 | 20 | 29.3 | 29.6 | 22.9 | 18.7 | 29.1 | 33.1 | 30 | 29.1 | 23.1 | 33.3 | 23.1 | 28.7 | 25.4 | 30 | 27.5 | 30.6 | 22.1 | 21.1 | 28.2 | 17.1 | 8.2 | 26.8 | 29.5 | 28.7 | 23.9 | 20.7 | 26.5 | 29.8 | 0
685 | 27.9 | 19.3 | 26.5 | 30.9 | 24.5 | 27.3 | 28.7 | 20.9 | 29.1 | 22.4 | 20.9 | 25.5 | 24.9 | 28.9 | 27.6 | 17.8 | 21.9 | 21.6 | 26.1 | 26.6 | 19.7 | 29.6 | 23 | 26.6 | 19.8 | 23.2 | 25.9 | 25.4 | 28 | 24.1 | 20.3 | 29.5 | 30.1 | 24 | 19 | 30.1 | 34.2 | 30.8 | 30.4 | 24.3 | 33.7 | 24.2 | 30.5 | 26.5 | 30.3 | 28.7 | 32.4 | 22.7 | 21.2 | 29.5 | 17.9 | 8.1 | 28.7 | 30.2 | 29.9 | 24.5 | 21.7 | 27.6 | 30 | 0
686 | 28.7 | 19.5 | 27.9 | 31.4 | 25.3 | 28 | 29.7 | 21.4 | 31.1 | 24 | 22 | 25 | 24.2 | 28.7 | 28.8 | 18.2 | 21.4 | 22.4 | 26 | 26.2 | 20.2 | 30.2 | 23 | 26.6 | 20.9 | 24.4 | 26.2 | 25.8 | 28.3 | 24.2 | 20.4 | 29.4 | 31.6 | 24.8 | 19.1 | 30.2 | 34 | 30.8 | 30.9 | 25 | 34 | 24.6 | 30.8 | 27.1 | 30.6 | 29.4 | 33 | 22.6 | 20.6 | 30.8 | 17.6 | 8.6 | 29 | 30 | 31 | 24.4 | 22.1 | 28.3 | 29.4 | 0
687 | 28.8 | 19.9 | 28.2 | 31.7 | 26.1 | 28.4 | 30.2 | 21.6 | 32.5 | 24.2 | 22.4 | 23.9 | 24.9 | 28.6 | 29.5 | 17.4 | 19.1 | 22.4 | 25.3 | 26 | 21 | 30.8 | 22.2 | 27.8 | 21.4 | 24.8 | 27.7 | 26.1 | 28.2 | 24.9 | 19.3 | 30 | 32.1 | 24.7 | 19.4 | 30 | 33.4 | 31.8 | 30.9 | 25.5 | 32.6 | 24.4 | 30.8 | 26.8 | 30.5 | 29.8 | 34 | 22.4 | 20.8 | 31.3 | 17.3 | 8.9 | 31.5 | 29.8 | 31 | 23.4 | 22.6 | 28.7 | 29 | 0
688 | 28.4 | 20.1 | 28 | 31.7 | 26.2 | 28.2 | 30 | 21.4 | 32.6 | 23.9 | 22.7 | 22.7 | 23.7 | 28 | 29.9 | 16.5 | 17 | 22.4 | 24.2 | 24.6 | 21.4 | 30.8 | 20.5 | 26.9 | 21.8 | 26.1 | 27.1 | 25.6 | 27.8 | 24.3 | 18.3 | 29.9 | 32.3 | 24.2 | 19.1 | 29.3 | 31.9 | 31.9 | 30.3 | 25.5 | 31.8 | 23.4 | 30.2 | 24.2 | 29.6 | 29.2 | 33.2 | 21.9 | 20.5 | 31.6 | 16.1 | 9.2 | 32.1 | 29.4 | 31.2 | 21.9 | 22.5 | 28.7 | 28.1 | 0
689 | 28.1 | 19.6 | 27.4 | 31.6 | 25.7 | 27.7 | 28.5 | 21.3 | 31.6 | 23.4 | 22.4 | 21.4 | 23.2 | 26.8 | 29.9 | 15.9 | 14.8 | 22.4 | 22.6 | 23.4 | 20.6 | 30.4 | 18.4 | 26.4 | 21.4 | 26.1 | 27 | 24.6 | 26.5 | 23.8 | 16.8 | 27.8 | 32 | 23 | 17.6 | 28.5 | 30.4 | 30.5 | 28.9 | 24.3 | 30.9 | 22 | 29.4 | 23.2 | 28.6 | 27.6 | 32 | 21.4 | 20.4 | 31.3 | 15 | 9 | 33 | 28.8 | 30.8 | 20 | 22 | 28.3 | 27.2 | 0
690 | 26.9 | 16.9 | 26.5 | 30.9 | 23.2 | 26.2 | 27.2 | 20.4 | 29.9 | 22.3 | 22.1 | 20.3 | 20.2 | 25.5 | 29.5 | 14.4 | 14.1 | 20.4 | 21 | 20.7 | 19.3 | 28.6 | 16.1 | 23.3 | 19.4 | 25.7 | 25.5 | 22.4 | 24.4 | 21.7 | 16.1 | 24.6 | 30.1 | 21.8 | 16.7 | 27.3 | 28.4 | 28.3 | 27.1 | 23.3 | 29 | 20.2 | 27.7 | 21.7 | 27.8 | 24.7 | 28.6 | 20.4 | 19 | 29.9 | 13 | 8.8 | 30.1 | 28 | 30 | 18.3 | 19.2 | 27.7 | 25.6 | 0
691 | 23.9 | 13.6 | 25.5 | 29.7 | 20.2 | 23.3 | 25.5 | 18.8 | 27.8 | 20.5 | 21.2 | 19.1 | 18.6 | 24.3 | 28.7 | 12.3 | 13.7 | 20.4 | 19.3 | 18.4 | 17.6 | 26 | 14 | 21.1 | 17.3 | 23 | 21.7 | 19.8 | 21.5 | 20.1 | 15.3 | 22.4 | 26.8 | 20.4 | 15.8 | 26 | 27.1 | 26.5 | 25.9 | 19.3 | 28.2 | 18.5 | 25.6 | 21 | 26.9 | 21.6 | 25.6 | 19.3 | 17.5 | 26.2 | 11.6 | 8.3 | 27.4 | 27.8 | 27.5 | 16.8 | 17.3 | 26.8 | 24.4 | 0
692 | 21 | 11.6 | 23.6 | 27.6 | 19.6 | 21.6 | 24.1 | 17.2 | 25.8 | 18.2 | 20 | 18 | 16 | 23.5 | 27.7 | 10.5 | 14 | 19.4 | 18 | 15.5 | 16.6 | 24 | 12.6 | 18 | 13.5 | 22.4 | 19.5 | 17 | 18.5 | 18 | 15 | 20.9 | 25.2 | 19.2 | 15.1 | 25.5 | 25.8 | 25 | 25.4 | 17 | 27 | 17 | 22.8 | 21 | 26.5 | 18.6 | 22.2 | 18 | 15.4 | 23.8 | 10 | 8 | 23 | 26.3 | 26.2 | 15.8 | 16.2 | 26.1 | 23 | 0
693 | 19.4 | 10.6 | 22.6 | 25.2 | 18.2 | 20.7 | 22.7 | 16.2 | 23.5 | 18.1 | 18 | 17 | 16.1 | 23 | 26.6 | 10.5 | 13.6 | 16.5 | 17.1 | 14 | 15.6 | 24 | 11.8 | 17.3 | 12.9 | 22 | 18.8 | 15.1 | 15.9 | 17.5 | 14.2 | 20 | 24.1 | 18 | 14.6 | 24.6 | 25.4 | 24 | 24.5 | 15.3 | 25.5 | 16 | 20.3 | 20.4 | 26 | 16.8 | 20.9 | 17.1 | 14.3 | 22.4 | 9.6 | 7.6 | 21.5 | 25.7 | 25 | 15.1 | 15.2 | 25.2 | 22.6 | 0
694 | 18.4 | 9 | 21.1 | 22.6 | 17.2 | 20.1 | 21.7 | 15.6 | 22.2 | 15.7 | 16.2 | 16.4 | 15.2 | 22.3 | 25.5 | 9.8 | 13.4 | 16.6 | 16.7 | 12.5 | 14.7 | 24 | 11.3 | 15.8 | 11 | 20.7 | 19.1 | 14 | 14.5 | 16.7 | 13.9 | 19 | 23 | 17.3 | 14 | 24.3 | 24.7 | 23 | 24 | 15 | 24.6 | 15.3 | 17.8 | 20 | 25.9 | 16 | 19.8 | 16.3 | 13.2 | 21.4 | 9.3 | 7.5 | 19.9 | 25.7 | 24 | 15 | 14.5 | 24.6 | 22.1 | 0
695 | 17.5 | 8.2 | 19.3 | 20.6 | 16.7 | 19.1 | 20.7 | 15 | 21.7 | 14.7 | 14.4 | 16.2 | 15.4 | 22 | 24.5 | 9.3 | 12.8 | 16.6 | 16.6 | 12.2 | 13.9 | 22.7 | 10.8 | 15.6 | 10.3 | 19 | 19.7 | 14 | 14 | 16.8 | 13.4 | 18.4 | 22.3 | 16.8 | 12.9 | 24 | 24.4 | 23.8 | 23.5 | 13.4 | 23.8 | 15 | 16.4 | 19.7 | 25.5 | 16.2 | 19.8 | 16 | 13.2 | 20.1 | 9.6 | 7.2 | 21 | 25.7 | 23 | 15 | 13.7 | 24.3 | 22.2 | 0
696 | 13.1 | 7.3 | 17.5 | 19 | 16.2 | 17.7 | 19.7 | 14.9 | 21.2 | 13.3 | 13.5 | 16.6 | 13.1 | 21.4 | 23.5 | 9 | 13.1 | 15.1 | 16.7 | 11.3 | 12.9 | 21.9 | 9.8 | 13.5 | 9.9 | 17.6 | 20.4 | 14.1 | 14.2 | 15.8 | 13.8 | 17.4 | 22.5 | 16.8 | 12.4 | 23.1 | 23.4 | 22.3 | 23 | 13 | 23 | 14.6 | 15.4 | 19.3 | 24.9 | 16.3 | 18.5 | 15.8 | 12.7 | 19.8 | 9.2 | 7 | 20.8 | 25.3 | 21.7 | 15.3 | 13.6 | 24 | 21.6 | 0
697 | 16 | 6.8 | 16.1 | 18.3 | 16.2 | 16.8 | 19.5 | 14.6 | 20.9 | 12.6 | 13.1 | 17.1 | 11.7 | 20.4 | 22.8 | 8.7 | 13.3 | 15.1 | 16.7 | 11.2 | 12.2 | 20.6 | 8.2 | 12.6 | 8.9 | 16.5 | 20.1 | 14.2 | 14.3 | 15.3 | 13.9 | 17.2 | 21.6 | 16.8 | 11.6 | 21.5 | 22.6 | 20.3 | 22.5 | 12.3 | 22.8 | 14.2 | 15.3 | 19 | 24.5 | 16.3 | 17.6 | 15.9 | 12.7 | 19.5 | 9 | 6.6 | 22.2 | 25.3 | 21.7 | 15.3 | 13.4 | 23.5 | 21 | 0
698 | 16.9 | 6.3 | 15 | 17.6 | 15.7 | 16.7 | 18.9 | 14.3 | 20.8 | 11.8 | 13.4 | 17.6 | 9 | 20.3 | 22.5 | 8.7 | 14.2 | 15.1 | 16.4 | 10.2 | 11.6 | 19.1 | 6.2 | 11 | 7.3 | 16.4 | 19.8 | 13.4 | 13.8 | 14 | 14.4 | 16.4 | 21 | 17 | 11.2 | 20 | 21.6 | 20.2 | 22.4 | 11.8 | 22.1 | 13.6 | 15 | 18.3 | 23.4 | 15.4 | 15.6 | 15.6 | 12 | 18.8 | 8 | 6.4 | 21.8 | 25.3 | 21.5 | 15.2 | 12.7 | 22.9 | 19.8 | 0
699 | 17.4 | 5.5 | 13.9 | 17.1 | 15.5 | 15.6 | 17.9 | 14 | 20.7 | 10.7 | 13.6 | 17.6 | 8.7 | 20 | 22.2 | 8 | 14.3 | 15 | 15.8 | 9.8 | 11.1 | 19.1 | 4.5 | 11.8 | 6.4 | 16.3 | 19.6 | 12.3 | 12.5 | 13.8 | 14.2 | 16.4 | 20.6 | 16.8 | 10.6 | 19.8 | 21.3 | 20.5 | 21.9 | 11.6 | 21.8 | 13.1 | 14.8 | 18.1 | 22.3 | 14.4 | 14.9 | 15.3 | 11.8 | 18.3 | 7.4 | 6.3 | 22.7 | 25.3 | 21.1 | 14.7 | 12.1 | 22.3 | 19 | 0
700 | 16.9 | 4.8 | 13.1 | 16.1 | 14.7 | 16.7 | 18 | 13.6 | 20.5 | 10.8 | 14.1 | 17.4 | 7.4 | 20 | 21.7 | 7.9 | 14.5 | 15 | 15.4 | 8.5 | 10.6 | 18.3 | 3.6 | 11.9 | 6.9 | 14.7 | 19.5 | 10.8 | 11.2 | 12.9 | 14.3 | 16 | 20 | 16.7 | 10 | 19.8 | 20.8 | 20.1 | 21.4 | 11.3 | 21.3 | 12.5 | 13.6 | 18.3 | 21.5 | 13.4 | 14 | 14.6 | 11 | 17.2 | 6.4 | 6.9 | 21.2 | 25 | 21 | 14.3 | 11.7 | 21.8 | 18.1 | 0
701 | 16.9 | 5.2 | 12.4 | 15 | 13.8 | 14.8 | 18 | 13.2 | 20.2 | 10.7 | 14 | 14 | 7.6 | 19.8 | 21.2 | 7.5 | 12.2 | 14.4 | 13.8 | 10 | 10.4 | 17.6 | 7.6 | 11 | 6.5 | 14.7 | 19.3 | 10 | 9 | 15 | 13.6 | 17 | 18.7 | 13.8 | 9.6 | 19 | 21 | 19.8 | 21 | 10.8 | 20.5 | 12.6 | 10.2 | 18 | 20.6 | 12 | 16 | 13.4 | 11 | 16.3 | 6.2 | 6.4 | 15.6 | 24.9 | 20.7 | 13.4 | 11.6 | 21.5 | 19.4 | 0
702 | 16.3 | 3.9 | 11.7 | 14.2 | 13.7 | 16 | 17.5 | 12.9 | 19.9 | 9.8 | 11.9 | 13.7 | 7.2 | 19.5 | 20.7 | 6.7 | 13.2 | 14.4 | 14.5 | 9.3 | 10.2 | 17.1 | 9.1 | 10.4 | 5.9 | 13.8 | 19 | 10.8 | 10 | 14.5 | 13.4 | 17 | 18.1 | 13.6 | 9.2 | 18.8 | 21.7 | 19.8 | 20.5 | 10.5 | 20 | 13 | 10.4 | 18.2 | 19.9 | 13.3 | 17 | 14.3 | 10.8 | 16 | 6.2 | 7 | 14.7 | 24.8 | 20.5 | 13.7 | 11.2 | 21.2 | 20.1 | 0
703 | 16 | 3.6 | 11.7 | 15.1 | 13.2 | 16.1 | 17.5 | 13 | 19.7 | 9.3 | 11 | 13.8 | 8.5 | 19.5 | 20.5 | 7 | 14 | 14.4 | 16.1 | 10.3 | 10 | 16.6 | 11.3 | 11.6 | 5.7 | 13.4 | 18.1 | 12.3 | 12.5 | 15.2 | 13.5 | 17 | 17.5 | 14.4 | 9.1 | 18.8 | 23.1 | 18.3 | 20.4 | 10 | 19.3 | 14.3 | 12.3 | 18.1 | 19.6 | 16.1 | 19.5 | 15.1 | 12.1 | 15.4 | 7.2 | 8.3 | 15.7 | 24.7 | 20.5 | 14.7 | 10.7 | 21.2 | 21.5 | 0
704 | 15.9 | 3.6 | 12.7 | 16.6 | 13.2 | 16.2 | 17.5 | 13.8 | 20.1 | 9.3 | 11.8 | 14.8 | 10.8 | 25.9 | 20.7 | 6.9 | 15.8 | 15 | 18.2 | 12 | 9.7 | 16.6 | 14.4 | 13.4 | 6.5 | 13 | 17.3 | 14.8 | 16 | 16 | 14 | 17.5 | 19.2 | 15.6 | 9.8 | 18.5 | 25 | 19.8 | 20.8 | 9.8 | 19.3 | 16 | 15.6 | 18.5 | 19.4 | 19.2 | 22.4 | 16 | 13.2 | 17.3 | 8.4 | 10 | 17.2 | 24.7 | 21.9 | 16 | 11 | 21.3 | 23.4 | 0
705 | 20 | 7.9 | 14.6 | 19.9 | 17 | 20.4 | 18.3 | 15.4 | 21.3 | 12.6 | 14.2 | 16.6 | 14.7 | 23.3 | 21.4 | 10 | 17.2 | 13.1 | 20.5 | 15.9 | 11.1 | 22.3 | 17.4 | 17.3 | 11.2 | 14 | 17 | 17.5 | 19.9 | 18.4 | 15.6 | 19.6 | 25.1 | 18 | 12.1 | 20 | 27.2 | 21 | 23.4 | 12.2 | 20.3 | 18.2 | 19.8 | 19.2 | 22.7 | 22.4 | 25.8 | 16.1 | 15.7 | 22.6 | 10.8 | 11.5 | 20.4 | 24.2 | 24.3 | 18.3 | 11 | 21.8 | 25.8 | 0
706 | 23.1 | 11.9 | 18.2 | 22.9 | 19.3 | 23.5 | 21.2 | 17.4 | 24.1 | 18.6 | 17.4 | 19 | 18.4 | 25.6 | 23 | 13.5 | 19.5 | 13.6 | 22.4 | 19.3 | 14.4 | 25.5 | 20.3 | 20.9 | 13.9 | 20.5 | 17.9 | 20.5 | 23.4 | 20.4 | 17.6 | 22 | 27.8 | 20.1 | 15.2 | 23.6 | 29.4 | 22.7 | 26.2 | 19.2 | 23 | 20.1 | 23.9 | 19.3 | 25.8 | 24.9 | 28.4 | 16.3 | 17.3 | 25.4 | 13.2 | 12.7 | 23 | 24.4 | 25.5 | 20.7 | 13 | 22.8 | 28 | 0
707 | 25.6 | 15.9 | 22 | 26.4 | 20.8 | 25.5 | 24 | 19.3 | 27.5 | 20.5 | 20.4 | 21.4 | 22 | 27.1 | 24.9 | 15.7 | 21.2 | 15.6 | 24 | 23 | 18.1 | 27.5 | 22.4 | 24.8 | 17.3 | 22.8 | 21.5 | 23 | 26 | 22.6 | 20 | 25.9 | 29.9 | 22.2 | 17.6 | 26 | 31.4 | 24.2 | 29.4 | 23 | 26.5 | 22 | 27.2 | 19.4 | 28.5 | 26.7 | 30.4 | 16.4 | 19.2 | 27.6 | 15.8 | 13.2 | 26 | 25.8 | 28 | 23.2 | 15.2 | 24 | 30 | 0
708 | 27.1 | 18.3 | 25.7 | 28.3 | 22.3 | 26.6 | 25.7 | 20.5 | 30.8 | 22.2 | 22.4 | 23.3 | 23.9 | 28.4 | 26.9 | 18.1 | 23.1 | 18.2 | 25.1 | 24.4 | 21.4 | 28.1 | 24 | 26.8 | 19.3 | 25.5 | 21.1 | 25.3 | 27.4 | 23.1 | 21.5 | 28 | 31.5 | 23 | 19.3 | 27 | 32.9 | 27.2 | 31.1 | 25 | 30.4 | 23.2 | 29.2 | 21.4 | 28.8 | 27.8 | 31.3 | 17.4 | 19.5 | 29.2 | 17.2 | 13.2 | 27.4 | 27 | 30 | 24.7 | 18 | 25.5 | 31.2 | 0
709 | 28.2 | 20.3 | 27.6 | 30.3 | 23.4 | 26.9 | 27 | 20.9 | 32.7 | 23.2 | 23.2 | 24.3 | 25.3 | 29.9 | 28.5 | 20 | 23.5 | 19.4 | 25.9 | 25.4 | 22.6 | 29.8 | 24.3 | 28.5 | 20.5 | 26.5 | 21.5 | 26.7 | 28 | 23.6 | 22.1 | 29 | 32.6 | 23.5 | 19.6 | 27.5 | 33.9 | 27.5 | 32 | 26.2 | 32 | 24.3 | 30.2 | 23.5 | 29.5 | 28.8 | 32.2 | 18.5 | 20.2 | 30.3 | 18.3 | 12.8 | 29.2 | 27.3 | 30.7 | 25.4 | 18.7 | 27 | 31.7 | 0
710 | 29.1 | 20.7 | 28.8 | 31 | 24.7 | 28 | 28.1 | 20.7 | 33.7 | 24 | 23.2 | 24.2 | 25.4 | 29.6 | 29.7 | 19.5 | 23 | 19 | 26.2 | 24.8 | 22.5 | 30.5 | 24 | 28.6 | 21.6 | 28 | 21.3 | 27.6 | 28 | 23 | 21.4 | 29.2 | 33.3 | 23.2 | 19.3 | 27 | 34.2 | 28 | 32.1 | 26.3 | 33.7 | 24.8 | 30.6 | 24.4 | 30.2 | 29.6 | 32.6 | 20 | 20.2 | 31.6 | 18 | 12.4 | 30 | 28.9 | 31.5 | 24.8 | 19.7 | 28.4 | 31.4 | 0
711 | 29.2 | 21.3 | 29.3 | 32.2 | 24.8 | 28.8 | 28.2 | 20.2 | 33.6 | 24 | 22.9 | 23.2 | 25.7 | 28.9 | 30.5 | 19.5 | 20.6 | 19.9 | 26 | 24.9 | 23 | 31.2 | 22.5 | 29 | 22.4 | 28.4 | 21.4 | 27.4 | 27.7 | 23.2 | 20.2 | 29.3 | 33.8 | 23.3 | 20.6 | 26.5 | 33.9 | 28.2 | 32 | 26 | 33.4 | 25.1 | 30.8 | 24.6 | 29.8 | 30.2 | 33.2 | 20.6 | 21.2 | 31.8 | 17.7 | 11.8 | 31.5 | 28 | 32 | 23.7 | 19.8 | 29.3 | 30.6 | 0
712 | 28.6 | 21.2 | 30.3 | 31.9 | 25.1 | 29 | 27.9 | 19.6 | 32.5 | 23.9 | 22.6 | 21.7 | 25 | 28.7 | 31 | 19.5 | 18.3 | 19.9 | 24.9 | 24 | 24.1 | 31.3 | 20.9 | 28.2 | 23.1 | 28.4 | 21.7 | 26.8 | 27.1 | 22.8 | 18.4 | 29.1 | 33.8 | 22.8 | 20.6 | 25.5 | 32.8 | 28.4 | 31.5 | 25.7 | 31.6 | 24.5 | 30.8 | 25.1 | 29 | 29.7 | 32.7 | 20.8 | 21.2 | 31.7 | 16.5 | 11.2 | 31.6 | 27.5 | 32 | 21.9 | 20 | 29.4 | 29.3 | 0
713 | 28.3 | 20.1 | 30.6 | 31.4 | 24.8 | 28.4 | 26.4 | 19 | 30.7 | 23.7 | 22.4 | 20 | 24.4 | 27.6 | 31 | 17.6 | 15.8 | 19.9 | 23 | 23.4 | 23.6 | 31 | 18.8 | 27.4 | 22.2 | 28.4 | 21.1 | 25.4 | 26 | 22.8 | 17 | 27.5 | 33.7 | 22.6 | 20.2 | 25 | 31.2 | 27 | 30.5 | 24.6 | 30.1 | 23.4 | 30.5 | 24.8 | 28.3 | 28 | 31.4 | 20 | 21.2 | 31.2 | 15.6 | 10.4 | 31.2 | 26.9 | 31.9 | 20.6 | 19.4 | 29 | 28 | 0
714 | 27.2 | 18.4 | 30.3 | 29 | 22.3 | 27.5 | 25.2 | 18.4 | 28.6 | 23.6 | 21.8 | 18.5 | 22.5 | 25.9 | 30.7 | 15.6 | 14.9 | 19.9 | 20.5 | 21.2 | 22.1 | 30.2 | 17.1 | 25 | 20.7 | 27.6 | 20.5 | 23.8 | 24.3 | 21.6 | 15.8 | 26 | 32.1 | 21.5 | 18.6 | 24 | 29.3 | 25.3 | 28.5 | 23.3 | 28.7 | 21.4 | 29.4 | 24.7 | 26.7 | 24.8 | 28.5 | 19.2 | 19.4 | 29.6 | 14.2 | 9.5 | 28.6 | 26.6 | 30.7 | 19.4 | 17.2 | 28.3 | 26.6 | 0
715 | 24.9 | 15.1 | 28 | 26.9 | 19 | 23 | 23.5 | 17.8 | 26.6 | 21.6 | 20.5 | 17.3 | 20.7 | 24.8 | 29.8 | 13.2 | 14.3 | 19.1 | 18.1 | 19.2 | 20 | 27.8 | 15.3 | 22.9 | 17.6 | 25.6 | 19.3 | 21.6 | 22.1 | 20.7 | 15.5 | 24.5 | 29.1 | 20.5 | 16.6 | 22.3 | 27.6 | 24 | 26.3 | 20.4 | 27.4 | 19.4 | 27.5 | 22.9 | 25.3 | 21.2 | 25.3 | 17.9 | 17.8 | 27.2 | 13.6 | 8.4 | 26.1 | 26.7 | 27.5 | 19.1 | 15.4 | 27.7 | 25.4 | 0
716 | 23.1 | 13.1 | 25.5 | 24.4 | 17.3 | 21.8 | 22.5 | 17.3 | 25.2 | 19.4 | 18.5 | 16.4 | 18.4 | 24.1 | 28.4 | 11.4 | 14.8 | 18.6 | 16.2 | 16.4 | 18.2 | 27 | 14 | 20.2 | 15.7 | 24 | 18.5 | 19.4 | 19.6 | 19 | 15.2 | 24 | 26.6 | 18.8 | 15.2 | 22.5 | 26.2 | 22.2 | 25.2 | 18.8 | 26.9 | 17.4 | 25 | 22 | 25.1 | 17.8 | 22 | 17.2 | 15.6 | 25.6 | 12.8 | 7.4 | 23 | 26.6 | 26 | 19 | 14.3 | 27.1 | 24.4 | 0
717 | 21.6 | 12.1 | 22.2 | 23.5 | 16.3 | 20.6 | 21.5 | 16.8 | 23.6 | 17.7 | 16.3 | 15.6 | 17 | 23.3 | 26.9 | 10.3 | 14.5 | 17.6 | 15.4 | 15 | 17.1 | 26.3 | 12.5 | 18.9 | 13.5 | 22.9 | 17.8 | 17 | 17.4 | 18.3 | 15.3 | 23.2 | 25.6 | 17.7 | 14.1 | 22 | 25.5 | 21.7 | 24.6 | 17.6 | 25.9 | 16.2 | 22.5 | 20.1 | 24.1 | 15.7 | 20.1 | 16.3 | 14.9 | 25 | 12.8 | 6.7 | 21.8 | 26.3 | 24.6 | 19.2 | 13.6 | 26.5 | 23.7 | 0
718 | 21.1 | 10.4 | 20 | 22.7 | 15.3 | 19.6 | 20.7 | 16.3 | 22.6 | 15.5 | 14.6 | 15.1 | 15.5 | 22.6 | 25.5 | 9.6 | 14.5 | 17.6 | 15.5 | 13.3 | 16.1 | 25.3 | 11.4 | 17.4 | 12.3 | 21.9 | 17 | 15.1 | 15.6 | 17.2 | 14.9 | 23 | 25.1 | 16.4 | 13.3 | 21 | 25 | 21.9 | 24.1 | 17 | 25 | 15.5 | 20.1 | 19.2 | 23.1 | 14.8 | 19.2 | 16 | 14.1 | 23.5 | 12.3 | 6.6 | 21 | 25.9 | 24.2 | 18.9 | 13.2 | 25.9 | 23.1 | 0
719 | 19.1 | 9.8 | 18.8 | 22.8 | 14.3 | 19.4 | 19.9 | 15.8 | 22.2 | 13.2 | 14 | 14.8 | 14.8 | 22.1 | 24.1 | 9.4 | 13.6 | 16.6 | 16.2 | 13 | 15.6 | 23.8 | 10.4 | 17 | 11.2 | 20.9 | 16.8 | 13.6 | 14.5 | 17 | 14.4 | 21 | 24.7 | 15.8 | 13.1 | 20 | 24.8 | 21.3 | 23.2 | 16.8 | 24.1 | 15.4 | 18.4 | 17.9 | 22.6 | 15 | 19.4 | 15.6 | 14.4 | 23.2 | 11.8 | 6.8 | 21.6 | 25.4 | 23.2 | 18.2 | 13.1 | 25.3 | 22.6 | 0
720 | 19 | 9.6 | 17.6 | 21.7 | 13.3 | 18.1 | 19.2 | 15.5 | 21.8 | 13 | 14.6 | 14.8 | 13.5 | 21.4 | 22.7 | 9 | 13.3 | 15.9 | 16.7 | 12 | 15.6 | 22.3 | 9.9 | 15.7 | 10.7 | 20.3 | 16.3 | 12.8 | 13.6 | 16 | 13.5 | 19.4 | 23.7 | 14.9 | 12.6 | 19 | 24.2 | 20.4 | 22.8 | 16.3 | 23.2 | 15.1 | 17 | 16.8 | 21.2 | 15.2 | 19.3 | 15.6 | 13.5 | 21.7 | 10.3 | 7.4 | 21.2 | 25 | 22.4 | 16.7 | 12.5 | 24.7 | 21.9 | 0
721 | 17.1 | 8.3 | 16.1 | 20.8 | 12.8 | 17.3 | 18.4 | 15.2 | 21.5 | 12.2 | 16 | 14.9 | 12.6 | 20.9 | 21.8 | 8.3 | 12.6 | 15.6 | 16.7 | 11.9 | 15.1 | 20.8 | 9.1 | 15 | 9.7 | 19 | 15.4 | 12.1 | 12.8 | 15.8 | 13.1 | 19 | 22.5 | 14.6 | 12.1 | 18 | 23.5 | 19.2 | 22.2 | 15.3 | 22.4 | 14.8 | 15.9 | 17 | 20.4 | 15 | 19.1 | 15 | 13.1 | 20.6 | 9 | 7.6 | 21 | 24.8 | 21.5 | 15.4 | 11.6 | 24.4 | 21.2 | 0
722 | 16.1 | 7.1 | 14.4 | 18.8 | 12.3 | 16.5 | 17.6 | 14.9 | 21.3 | 11.4 | 17.2 | 15 | 11 | 20.6 | 21.4 | 8 | 12.6 | 15.1 | 16 | 11 | 14.2 | 19.9 | 8.6 | 13.4 | 9.2 | 18.4 | 14.5 | 11.6 | 11.6 | 15 | 12.8 | 19 | 22.3 | 14 | 11.2 | 17.5 | 22.4 | 19.2 | 22 | 14.2 | 21.7 | 14 | 14.4 | 16.9 | 19.5 | 14 | 18 | 14.6 | 11.8 | 20.1 | 7.4 | 7.6 | 19.4 | 24.4 | 21.4 | 14 | 10.9 | 24.4 | 20.4 | 0
723 | 16.9 | 6.6 | 12.7 | 17.5 | 11.8 | 15.9 | 16.9 | 14.9 | 21.1 | 10.9 | 17.3 | 14.9 | 9.9 | 20.2 | 21 | 7.6 | 12.1 | 15.1 | 15 | 11 | 13.6 | 19.3 | 7.7 | 12.7 | 8.5 | 17.4 | 13.7 | 10.8 | 10.3 | 15.2 | 13.2 | 18.6 | 21.1 | 14.1 | 10.8 | 16.5 | 21.5 | 18.1 | 21.5 | 13.6 | 20.9 | 13.3 | 12.8 | 16.3 | 18.6 | 12.8 | 17 | 13.7 | 11.5 | 19.7 | 6.7 | 7.1 | 18.3 | 24.2 | 21 | 13.4 | 10.2 | 24.4 | 19.7 | 0
724 | 16.7 | 5.7 | 12.1 | 15.7 | 11.8 | 15.2 | 16.4 | 15.1 | 20.5 | 10.7 | 16.1 | 14.5 | 8.3 | 20.1 | 20.7 | 8 | 12.2 | 15.1 | 14 | 10.1 | 14.1 | 18.8 | 7.4 | 11.4 | 8.2 | 16.6 | 12.8 | 10.3 | 9.2 | 14.8 | 13.3 | 18.5 | 20.4 | 13.7 | 10 | 16.5 | 20.9 | 17.1 | 21.1 | 13 | 20.4 | 12.6 | 11.1 | 16.1 | 18.1 | 11.8 | 15.9 | 13.4 | 10.7 | 19.7 | 6 | 6.6 | 16.4 | 23.9 | 21 | 13.1 | 9.6 | 24.4 | 19.3 | 0
725 | 16.1 | 5.5 | 12.7 | 16.6 | 11.8 | 14.8 | 15.6 | 15.3 | 19.6 | 10 | 11.2 | 11.2 | 8.6 | 20 | 20.4 | 8 | 10.4 | 14.1 | 14 | 9.4 | 14.1 | 18.2 | 10 | 12.6 | 7.4 | 15.9 | 10.7 | 10.4 | 9.5 | 13.6 | 9.2 | 18.5 | 20.3 | 13.5 | 9.6 | 16 | 21.4 | 16.7 | 21 | 12.5 | 20.4 | 12.4 | 14.2 | 15.8 | 17.8 | 10.6 | 16.4 | 12 | 13.4 | 19.8 | 9.8 | 6.4 | 18.2 | 23.6 | 21 | 13.6 | 9.4 | 24.3 | 20 | 0
726 | 16.1 | 5.8 | 11.8 | 16.5 | 11.8 | 14.5 | 15.4 | 15.1 | 18.7 | 9.4 | 10.5 | 10.9 | 7.5 | 19.8 | 20.1 | 7.7 | 11.9 | 14.1 | 14.8 | 9 | 14.6 | 17.7 | 11.1 | 12.5 | 7 | 15.9 | 10.6 | 10.6 | 10.6 | 12.5 | 10.6 | 18.5 | 19.4 | 13 | 9.1 | 16 | 21.4 | 16.3 | 20.5 | 12.1 | 19.9 | 12.5 | 14.4 | 15.5 | 17.2 | 13.3 | 16.9 | 11.7 | 13.2 | 19.3 | 9.3 | 7.7 | 16.7 | 23.4 | 20.5 | 14.9 | 9.4 | 24.2 | 20.3 | 0
727 | 18.5 | 5.6 | 12.3 | 17.9 | 11.8 | 14.4 | 15.3 | 14.9 | 18.7 | 9.8 | 10.4 | 11.8 | 7.9 | 19.6 | 20.3 | 8 | 13.4 | 14.1 | 16.2 | 10.4 | 14.6 | 17.3 | 12.8 | 13.8 | 6.4 | 15.5 | 9.8 | 12.5 | 13.2 | 12.7 | 12.3 | 18.7 | 19 | 12.8 | 8.9 | 15.5 | 22.6 | 15.6 | 20.1 | 12.3 | 19.4 | 13.8 | 16 | 15.1 | 17 | 17.2 | 18.8 | 12.1 | 13.8 | 19.2 | 9.5 | 8.8 | 17.6 | 23.2 | 20.5 | 16.4 | 9.8 | 24 | 21.5 | 0
728 | 18.1 | 4.9 | 13.3 | 19.8 | 12.3 | 15.2 | 15.7 | 14.9 | 19.4 | 9.8 | 11 | 13.4 | 9.6 | 21.3 | 21 | 7 | 16 | 14.1 | 18 | 12.4 | 14.4 | 17.8 | 15 | 15.4 | 6.4 | 15.4 | 10.7 | 14.8 | 16.6 | 14 | 14.6 | 19.1 | 19.8 | 13 | 8.6 | 16 | 24.2 | 16.7 | 20.5 | 12.2 | 19.3 | 15.4 | 18 | 15 | 17.1 | 21.4 | 21 | 13.4 | 14.4 | 20.2 | 10.6 | 10 | 18.4 | 23.4 | 21.1 | 18.2 | 11.2 | 24.1 | 23.4 | 0
729 | 19.5 | 8.1 | 15.1 | 22.9 | 14.6 | 22.2 | 18.6 | 14.8 | 20.9 | 12.2 | 12.9 | 16.5 | 13.1 | 24 | 22 | 9.1 | 18.1 | 11.9 | 20 | 16.3 | 14 | 21.4 | 17.6 | 18.4 | 12.5 | 15.4 | 11.2 | 18.6 | 20.3 | 17 | 16.6 | 21.2 | 24.2 | 14 | 12.6 | 18.2 | 27.2 | 18.4 | 24.8 | 14.5 | 23.5 | 18.4 | 21.4 | 17.9 | 20.9 | 24.5 | 24.2 | 15 | 15.8 | 23.2 | 12.7 | 9.9 | 22.2 | 25.8 | 23.7 | 19.9 | 12.6 | 24.7 | 25.9 | 0
730 | 22.5 | 10.2 | 18.4 | 25.4 | 17.8 | 23.4 | 20.9 | 14.8 | 23.5 | 16.7 | 15.2 | 19.7 | 16.9 | 26.5 | 23.4 | 12.5 | 20.9 | 11.9 | 21.8 | 19.6 | 16.2 | 25.5 | 20.1 | 20.9 | 15.3 | 17.1 | 14.6 | 21.5 | 23.4 | 20 | 18.6 | 22.6 | 28.8 | 15.5 | 15.6 | 22.5 | 30 | 20.4 | 27.6 | 18.6 | 25.8 | 21 | 24.3 | 20.2 | 23.5 | 26.3 | 26.8 | 16.7 | 16.9 | 25.3 | 15.1 | 9.5 | 24.9 | 27.5 | 26.2 | 21.7 | 15 | 26.5 | 28.5 | 0
731 | 24.5 | 12.3 | 22.3 | 28 | 20.1 | 25.3 | 23.9 | 14.8 | 26.6 | 20.8 | 18 | 23 | 20.6 | 28 | 25 | 15.6 | 22.8 | 13.3 | 23.4 | 23 | 18.4 | 26.8 | 22.2 | 23.6 | 19 | 20 | 17 | 24.4 | 25.8 | 23 | 20 | 24.1 | 30.7 | 17.4 | 19.5 | 25.5 | 33 | 21.9 | 29.2 | 21.3 | 29.7 | 23.8 | 27.4 | 22.3 | 25.2 | 27.1 | 29.4 | 18 | 18 | 27.4 | 17.4 | 8.4 | 28.2 | 29.4 | 28.1 | 23.2 | 16.9 | 29 | 30.6 | 0
732 | 26.3 | 15.2 | 26.2 | 29.3 | 22.1 | 26.9 | 25.7 | 15 | 29.7 | 23.4 | 19.9 | 24.7 | 22.8 | 29.6 | 26.7 | 17.8 | 24.7 | 16.5 | 24.6 | 24.4 | 20.5 | 29 | 23.4 | 24.9 | 21.1 | 22.3 | 19 | 25.3 | 27.4 | 24.4 | 21.3 | 23.6 | 31.5 | 19.1 | 20.6 | 26.2 | 34.5 | 23.5 | 30.4 | 23 | 32 | 24.9 | 29 | 23.4 | 25.6 | 27.9 | 30.9 | 18.8 | 18.1 | 29.3 | 18.7 | 8.2 | 28.4 | 29.9 | 29.2 | 24.5 | 18.8 | 31.6 | 31.9 | 0
733 | 26.6 | 17.8 | 28.5 | 30.5 | 22.1 | 27.2 | 27 | 15.4 | 32.2 | 24.7 | 21.2 | 25.7 | 24 | 29.6 | 28.2 | 19.8 | 24.8 | 17.9 | 25.3 | 25.6 | 21.3 | 30.3 | 23.7 | 26.3 | 22.7 | 23.4 | 20.1 | 26.1 | 28.5 | 25.1 | 21.6 | 22.3 | 32.3 | 20.6 | 21.2 | 26.7 | 35.3 | 24.5 | 31.8 | 23.4 | 32 | 25.8 | 30.2 | 24.3 | 26.2 | 28.8 | 32.6 | 19.2 | 18.4 | 30.4 | 19.1 | 8 | 29.3 | 30 | 30.2 | 25.1 | 19.9 | 33.7 | 32.2 | 0
734 | 28.1 | 19.4 | 30 | 31 | 22.7 | 28.4 | 27.4 | 16 | 34 | 25.3 | 21.2 | 25 | 24 | 29.1 | 29.5 | 19.3 | 24 | 18.1 | 25.4 | 25.4 | 21.4 | 31.6 | 23 | 26.8 | 24.2 | 24.3 | 21 | 25.8 | 29 | 24.6 | 21.4 | 22.6 | 33.5 | 21.4 | 22.4 | 27.7 | 34.6 | 25.2 | 31.8 | 24.2 | 32.2 | 25.4 | 30.2 | 24.6 | 26.7 | 30.2 | 33.4 | 19.4 | 18 | 31.2 | 18.6 | 8.6 | 28.6 | 29.9 | 31 | 25 | 20.7 | 35.1 | 31.6 | 0
735 | 28.7 | 19.5 | 30.7 | 31.8 | 23.5 | 28.9 | 28.2 | 16.6 | 34.7 | 26 | 20.7 | 24.1 | 24 | 29.3 | 30.4 | 20.4 | 21.2 | 22.5 | 24.8 | 25.8 | 21.7 | 32.2 | 21.8 | 27.9 | 24.6 | 24.9 | 21.2 | 26.3 | 29.1 | 24.3 | 20.1 | 23 | 33.8 | 21.7 | 22.1 | 27.7 | 33.8 | 25.7 | 32.2 | 24.8 | 31.6 | 25.3 | 30.4 | 25.4 | 27 | 31 | 34.4 | 19.4 | 18.2 | 31.7 | 17.8 | 8.6 | 30.2 | 30.4 | 31.7 | 24 | 21.3 | 35.5 | 30.5 | 0
736 | 28.7 | 19.3 | 31.3 | 31.8 | 23.6 | 28.9 | 27.6 | 17 | 34 | 26 | 19.6 | 22.4 | 23.4 | 28.6 | 31 | 20.3 | 18.6 | 22.5 | 23.5 | 24.9 | 22 | 32.4 | 20.1 | 27.9 | 25.3 | 25.9 | 21.1 | 25.6 | 28.3 | 23.6 | 18.6 | 22.6 | 33.8 | 21.3 | 22 | 27.7 | 32.1 | 25.6 | 31.6 | 24.6 | 31.3 | 24.1 | 29.7 | 25.9 | 26.9 | 30.9 | 33.7 | 19.3 | 18 | 31.8 | 16.7 | 8.6 | 30.5 | 29.9 | 31.7 | 22.6 | 21.3 | 34.4 | 29.1 | 0
737 | 28.4 | 18.5 | 31.2 | 31.4 | 22.7 | 28.9 | 26.1 | 17.2 | 32.4 | 25.7 | 18.6 | 21 | 23 | 28.7 | 31.1 | 18.2 | 16 | 20.2 | 21.6 | 24 | 21.1 | 32.4 | 18.6 | 27.8 | 23.9 | 25.9 | 20.8 | 24.8 | 26.6 | 23.2 | 16.8 | 22.2 | 34.3 | 20.6 | 21.6 | 26.7 | 30.6 | 25.2 | 30.2 | 23.6 | 30.5 | 23 | 29.1 | 25.5 | 26.7 | 28.8 | 32.2 | 18.8 | 18 | 31.3 | 15.8 | 7.6 | 31.6 | 29.4 | 31.3 | 21 | 21 | 32.6 | 27.8 | 0
738 | 27.4 | 16.9 | 30.7 | 29.6 | 20.2 | 26.9 | 24.9 | 17 | 30.2 | 24.8 | 17.4 | 19.2 | 21.7 | 26 | 30.6 | 15.9 | 15.3 | 18.3 | 19.4 | 21.3 | 20.2 | 31 | 17.2 | 26 | 21.7 | 25.4 | 20 | 22.1 | 23.9 | 22.1 | 15.6 | 21.6 | 32.3 | 19.5 | 19.2 | 25.1 | 28.6 | 23.5 | 27.8 | 21.4 | 28.8 | 20.7 | 27.5 | 25.4 | 25.9 | 25.5 | 28.7 | 18 | 17.2 | 30 | 14.8 | 6.7 | 29.7 | 28.4 | 30.1 | 20 | 18 | 30.5 | 26.6 | 0
739 | 24.9 | 15 | 29.4 | 27.7 | 17.7 | 23.4 | 23.6 | 16.3 | 28.1 | 22.4 | 16.8 | 18.1 | 20.2 | 25 | 29.3 | 13.2 | 15.1 | 17.3 | 17.5 | 18.7 | 19.4 | 24.8 | 16.4 | 24.2 | 18.1 | 23.4 | 18.6 | 19.6 | 20.8 | 21 | 14.4 | 21 | 30.2 | 18.5 | 17.5 | 24 | 27.1 | 21.1 | 26.3 | 19.6 | 27.8 | 18.8 | 26.4 | 23.4 | 24.5 | 21.4 | 25.1 | 16.7 | 16.8 | 27.7 | 14 | 5 | 28.3 | 27.9 | 27.7 | 19.4 | 15.5 | 29.1 | 25.6 | 0
740 | 23.4 | 11.7 | 27.2 | 25.4 | 15.7 | 21.4 | 22.6 | 15.1 | 26.6 | 20.5 | 16 | 17 | 18 | 24.5 | 27.4 | 11.9 | 16 | 16.7 | 16.2 | 15.6 | 18.4 | 27.8 | 15.8 | 21.6 | 15.8 | 22.4 | 16.9 | 16.4 | 18 | 19.2 | 13.8 | 20.1 | 29 | 17.4 | 16.1 | 23.5 | 25.6 | 19.7 | 25.5 | 18.1 | 27.2 | 16.6 | 25 | 21.8 | 23.4 | 18 | 21.4 | 15.2 | 16 | 26.1 | 13 | 4 | 25.4 | 27.4 | 26.2 | 19.4 | 14 | 28.3 | 24.8 | 0
741 | 21.8 | 10.9 | 24.3 | 24.1 | 14.7 | 20.9 | 21.6 | 14.1 | 24.4 | 18.6 | 15.6 | 16.8 | 16.1 | 24.2 | 25.3 | 11.2 | 16 | 15.5 | 15.7 | 14.1 | 17.5 | 25.7 | 15.4 | 20.1 | 14.4 | 20.7 | 16.3 | 14.8 | 16.2 | 17.9 | 13 | 18.8 | 26.6 | 16.6 | 15 | 23 | 25 | 19.1 | 24.8 | 16.5 | 26.4 | 15.7 | 24.5 | 20.8 | 22.2 | 15.8 | 19.6 | 13.8 | 16 | 24.8 | 12.2 | 2.9 | 24.9 | 27 | 25.6 | 19.3 | 13.4 | 27.3 | 24.1 | 0
742 | 20.6 | 9.4 | 21.4 | 22.9 | 14.2 | 19.6 | 20.8 | 13.2 | 22.8 | 15.9 | 14.9 | 16.2 | 14.2 | 23.9 | 23.6 | 10.6 | 16 | 15.1 | 15.7 | 12.7 | 17.2 | 25 | 14.8 | 18.5 | 13.8 | 19.7 | 15.7 | 13.4 | 15.2 | 16.6 | 12.6 | 17.7 | 25.5 | 15.8 | 14 | 22.7 | 24.3 | 18.2 | 24.6 | 15.1 | 25.7 | 14.7 | 23.6 | 20.9 | 21.1 | 15.4 | 18.6 | 13.1 | 15.7 | 23 | 11.4 | 3.1 | 23.6 | 26.6 | 24.8 | 19.1 | 13.1 | 26.3 | 23.5 | 0
743 | 19.1 | 7.9 | 18.5 | 22.6 | 14.5 | 20 | 20.2 | 12.3 | 22 | 14.5 | 14.4 | 16 | 13.2 | 23.8 | 22.2 | 10.4 | 14.8 | 15.3 | 16 | 12.8 | 16.6 | 24.1 | 14 | 17.8 | 13 | 17.5 | 14 | 13.4 | 15 | 16.2 | 11.8 | 16.8 | 24.5 | 15.2 | 13.2 | 21.6 | 24 | 17.4 | 24 | 14 | 24.8 | 14.6 | 22.8 | 19.9 | 20.5 | 15.8 | 19 | 13 | 15.8 | 22.1 | 11 | 3.6 | 24 | 26.3 | 29.2 | 18.2 | 13.2 | 25.5 | 23 | 0
744 | 17.4 | 7.6 | 15.6 | 21.7 | 14.1 | 19.8 | 19.4 | 11.5 | 21.2 | 13.2 | 13.5 | 15 | 12.3 | 23.4 | 20.8 | 10.1 | 14 | 13.3 | 16.1 | 12.2 | 16 | 23.2 | 12.7 | 16.5 | 12.6 | 15.2 | 14.1 | 12.6 | 14.7 | 15.9 | 11.4 | 15.5 | 23 | 14.6 | 12.5 | 19.7 | 23.1 | 16.7 | 23.5 | 12.4 | 24.2 | 13.7 | 20.8 | 19.7 | 20.1 | 16.2 | 18.9 | 13.5 | 15.2 | 21.8 | 10.7 | 5.1 | 22.3 | 25.5 | 22.7 | 17 | 12.8 | 24.6 | 22.5 | 0
745 | 16.9 | 7.6 | 14.9 | 22.6 | 14.6 | 20.3 | 19.5 | 11 | 20.7 | 12.9 | 13 | 16.1 | 12.2 | 23.6 | 20.7 | 9.9 | 14 | 13.5 | 16.9 | 12.6 | 16.1 | 23.2 | 5.4 | 14 | 12.9 | 14.6 | 14 | 13 | 20.4 | 16.5 | 10.6 | 14.8 | 22.8 | 14.3 | 12 | 19.6 | 22.6 | 16.6 | 23.5 | 11.9 | 24.2 | 12.9 | 15.3 | 20.2 | 20.2 | 19.9 | 18.9 | 16.1 | 13.1 | 21.8 | 6.7 | 4.1 | 21.9 | 25.6 | 23.1 | 15.5 | 13.3 | 24.3 | 18.4 | 0
746 | 16.6 | 6.6 | 13.4 | 20.8 | 14.4 | 21.1 | 19.3 | 10.5 | 19.6 | 13 | 12.4 | 16 | 11.9 | 23.3 | 20.1 | 9.4 | 13.6 | 13.3 | 17.2 | 11.6 | 15.9 | 22.9 | 4.2 | 13.8 | 12.5 | 13.9 | 13.3 | 9.6 | 20 | 14 | 10 | 13.3 | 22 | 14 | 11.8 | 18.7 | 21.8 | 16.1 | 23 | 10.4 | 23.9 | 12.8 | 14 | 20.1 | 20.3 | 19.6 | 17.8 | 16.4 | 12 | 21.5 | 7 | 3.2 | 21.2 | 25.3 | 23.6 | 14.2 | 13.8 | 23.5 | 18.4 | 0
747 | 15.7 | 6 | 12.1 | 20.8 | 14.7 | 19.4 | 18.5 | 10 | 18.5 | 11.9 | 12.2 | 16 | 11.8 | 23.1 | 19.5 | 8.2 | 13 | 13.2 | 16.2 | 10.8 | 15.4 | 22 | 3.1 | 13.5 | 12.9 | 13.2 | 12 | 9.4 | 19.3 | 13.5 | 9.1 | 12 | 21 | 14 | 11.6 | 18.4 | 21.6 | 16 | 22.5 | 9.5 | 23.5 | 12.7 | 13.9 | 19.8 | 20.6 | 19.1 | 17.2 | 15.8 | 11.4 | 20.5 | 6.8 | 0.7 | 20.6 | 25.1 | 23.8 | 13.2 | 14.4 | 23.3 | 18 | 0
748 | 13.8 | 5 | 11 | 19.8 | 15.2 | 19.2 | 18.5 | 9.6 | 17.3 | 11.6 | 11.6 | 15 | 11.1 | 22.8 | 19.3 | 8.5 | 12.8 | 13.3 | 15.2 | 10.3 | 15.3 | 21.8 | 2.8 | 12.9 | 13.1 | 11.8 | 11.3 | 8.5 | 18.6 | 12.2 | 9 | 11.5 | 20.1 | 13.7 | 11.6 | 20.4 | 21.2 | 16.6 | 22.3 | 8.2 | 23.4 | 12.3 | 12.8 | 19.7 | 20.8 | 18.2 | 16.2 | 15.4 | 10.6 | 19.6 | 5.9 | 0 | 19.9 | 25 | 24.5 | 13.1 | 14.9 | 23 | 17.4 | 0
749 | 12.4 | 4.6 | 10 | 19.6 | 15.7 | 20.2 | 18.4 | 9.2 | 16.1 | 11.4 | 9.6 | 14.8 | 10.6 | 23 | 19.5 | 7.9 | 13.2 | 13.2 | 13.2 | 11.2 | 15.1 | 20.5 | 3.8 | 10 | 13.6 | 11 | 7.3 | 10 | 15.4 | 17 | 10 | 10.4 | 19.6 | 12 | 11 | 20.5 | 19.4 | 15.4 | 22.2 | 7.2 | 23.4 | 11.6 | 13 | 19.4 | 21 | 15 | 16.2 | 14.4 | 9 | 19.1 | 2.4 | 5.2 | 20.4 | 24.7 | 25 | 14 | 15.3 | 21.7 | 16.8 | 0
750 | 12.3 | 4.6 | 9.8 | 18.9 | 15.2 | 20 | 17.8 | 9.4 | 15.4 | 10.8 | 8.8 | 15.1 | 10.5 | 23 | 19.8 | 7.6 | 14.3 | 13.1 | 13.7 | 11.7 | 15 | 20.5 | 5.2 | 10.3 | 13.4 | 9.7 | 6.5 | 10.2 | 16.7 | 15 | 11 | 10.5 | 19.2 | 11.4 | 10 | 19.6 | 19.3 | 14.2 | 22.2 | 7 | 23.1 | 11.8 | 11.6 | 19.3 | 21.1 | 15.6 | 16.9 | 14 | 9 | 18 | 1.9 | 7.7 | 19.8 | 24.6 | 25 | 14.2 | 15.3 | 21 | 17.3 | 0
751 | 13.4 | 4.2 | 9.9 | 19.1 | 15.3 | 19.3 | 17.5 | 10.1 | 14.2 | 11 | 9.4 | 15.2 | 11.3 | 22.8 | 20.7 | 7.3 | 15.6 | 13 | 14.8 | 13.1 | 15.1 | 20.2 | 7.3 | 12.2 | 12.9 | 10.2 | 6.4 | 12.6 | 18.6 | 15.1 | 12.6 | 10.5 | 18.6 | 11.4 | 9.1 | 18.1 | 20.5 | 13.5 | 22.1 | 6.9 | 23.1 | 13.2 | 12.2 | 18.8 | 21.1 | 17.4 | 18.7 | 13.9 | 10.5 | 17.6 | 3 | 10.2 | 20.1 | 24.3 | 24.9 | 15 | 15.3 | 20.7 | 19.1 | 0
752 | 13.9 | 4.6 | 11.8 | 19.4 | 15.8 | 19.9 | 17.9 | 11.2 | 14 | 11.9 | 10.5 | 15.4 | 12 | 23.6 | 21.8 | 7 | 17.6 | 13 | 16.6 | 14.8 | 15.1 | 20.5 | 10 | 14.2 | 13.1 | 10 | 6.6 | 15.2 | 21 | 15 | 14.8 | 13.1 | 19.1 | 11.8 | 10.3 | 17.9 | 22.4 | 15.1 | 22.2 | 6.9 | 23 | 14.8 | 14.4 | 18.6 | 21.1 | 19.7 | 20.8 | 14.4 | 12.6 | 18.3 | 5.4 | 12.4 | 20.8 | 24.5 | 26 | 16.6 | 16.8 | 20.1 | 21.2 | 0
753 | 17.5 | 6 | 19 | 21.1 | 16.6 | 23.5 | 20 | 12.8 | 15 | 16.4 | 13.3 | 15.4 | 13.8 | 25 | 23.3 | 10.9 | 18.9 | 14.8 | 18.4 | 17.4 | 15.9 | 22 | 12.7 | 17.4 | 16 | 11.5 | 10.1 | 19.4 | 23.1 | 19.2 | 17 | 18.6 | 21.7 | 13.1 | 12.2 | 21.7 | 25.5 | 18 | 24.1 | 11.5 | 25.2 | 17.8 | 19.1 | 19.5 | 23.4 | 22.3 | 23.8 | 15.3 | 15.9 | 21.4 | 9.5 | 13.3 | 22.9 | 25.5 | 27.5 | 18.5 | 17.1 | 22.5 | 24.5 | 0
754 | 20.1 | 12.1 | 23 | 22.9 | 17.6 | 25.6 | 22 | 14.7 | 19.1 | 19.1 | 16.1 | 15.7 | 15.3 | 27.5 | 25 | 14.3 | 20.4 | 17.8 | 20.1 | 19.8 | 16.2 | 24 | 15.6 | 19.7 | 17.5 | 15.1 | 10.8 | 22.7 | 25.3 | 22.9 | 19.2 | 21.6 | 25.5 | 14.7 | 15.5 | 26.7 | 28.4 | 22 | 26.4 | 15.3 | 27.5 | 20.5 | 24.1 | 21.4 | 27 | 24.5 | 26.6 | 16.3 | 18.9 | 24.5 | 13.8 | 13.3 | 25 | 27.7 | 27.6 | 20.6 | 17.6 | 24.6 | 27.4 | 0
755 | 23.1 | 15.8 | 23.7 | 25.4 | 20.1 | 28 | 24 | 16.6 | 24.1 | 22.6 | 19.2 | 16.2 | 17.6 | 29 | 26.7 | 16.3 | 21.2 | 20.1 | 21.4 | 22.4 | 19.2 | 26.5 | 18 | 22 | 19.5 | 19.5 | 11.7 | 26.2 | 27 | 28 | 21 | 23.2 | 27.1 | 16.6 | 19 | 27.7 | 31.2 | 23.3 | 28.5 | 17.5 | 30 | 23.4 | 28.8 | 23.8 | 30.5 | 26.2 | 29.6 | 17.2 | 21.8 | 26.5 | 18 | 12.4 | 27.5 | 29.7 | 27.7 | 22.2 | 18.6 | 26.1 | 30 | 0
756 | 24.6 | 17.6 | 25.5 | 27.2 | 21.4 | 30.1 | 25.5 | 18.4 | 29.3 | 24.4 | 20.9 | 17.1 | 19.3 | 29.8 | 28.3 | 19.4 | 22.3 | 21 | 22.4 | 24.1 | 21.7 | 29 | 20 | 22.8 | 20.8 | 20.5 | 13.7 | 27.8 | 28.7 | 29.3 | 22.4 | 24.3 | 30 | 18 | 21 | 30.1 | 32.6 | 24 | 29.5 | 19.3 | 32 | 24.7 | 31.2 | 25.7 | 29.4 | 27.3 | 31.7 | 17.7 | 23.4 | 29.1 | 20.6 | 11.7 | 29 | 30.2 | 29 | 23.4 | 19.6 | 27.2 | 30.9 | 0
757 | 26 | 19.4 | 25.5 | 29.2 | 21.6 | 30.4 | 26.6 | 19.8 | 32.3 | 25.7 | 22.2 | 18.1 | 21.5 | 30.2 | 29.4 | 19.8 | 22.4 | 22 | 22.9 | 25.6 | 22.2 | 30.5 | 20.9 | 23.8 | 23 | 21.2 | 17.1 | 29.6 | 29.8 | 30.6 | 22.9 | 25.1 | 30.7 | 19.3 | 21.6 | 31.9 | 33.3 | 25.3 | 29.7 | 20.2 | 32.2 | 25.8 | 32.3 | 27.3 | 28.8 | 28.1 | 33.4 | 17.8 | 24.8 | 30.9 | 22.1 | 11.2 | 30.2 | 30.2 | 29.9 | 23.5 | 20.6 | 27.8 | 31.1 | 0
758 | 26.6 | 20.5 | 26.5 | 30.2 | 21.7 | 30.5 | 27 | 20.8 | 34.1 | 26.7 | 22.4 | 19 | 23 | 30.2 | 30.4 | 20.3 | 22.4 | 22.3 | 23.2 | 26 | 22.6 | 30.5 | 21 | 24 | 23 | 21.6 | 19.3 | 30.2 | 30.4 | 29 | 22.8 | 25.3 | 31.6 | 19.8 | 22 | 31.7 | 32.8 | 25.6 | 29.2 | 20.5 | 32 | 25.4 | 31.8 | 28.3 | 28.9 | 28.6 | 34 | 17.6 | 25.2 | 32 | 22 | 11.4 | 30.4 | 30.2 | 29.4 | 23 | 21.1 | 28.4 | 30 | 0
759 | 27.1 | 21.1 | 26.7 | 31.2 | 21.6 | 31.6 | 26.9 | 21.3 | 34.5 | 27.2 | 22.8 | 19.4 | 24.6 | 30.2 | 31 | 21.5 | 21.1 | 22.3 | 23 | 26.2 | 22.7 | 31 | 19.9 | 24.8 | 23.7 | 22.1 | 20 | 31.2 | 29.9 | 29.4 | 21.8 | 25.6 | 32.1 | 20.1 | 22.3 | 30.4 | 32.3 | 25.6 | 29.5 | 20.9 | 34.4 | 25.3 | 31.6 | 28.4 | 28.9 | 28.9 | 34 | 17.3 | 25.6 | 32.4 | 21.6 | 11.5 | 30.7 | 30.6 | 28.2 | 21.7 | 21.1 | 27.6 | 29.1 | 0
760 | 27.5 | 21.3 | 26.9 | 31 | 21.6 | 30.7 | 27.1 | 21.3 | 34.3 | 27.4 | 22.4 | 19.4 | 24.7 | 29.6 | 31.4 | 20.9 | 19.8 | 22.5 | 22.5 | 25.2 | 22.7 | 31.4 | 18.2 | 24.4 | 23.4 | 22.1 | 20.7 | 30.5 | 29 | 28.1 | 20.3 | 25 | 32 | 19.8 | 22.1 | 29.6 | 31.2 | 26.3 | 29.6 | 20.9 | 30.7 | 24.1 | 30.9 | 28.5 | 28.9 | 28.3 | 32.6 | 17 | 24.7 | 31.9 | 20.3 | 11.7 | 30.1 | 30.4 | 26.8 | 20.4 | 21.2 | 27.8 | 27.5 | 0
761 | 27 | 21 | 26.5 | 30.4 | 20.1 | 30.6 | 26.7 | 20.6 | 33.1 | 26.4 | 22 | 19 | 24.2 | 28.3 | 31.2 | 19.3 | 17.8 | 22.5 | 21.4 | 24 | 22.5 | 30 | 16 | 24 | 23 | 22.4 | 20.4 | 29.4 | 27.2 | 28.6 | 18.4 | 24 | 32.2 | 19.2 | 21.8 | 28.6 | 30.2 | 24.9 | 28.7 | 20.8 | 29.9 | 23.2 | 30.5 | 28.4 | 27.9 | 27 | 30.6 | 16.8 | 23.2 | 31.5 | 19 | 11.2 | 29.6 | 29.5 | 26.9 | 19 | 20.3 | 27.7 | 26.4 | 0
762 | 26.1 | 19.3 | 24.5 | 28.4 | 18.6 | 29.5 | 25.3 | 19.5 | 31.3 | 25.4 | 20.5 | 18.6 | 22 | 26.7 | 30.2 | 16.4 | 16.6 | 20.8 | 19.9 | 21.9 | 21.7 | 28.5 | 14.1 | 22 | 21 | 21.4 | 19.6 | 26.2 | 25.5 | 26.6 | 16.7 | 21.2 | 31.2 | 18 | 20.5 | 26.7 | 28.6 | 22.7 | 27.2 | 19.4 | 28.5 | 21.3 | 28.7 | 27.4 | 26.1 | 24.7 | 27.6 | 16.5 | 20.2 | 29.7 | 16.9 | 10.5 | 28.2 | 28.7 | 26.9 | 18.1 | 18.6 | 26.6 | 24.8 | 0
763 | 23 | 16.6 | 23.8 | 26.5 | 17.8 | 27 | 24.1 | 18.1 | 28.6 | 22.3 | 19.3 | 18 | 19.8 | 26.3 | 28 | 14.3 | 15.2 | 19.7 | 18.1 | 20.2 | 20.5 | 27.5 | 12.4 | 20.3 | 18.5 | 19.8 | 17.1 | 23.4 | 23.7 | 26 | 15.1 | 18.7 | 29 | 16.9 | 17.7 | 25.1 | 27.4 | 20.8 | 26.1 | 16.1 | 27.8 | 20 | 26.5 | 24.8 | 25.5 | 22.2 | 24.9 | 16 | 17.1 | 27 | 14.9 | 9.3 | 27 | 27.9 | 26.6 | 17.2 | 17.1 | 26.6 | 23.9 | 0
764 | 20 | 13.9 | 23 | 24.2 | 16.6 | 25.5 | 23.4 | 16.7 | 26.3 | 19.1 | 17.6 | 17.6 | 17.4 | 26.1 | 26.4 | 12.4 | 14.6 | 18.6 | 16.4 | 18.6 | 19.7 | 26.4 | 11.2 | 18.4 | 16.5 | 18.4 | 16.3 | 20.4 | 22.4 | 23.6 | 14 | 16.8 | 27.5 | 15.6 | 16 | 24.3 | 26 | 20.4 | 25.3 | 14 | 27 | 18.4 | 23 | 23.2 | 25.2 | 19.8 | 22.4 | 15.2 | 14 | 25 | 12.4 | 8.2 | 25.4 | 27.5 | 25.9 | 16.6 | 16 | 26 | 22.8 | 0
765 | 17.1 | 11.4 | 22.3 | 23 | 15.3 | 23.5 | 22.2 | 15.5 | 23.4 | 15.3 | 16.9 | 17.1 | 16.3 | 25.6 | 24 | 11.3 | 13.8 | 18 | 15.1 | 18 | 18.7 | 25.6 | 10 | 18 | 15.7 | 17.5 | 16 | 19.6 | 21.1 | 23.5 | 13.2 | 15.7 | 26.8 | 14.7 | 15 | 23.5 | 25.3 | 19 | 24.5 | 12.5 | 26.6 | 17.9 | 19.9 | 22.2 | 24.4 | 18.4 | 21.2 | 14.3 | 12.4 | 24.1 | 10.5 | 7 | 24.6 | 27.2 | 25.8 | 15.8 | 15.1 | 26.5 | 22.6 | 0
766 | 16.5 | 9.6 | 21.5 | 21.9 | 14.3 | 23.5 | 21.7 | 14.5 | 21.5 | 15.1 | 15.8 | 16.7 | 15.3 | 25.6 | 22.9 | 10.5 | 13.8 | 17.3 | 14.5 | 17.2 | 18.5 | 25 | 9.1 | 17.5 | 15.2 | 17.1 | 15.5 | 19 | 20.4 | 21.4 | 12.8 | 14.5 | 26 | 13.9 | 14.4 | 22.2 | 24.4 | 18.5 | 24.3 | 11.8 | 26.3 | 16.9 | 16.9 | 20.8 | 23.1 | 17.8 | 20.3 | 13.7 | 11.5 | 24.5 | 8.7 | 6.2 | 23.7 | 26.8 | 25.6 | 15.4 | 14.6 | 25.4 | 21.8 | 0
767 | 15.6 | 9.5 | 20.8 | 21.6 | 13.1 | 22.6 | 21.2 | 13.5 | 20.6 | 14.3 | 15.4 | 16.2 | 15 | 25.3 | 23.2 | 10.3 | 13.6 | 16.8 | 14.4 | 16.8 | 18.2 | 24 | 8 | 17.6 | 14.9 | 16.7 | 14.6 | 19.4 | 19.6 | 20.8 | 12.4 | 14 | 25.7 | 13.6 | 13.4 | 21.2 | 24 | 18.3 | 23.9 | 10.8 | 26 | 16.4 | 15.4 | 20.2 | 22.4 | 18 | 20 | 13.4 | 11.8 | 23.7 | 7.6 | 5.4 | 23.4 | 26.6 | 25.3 | 15 | 14.3 | 24.5 | 21.4 | 0
768 | 16.3 | 8.5 | 20 | 20.9 | 12.8 | 21.3 | 20 | 12.7 | 19.7 | 12.4 | 14.2 | 15.9 | 14 | 24.7 | 23.5 | 9.4 | 14.2 | 16.6 | 14.8 | 15.5 | 17.5 | 23 | 7 | 16.4 | 17.1 | 16.1 | 14.4 | 18.2 | 19 | 17.8 | 12.1 | 13.4 | 25 | 13.2 | 12.1 | 19.7 | 23 | 17.5 | 23.1 | 10.3 | 25.5 | 14.8 | 14.5 | 19.9 | 22 | 18.1 | 19.1 | 13.7 | 11.8 | 23.3 | 6.5 | 4.9 | 22.6 | 26.2 | 25.4 | 15.1 | 14 | 23.6 | 20 | 0
769 | 16.6 | 8.1 | 19.3 | 20.8 | 12.4 | 20.9 | 19.9 | 12.2 | 18.9 | 12.1 | 13.4 | 15.4 | 13.2 | 24.3 | 23.5 | 8.9 | 14.2 | 16.3 | 14.9 | 14.3 | 16.9 | 22.6 | 5.7 | 15.1 | 14.5 | 15.5 | 13.9 | 16.8 | 18 | 16.9 | 11.6 | 12.9 | 23.5 | 13.1 | 12.4 | 19 | 22.3 | 17.5 | 23 | 9.5 | 25.5 | 13.6 | 14.9 | 19.7 | 21.4 | 18 | 18.3 | 14.2 | 12 | 22.6 | 5.9 | 4.1 | 22.3 | 25.8 | 25 | 15.1 | 13.2 | 23.7 | 18.9 | 0
770 | 16.5 | 6.2 | 18.5 | 20.2 | 12.3 | 20.5 | 19.7 | 11.7 | 18.2 | 11.3 | 12 | 15.2 | 11.8 | 23.7 | 23.3 | 8.8 | 14.4 | 15.8 | 14.8 | 12.6 | 16.8 | 22 | 4.6 | 12.8 | 14.1 | 14.1 | 13.6 | 14 | 17 | 15.2 | 11 | 12.3 | 22.5 | 12.8 | 12.1 | 18.6 | 21.2 | 17.5 | 22.8 | 9 | 25.3 | 12 | 15 | 17.8 | 20.9 | 17.2 | 17 | 14.8 | 11.2 | 22 | 5 | 3.6 | 21.6 | 25.4 | 24.8 | 15.2 | 12.8 | 23.6 | 17.4 | 0
771 | 16 | 5.5 | 17.7 | 20.2 | 11.8 | 20.3 | 19.2 | 10.9 | 17.5 | 10.8 | 11.3 | 14.9 | 11.2 | 23.6 | 23.1 | 8.8 | 13.6 | 15.7 | 14.2 | 11.7 | 16.5 | 21.7 | 3.6 | 11.4 | 13.2 | 13.6 | 13.5 | 12.1 | 15.8 | 16.5 | 10.2 | 11.5 | 22.4 | 12.7 | 11.9 | 18.1 | 20.5 | 17 | 22.7 | 8.6 | 24.6 | 11.6 | 15.3 | 17.4 | 20.4 | 16.2 | 16.3 | 15 | 10.5 | 22.2 | 4.3 | 3.2 | 21.4 | 25.2 | 24.9 | 14.8 | 12.6 | 23.5 | 16.9 | 0
772 | 15.6 | 5.4 | 16.1 | 19.7 | 11.5 | 20.2 | 19.1 | 9.9 | 16.9 | 10.4 | 10.1 | 14.8 | 10.5 | 23.6 | 22.7 | 8.2 | 13.4 | 15.3 | 13.6 | 10.9 | 16.7 | 21.5 | 3.4 | 9.9 | 12.5 | 13.6 | 12.9 | 10.1 | 15.3 | 16.2 | 9.9 | 11.6 | 22.9 | 12.3 | 11 | 17.8 | 19.6 | 16.4 | 22.7 | 8 | 24.1 | 11.1 | 14.1 | 17.2 | 20.4 | 15.2 | 15.8 | 14.9 | 9.3 | 22.1 | 3.1 | 3.8 | 20.7 | 24.9 | 24.8 | 14.4 | 12.1 | 23 | 16.3 | 0
773 | 15.6 | 5.4 | 15.5 | 18.8 | 11.6 | 20 | 19 | 8.9 | 16.3 | 10.6 | 10.6 | 15 | 8.6 | 23.3 | 22.2 | 8.5 | 11.4 | 15.2 | 11.8 | 11 | 16.5 | 21 | 3.6 | 12.8 | 11.8 | 13.4 | 12.4 | 14 | 15.6 | 12.2 | 10 | 11.2 | 22.8 | 11.2 | 11 | 20.6 | 19.4 | 16.6 | 22.3 | 7.7 | 24.2 | 11 | 11.2 | 16.8 | 20.4 | 14.4 | 16.8 | 12.8 | 7.6 | 22.4 | 6.2 | 5.8 | 20.4 | 24.6 | 24.4 | 13 | 12 | 22.2 | 18 | 0
774 | 14.6 | 5 | 14.3 | 18.3 | 11.6 | 19.5 | 18.8 | 8.6 | 15.7 | 10.9 | 9.9 | 15.8 | 7.8 | 23.3 | 21.7 | 8.3 | 12.7 | 15.2 | 12.6 | 11.9 | 16.2 | 20.6 | 5 | 12.7 | 12.5 | 12.7 | 12 | 14.1 | 15.3 | 12 | 11.8 | 11.1 | 22.9 | 10.3 | 10.9 | 19.2 | 19.2 | 16.6 | 22.2 | 7.2 | 24 | 11 | 10.1 | 16.8 | 20.1 | 15.4 | 17 | 12.7 | 8.2 | 21.5 | 4.6 | 7.1 | 19.8 | 24.3 | 24.3 | 13.9 | 12.1 | 21.8 | 19 | 0
775 | 13.8 | 4.4 | 13 | 18.8 | 11.6 | 18 | 18.5 | 9.1 | 16.3 | 10.6 | 9.9 | 15.6 | 8.4 | 23.4 | 21.9 | 7.8 | 14.7 | 15.1 | 14.3 | 13.5 | 16.2 | 19.8 | 6.9 | 14.1 | 12 | 12.5 | 11.9 | 15.3 | 16.1 | 12.9 | 13.9 | 11.1 | 21.8 | 9.9 | 10.3 | 18.5 | 20.1 | 15.8 | 22.2 | 7 | 24 | 12.1 | 11.1 | 16.4 | 20.1 | 17.4 | 19 | 13.6 | 10 | 20.7 | 4.6 | 8.5 | 19.8 | 24.2 | 24.3 | 15.1 | 12.1 | 21.5 | 20.7 | 0
776 | 13.5 | 4.6 | 14 | 20 | 11.7 | 18.2 | 18.4 | 10.6 | 17.7 | 10.1 | 10.6 | 15.6 | 9.4 | 24.6 | 22.6 | 7.6 | 17.2 | 15.1 | 16.6 | 16 | 16.2 | 19.8 | 10 | 15.6 | 12.4 | 12.4 | 11.9 | 17 | 17.6 | 15 | 16.6 | 13.7 | 21.6 | 10 | 10.9 | 18.4 | 22 | 15.3 | 22.5 | 7.2 | 23.8 | 14 | 13 | 16.4 | 20.2 | 20 | 21 | 14.6 | 12.4 | 21 | 5 | 10.4 | 20.6 | 24.5 | 24.8 | 17 | 12.6 | 21 | 23 | 0
777 | 16.6 | 7.7 | 18 | 22.2 | 12.2 | 24.2 | 18.8 | 13 | 19.9 | 16.8 | 12.4 | 14.8 | 12.4 | 26 | 23.6 | 11.1 | 19.4 | 16 | 19.4 | 17.9 | 15.8 | 22.8 | 12.6 | 18.7 | 14.6 | 12.6 | 13.3 | 19.2 | 20.2 | 18 | 18.3 | 18.4 | 24.3 | 11.5 | 12.2 | 22.7 | 24.7 | 20.3 | 25.8 | 11.6 | 26.5 | 17 | 17.6 | 17.5 | 22.1 | 22.6 | 24.6 | 16.8 | 15.4 | 22.3 | 8.6 | 11.5 | 22.5 | 25.9 | 26.1 | 18.8 | 12.6 | 21.6 | 25.2 | 0
778 | 20.5 | 12.9 | 19.8 | 24.5 | 13.3 | 26.2 | 21.6 | 15.7 | 22.9 | 19.8 | 14.5 | 15.3 | 15.4 | 27.8 | 24.9 | 14.2 | 21.2 | 18 | 22.1 | 19.6 | 15.8 | 24.1 | 15.7 | 21.3 | 16.7 | 15.5 | 15.3 | 21.2 | 22.6 | 21.6 | 20.1 | 21.9 | 25.9 | 13.6 | 15.2 | 26.5 | 27.5 | 23 | 27.8 | 15.4 | 28.8 | 20.1 | 22.1 | 21.5 | 24.8 | 24.7 | 27.4 | 18.9 | 18.3 | 24.5 | 12.4 | 12.5 | 25.2 | 28 | 27.4 | 21.1 | 13 | 25.3 | 27.2 | 0
779 | 21.8 | 15.6 | 21.3 | 26.8 | 15.2 | 28 | 24.2 | 18.3 | 26.2 | 20.6 | 17 | 16.2 | 19 | 28.4 | 26.3 | 16.6 | 22 | 19 | 24.4 | 20.4 | 16.3 | 26.1 | 17.8 | 24.2 | 18.7 | 17 | 17.7 | 23.2 | 25 | 25 | 21 | 23.7 | 28.1 | 16.2 | 18 | 29.4 | 30 | 24.5 | 29.5 | 19.1 | 30.8 | 23 | 27 | 23.2 | 27.5 | 26.2 | 30.4 | 21.2 | 20.8 | 26.6 | 17.2 | 12.6 | 28.2 | 29.8 | 28.1 | 23 | 15.4 | 26.8 | 28.6 | 0
780 | 24.1 | 18 | 22.7 | 28.3 | 17.1 | 30.2 | 26.3 | 20.3 | 29.3 | 22.8 | 19.1 | 18.9 | 21.2 | 29.3 | 27.7 | 18.7 | 22.3 | 20.3 | 25.9 | 21.5 | 16.8 | 27.6 | 19.9 | 25.4 | 20.8 | 18.5 | 20 | 24.8 | 26.4 | 27.8 | 22.3 | 25 | 30.3 | 18 | 20.2 | 30.7 | 31.8 | 26.3 | 30.8 | 21.1 | 32.2 | 24.6 | 29.6 | 24.9 | 30 | 27.2 | 31.5 | 22.4 | 22.6 | 28.6 | 19.4 | 12.8 | 30.7 | 30.7 | 30.1 | 24.9 | 16.9 | 30.3 | 29.5 | 0
781 | 26.5 | 19.8 | 24.2 | 29.5 | 17.2 | 31.2 | 26.6 | 21.7 | 31.5 | 23.8 | 21 | 21.1 | 23.3 | 29.5 | 28.9 | 20.6 | 21.7 | 20.4 | 26.7 | 22.3 | 18 | 29 | 20.6 | 26.7 | 21.5 | 19.8 | 20.5 | 26.4 | 27.4 | 29.6 | 22.8 | 25.7 | 30.8 | 19.4 | 20.6 | 30.8 | 32.8 | 26.8 | 31.8 | 22.7 | 32.9 | 25.5 | 31.6 | 26 | 29.8 | 28 | 32.9 | 23.2 | 23.6 | 29.2 | 21.2 | 12.5 | 32.1 | 31.1 | 30.9 | 25.5 | 18.3 | 31.3 | 29.8 | 0
782 | 31.1 | 21.2 | 25 | 30 | 17.7 | 32 | 27.5 | 22.5 | 32.9 | 25.2 | 22.1 | 23.2 | 24 | 30.1 | 29.9 | 21 | 20.8 | 21.7 | 26.6 | 23.6 | 18.5 | 29 | 20.8 | 26.8 | 22.4 | 20.5 | 21.5 | 27.6 | 27.6 | 30.4 | 23.2 | 26.3 | 31.9 | 19.6 | 20.8 | 31.2 | 33 | 27.5 | 31.6 | 22.7 | 33.2 | 25 | 31.8 | 27.2 | 29 | 28.6 | 33 | 23 | 23.8 | 30.1 | 20.6 | 12.4 | 32.2 | 31.1 | 31.5 | 25.4 | 18.8 | 32.3 | 29.6 | 0
783 | 31.6 | 21.6 | 26.3 | 30.5 | 17.8 | 31.1 | 28.1 | 22.8 | 33.5 | 26.2 | 22.8 | 23 | 24.8 | 29.8 | 30.6 | 21.1 | 19.3 | 22 | 25.8 | 24.1 | 19.1 | 29.8 | 19.4 | 27.5 | 22.5 | 20.5 | 21.5 | 28.5 | 27.9 | 30.3 | 22.1 | 26.5 | 32.8 | 19.7 | 21.3 | 30.5 | 32.6 | 27.8 | 31.2 | 22.7 | 32.5 | 24.2 | 32.4 | 27.3 | 29.5 | 28.9 | 33.8 | 22.9 | 23.3 | 30.1 | 20.9 | 11.6 | 31.2 | 30.6 | 31.1 | 23.7 | 19 | 32.8 | 28.8 | 0
784 | 31.7 | 21.2 | 26.3 | 30.5 | 18.4 | 31.1 | 27.8 | 22.6 | 33.3 | 26.2 | 22.5 | 22.2 | 24.1 | 29.3 | 31 | 20.2 | 17.9 | 22.4 | 24.2 | 24.1 | 19 | 30 | 18.1 | 27 | 23 | 20.3 | 21.5 | 28.3 | 27.5 | 29.7 | 20.7 | 26.3 | 32.7 | 19.3 | 21.2 | 30.4 | 31.7 | 27.5 | 31 | 22.6 | 31.5 | 22.7 | 31.9 | 27.6 | 29 | 28.5 | 33 | 21.9 | 22 | 30.6 | 19.8 | 10.9 | 29.7 | 30.1 | 31.1 | 21.7 | 19.2 | 28.4 | 27.8 | 0
785 | 31.6 | 20.3 | 26.2 | 30.2 | 17.7 | 30.7 | 26.7 | 21.8 | 32.2 | 25.7 | 21.6 | 20 | 23 | 28.4 | 30.9 | 19.1 | 16.4 | 22.5 | 22.2 | 22.6 | 18.8 | 29.1 | 16.2 | 26.6 | 22.7 | 19.8 | 21.2 | 27 | 26.8 | 28.6 | 18.4 | 25 | 32.4 | 19 | 21 | 29.2 | 30.4 | 27.1 | 30.1 | 22.6 | 30.5 | 21.4 | 31.6 | 27.3 | 29.2 | 27.2 | 32 | 21 | 20.2 | 30.3 | 19.6 | 9.4 | 28 | 29.7 | 30.6 | 19.2 | 18.3 | 27.5 | 26.4 | 0
786 | 25.5 | 18.6 | 25.2 | 28.9 | 16.7 | 29.7 | 26.7 | 20.3 | 30.5 | 24.4 | 19.9 | 18.8 | 20.1 | 26.8 | 30.2 | 17.7 | 15.3 | 21 | 19.9 | 20.3 | 18.8 | 28.1 | 15.2 | 24.5 | 20.8 | 19 | 20.2 | 24.4 | 25.2 | 27.2 | 16.8 | 22.3 | 31.8 | 18.2 | 19.3 | 27.7 | 28.8 | 25 | 28.2 | 19.6 | 29.6 | 19.7 | 29.5 | 26.2 | 29 | 24.9 | 28.9 | 19.3 | 17.9 | 29.4 | 17.7 | 8.1 | 26.6 | 29 | 29 | 17.5 | 16.8 | 25.3 | 25.1 | 0
787 | 22.6 | 16.4 | 20.9 | 27.2 | 15.7 | 26.8 | 25.4 | 18.5 | 28.3 | 21.6 | 18.2 | 17.6 | 17.4 | 26.2 | 28.3 | 14.5 | 14.1 | 19.5 | 17.8 | 16.8 | 17.8 | 27.1 | 13.8 | 22.9 | 18 | 18 | 19.2 | 21.5 | 23.4 | 25.5 | 14.9 | 20.2 | 29.7 | 17.7 | 17.6 | 25.6 | 27.1 | 22.8 | 27.2 | 17.1 | 28.2 | 18.5 | 27.3 | 24.3 | 27.4 | 22.2 | 26.2 | 18 | 15.7 | 27.4 | 16.5 | 6.1 | 25.6 | 28.1 | 27.6 | 16 | 14.8 | 24.7 | 23.9 | 0
788 | 21.1 | 15.6 | 17.7 | 25 | 15 | 24.6 | 24.3 | 16.6 | 26.5 | 16.2 | 16.4 | 17.6 | 14.2 | 25.7 | 26.2 | 12.5 | 13.4 | 18 | 16 | 13.6 | 17 | 26.3 | 13 | 20.6 | 16.7 | 17.5 | 17.9 | 18.8 | 21.2 | 23.6 | 14 | 18.1 | 27.4 | 16.6 | 16.5 | 24.4 | 25.6 | 22 | 26.8 | 15 | 27.4 | 17.4 | 23.8 | 23 | 27.3 | 19.6 | 23 | 16.4 | 13.8 | 25.8 | 14 | 4.4 | 24.8 | 27.9 | 26.7 | 15.4 | 13.8 | 24.3 | 23 | 0
789 | 19.1 | 15.2 | 16.1 | 23.2 | 14.3 | 22.7 | 23.6 | 15.2 | 24.3 | 14.2 | 15.4 | 17 | 12.6 | 25.4 | 23.7 | 11.4 | 12.7 | 17.6 | 14.9 | 10.9 | 16.3 | 25.4 | 11.3 | 19.7 | 15.1 | 17 | 17.2 | 17.2 | 19.7 | 21.6 | 12.9 | 16.7 | 25.9 | 15.7 | 15.7 | 23.6 | 24.5 | 21.3 | 26.1 | 13.6 | 26.8 | 16.9 | 21.3 | 21.9 | 26.5 | 17.9 | 21.9 | 15.7 | 12.6 | 25.1 | 12.8 | 2.6 | 24.1 | 27.6 | 25.9 | 14.7 | 12.8 | 25.3 | 22.3 | 0
790 | 18 | 14.6 | 15.8 | 21.7 | 13.5 | 22 | 22.7 | 14.3 | 22.9 | 13.7 | 14.6 | 16.9 | 11.1 | 25 | 22.3 | 10.7 | 12.5 | 17.1 | 14.4 | 10 | 15.8 | 24.6 | 10.1 | 18.4 | 15.1 | 16 | 16.6 | 16.6 | 18.5 | 19.9 | 12.8 | 15.9 | 25.3 | 14.4 | 15.3 | 23.1 | 23.8 | 20.3 | 26.1 | 12.9 | 26.6 | 16.3 | 18.4 | 20.7 | 26.5 | 17.1 | 20.9 | 14.9 | 11.9 | 24.8 | 10.4 | 1.9 | 23.3 | 27.2 | 25.3 | 14.5 | 12.3 | 25.1 | 22.1 | 0
791 | 16.3 | 14.1 | 14.3 | 21 | 13.5 | 21 | 22 | 13.4 | 22.2 | 13.2 | 14.4 | 16 | 11 | 24.1 | 22.1 | 10.8 | 12.4 | 16.6 | 14.2 | 10.2 | 15.3 | 23.8 | 8.4 | 18 | 15.4 | 15 | 15.7 | 17 | 18.2 | 18.4 | 12.4 | 15.2 | 24.8 | 13.4 | 14.7 | 21.3 | 23.6 | 19.5 | 25.8 | 12.1 | 25.3 | 16 | 16.8 | 19.7 | 26.4 | 17.2 | 21.2 | 14.6 | 11.6 | 24.1 | 9.2 | 1.8 | 22.6 | 27 | 24.9 | 14 | 11.4 | 24.3 | 21.8 | 0
792 | 16.6 | 13.1 | 13.8 | 20.6 | 13.2 | 19.8 | 20.9 | 12.7 | 21.5 | 17.4 | 14 | 15.8 | 10.3 | 23.5 | 21.9 | 10.2 | 12.6 | 16.1 | 14 | 11.8 | 15.2 | 22.6 | 7.6 | 16.4 | 15.4 | 14 | 14.5 | 17.3 | 17.9 | 17.3 | 12.7 | 14.7 | 24.3 | 12.2 | 14.9 | 20.8 | 23.4 | 18.5 | 25.1 | 11.4 | 25.8 | 15.1 | 14.8 | 18.8 | 25.3 | 17.4 | 20.3 | 13.8 | 11.2 | 24.1 | 6.8 | 2.9 | 22.1 | 26.5 | 24.8 | 14 | 11.4 | 23.4 | 21.6 | 0
793 | 19.1 | 12.7 | 13.3 | 20.6 | 12.6 | 19.2 | 20.7 | 12 | 20.9 | 17.9 | 13.7 | 15 | 10.2 | 23.3 | 21.7 | 9.4 | 12.4 | 15.9 | 13.7 | 12.8 | 15.2 | 22.2 | 6.3 | 15.3 | 14.7 | 13.3 | 13.6 | 17.3 | 17.9 | 16.3 | 12.1 | 14 | 23.8 | 11.8 | 13.2 | 19.2 | 23.1 | 19 | 25 | 10.9 | 25.2 | 14.2 | 14.2 | 18.2 | 25.1 | 17.3 | 19.7 | 13.5 | 10.6 | 23.6 | 6.2 | 3.9 | 21.8 | 26.3 | 24.6 | 13.7 | 10.9 | 22.9 | 20.9 | 0
794 | 18.1 | 12.7 | 12.6 | 20.4 | 12.2 | 18.8 | 20.5 | 11.3 | 20.4 | 13.7 | 13 | 15 | 9.5 | 23.1 | 21.6 | 9.4 | 12.2 | 15.5 | 13 | 13.4 | 14.5 | 21.6 | 5.6 | 13.6 | 14.5 | 12.6 | 12.9 | 16.6 | 17.4 | 15.4 | 11.6 | 13.7 | 23.2 | 11.4 | 13 | 19 | 22.4 | 18.1 | 24.8 | 10.6 | 24.9 | 13 | 13 | 17.5 | 24.2 | 16.6 | 18 | 12.8 | 9.6 | 23.1 | 5.2 | 5 | 21.6 | 26.1 | 24.6 | 13.6 | 10.8 | 21.9 | 20 | 0
795 | 17.6 | 12.6 | 11.7 | 20.1 | 11.8 | 18.2 | 20.5 | 10.8 | 19.9 | 11.5 | 12.4 | 14.5 | 9.5 | 23.2 | 21.5 | 9.2 | 11.5 | 15.1 | 12.3 | 12.6 | 14.3 | 21 | 4.3 | 13.2 | 14.5 | 11.4 | 12.6 | 15.6 | 17 | 14.3 | 10.3 | 13.5 | 22.4 | 11.7 | 12.1 | 18.3 | 21.4 | 17.5 | 24.6 | 9.8 | 24.4 | 12.2 | 12.8 | 16.8 | 23.3 | 15.5 | 17.4 | 12.8 | 8.6 | 22.7 | 6.2 | 5.2 | 21.4 | 26 | 24.1 | 13.1 | 10.4 | 21.2 | 18.8 | 0
796 | 17.1 | 12.3 | 11.3 | 19.4 | 11.6 | 18.2 | 20.4 | 10.5 | 19.9 | 11.2 | 11.3 | 15 | 8.8 | 23.2 | 21.1 | 8.5 | 11.2 | 14.9 | 11.8 | 11.7 | 14.2 | 20.5 | 3.8 | 12.4 | 14 | 11.5 | 12.6 | 14.5 | 16.1 | 13.1 | 10 | 13.5 | 22.3 | 11.5 | 11.3 | 18 | 20.2 | 17.3 | 24.6 | 9.4 | 24.4 | 11.3 | 11.7 | 16.2 | 22.8 | 14.5 | 16.4 | 12.5 | 7.7 | 22.1 | 5.9 | 5.6 | 21 | 25.3 | 24.1 | 13 | 10.2 | 20.8 | 18.1 | 0
797 | 16.6 | 11.8 | 11.3 | 17 | 11.6 | 17.7 | 20.4 | 10.2 | 20.5 | 12.2 | 10.6 | 13.2 | 8 | 23.2 | 20.4 | 8.5 | 10.6 | 14.5 | 11.1 | 8 | 13.8 | 20 | 5 | 13.6 | 13.9 | 11.4 | 12.4 | 10.6 | 14.6 | 14.6 | 11.4 | 13.4 | 22 | 10 | 11.2 | 17.8 | 19 | 17.3 | 24.6 | 8.9 | 23.6 | 11.2 | 11.2 | 15.9 | 22.3 | 14 | 19.2 | 10.4 | 5.6 | 21.6 | 5 | 0.4 | 20.2 | 25.1 | 23.6 | 13 | 9.8 | 20.3 | 19 | 0
798 | 15.6 | 11.2 | 11.3 | 16.9 | 11.5 | 17.4 | 20.3 | 10.2 | 21.1 | 10.7 | 9.7 | 13 | 6.9 | 23.2 | 19.7 | 8.5 | 12.6 | 13.9 | 12 | 9.2 | 12.8 | 19.5 | 6.8 | 13.6 | 14 | 10.3 | 11.4 | 10.4 | 15 | 12.3 | 12.7 | 13 | 21.4 | 9.6 | 10.6 | 17.7 | 18.7 | 17.4 | 24 | 8.8 | 23.5 | 11.8 | 9.8 | 15.3 | 21.5 | 14.4 | 18.6 | 11.1 | 6.3 | 21.1 | 4.9 | 2.6 | 20.2 | 24.7 | 23.6 | 13.9 | 9.5 | 19.8 | 20.1 | 0
799 | 15.6 | 9.9 | 10.3 | 17.9 | 10.8 | 17.6 | 19.8 | 10.6 | 21.8 | 10.2 | 10 | 13.5 | 8.5 | 23.2 | 19.2 | 7.9 | 14.5 | 13.7 | 13.3 | 11.6 | 12.3 | 19 | 9 | 15.2 | 13.9 | 10 | 11 | 12.2 | 16.3 | 12 | 14.3 | 13 | 20.7 | 10.2 | 10.6 | 17.7 | 20 | 17.4 | 24 | 8.4 | 23.5 | 13.5 | 10.4 | 14.7 | 21.5 | 16.3 | 19.7 | 12.8 | 8.1 | 20.4 | 6.1 | 5.9 | 21.1 | 24.6 | 23.6 | 14.8 | 9.3 | 17.8 | 21.6 | 0
800 | 15.6 | 10.2 | 10.9 | 19.6 | 11 | 18.7 | 19.8 | 12 | 22.6 | 9.4 | 10.4 | 14.6 | 10.6 | 24.5 | 19.3 | 7.3 | 16.6 | 13.6 | 15.8 | 14 | 11.8 | 20 | 12 | 17.4 | 13.9 | 9.8 | 10.5 | 14.4 | 18.6 | 12.4 | 16.2 | 15 | 20.5 | 11.4 | 11 | 18.5 | 22 | 18 | 24.1 | 8.5 | 23.5 | 16 | 12.6 | 14.6 | 21.5 | 18.7 | 21 | 15 | 10.8 | 20.7 | 7 | 9 | 22.6 | 25.1 | 25 | 16 | 10 | 17.5 | 24 | 0
801 | 17.9 | 11.9 | 18.5 | 22.4 | 12.7 | 22.9 | 19.8 | 14.4 | 23.4 | 15.9 | 12.7 | 16.7 | 14.9 | 26.3 | 20.1 | 10.7 | 17.7 | 13.7 | 18.2 | 17.4 | 11.8 | 22.5 | 14.4 | 21.1 | 16.2 | 10.8 | 12.2 | 17.9 | 21.2 | 16.5 | 18.3 | 20.2 | 24.8 | 13.4 | 13.6 | 22.4 | 25.6 | 21.3 | 26.7 | 12 | 26.3 | 18.6 | 17.5 | 16.2 | 24.6 | 21.7 | 24.3 | 17.6 | 14.1 | 22.6 | 10.5 | 10.6 | 24.8 | 26.4 | 26.4 | 16.9 | 15.1 | 19.6 | 25.7 | 0
802 | 20.4 | 15 | 21.6 | 25.2 | 15.1 | 25.5 | 21.3 | 17.4 | 24.3 | 18.9 | 15.1 | 19.2 | 18.2 | 27.3 | 22.1 | 14.2 | 18.8 | 16.6 | 21.1 | 20.1 | 13.3 | 24 | 16.8 | 24.3 | 18.2 | 13.4 | 14.6 | 20.8 | 24 | 20.6 | 20.3 | 23.2 | 28 | 15.3 | 16.5 | 27.8 | 28.9 | 23.5 | 28.3 | 15.4 | 28.5 | 20.9 | 22.7 | 18.9 | 26 | 23.9 | 27 | 19.9 | 17.3 | 24.9 | 14 | 11 | 27.1 | 28.4 | 27.4 | 18 | 18.1 | 22.5 | 27.4 | 0
803 | 23.4 | 17.4 | 23.2 | 28 | 16.8 | 27.4 | 23.4 | 20.4 | 25.3 | 21.4 | 18.2 | 21.8 | 21.8 | 28.8 | 24.6 | 15.4 | 19.4 | 20.2 | 23.4 | 23 | 15.8 | 27 | 18.4 | 27.4 | 20.3 | 15.3 | 16.4 | 23.8 | 26.2 | 25.8 | 22.2 | 25.2 | 30.1 | 17.2 | 19.4 | 30.9 | 32.2 | 25 | 30.2 | 18.4 | 30.8 | 22.4 | 28 | 21.2 | 27.8 | 25.8 | 30.2 | 21.8 | 20 | 26.9 | 18.8 | 10.4 | 29 | 30.2 | 28.6 | 19 | 20.1 | 23.8 | 28 | 0
804 | 25.4 | 18.3 | 24.2 | 29.9 | 18.3 | 29 | 25.3 | 22.8 | 26.5 | 23 | 20 | 23.6 | 23.2 | 29.8 | 27 | 18.7 | 20.5 | 22.5 | 25.5 | 24.6 | 18.3 | 29 | 20.1 | 28.8 | 21.5 | 16.7 | 17.9 | 25.4 | 27.9 | 28.1 | 23.5 | 26.4 | 32.1 | 18.2 | 21.5 | 33 | 33.7 | 27 | 31.2 | 19.9 | 32.7 | 23.2 | 30.9 | 23.1 | 29 | 26.7 | 31.5 | 22.9 | 21.8 | 28.9 | 21.7 | 10 | 30.1 | 31 | 30.3 | 20.1 | 20.9 | 26 | 28.6 | 0
805 | 26.4 | 20.1 | 25.9 | 31.4 | 18.3 | 29.2 | 26.7 | 24.4 | 27.9 | 24 | 21.7 | 24.7 | 25.2 | 30.4 | 28.5 | 20.1 | 21 | 23 | 26.2 | 26.3 | 19.8 | 29.8 | 20.9 | 29.8 | 22.4 | 18.1 | 19.4 | 27.2 | 28.8 | 30 | 24.1 | 27 | 32.7 | 19.1 | 22.6 | 35.3 | 34.4 | 28 | 31.7 | 20.9 | 32.8 | 23.6 | 32.4 | 24.6 | 29.1 | 27.5 | 33.1 | 23.4 | 22.7 | 29.9 | 24.3 | 9.8 | 30.4 | 31.3 | 31.2 | 20.7 | 21.7 | 26.4 | 28.3 | 0
806 | 27.4 | 20.8 | 26.5 | 32 | 18.4 | 30.4 | 27.3 | 25.3 | 29.2 | 24.4 | 22 | 24.6 | 26 | 30.3 | 29.6 | 20.5 | 21.4 | 23 | 26 | 26.8 | 20.3 | 29.6 | 21.4 | 29.6 | 23.8 | 18.7 | 19.8 | 28 | 29.2 | 29.6 | 23.6 | 27.6 | 33.9 | 19.4 | 22.9 | 32.6 | 33.6 | 27.3 | 32.2 | 21.7 | 32.8 | 23.6 | 32 | 25.9 | 29.1 | 28 | 33.4 | 23.4 | 22.6 | 31.2 | 24.4 | 10.2 | 29.8 | 30.4 | 31.8 | 20.8 | 22.1 | 27 | 28.2 | 0
807 | 27.8 | 21.1 | 27.2 | 32.5 | 18.8 | 31.2 | 27.8 | 25.7 | 30 | 24.4 | 22.6 | 24 | 27.9 | 30.2 | 30.1 | 20.6 | 20.6 | 23.1 | 24.3 | 27.3 | 20.6 | 29.8 | 20.6 | 29.9 | 24.1 | 19.2 | 20.1 | 29.1 | 28.9 | 30.2 | 22.3 | 27.4 | 32.7 | 19.8 | 23 | 30.9 | 32.8 | 27.9 | 32.3 | 21.7 | 32.5 | 23.3 | 31.7 | 26.4 | 29.3 | 28.7 | 34.5 | 23.1 | 21.7 | 31.8 | 24.5 | 10.4 | 28.9 | 30.6 | 31.8 | 20 | 21.3 | 27.8 | 27.3 | 0
808 | 27.8 | 21 | 27.2 | 32.2 | 20 | 31.3 | 27.7 | 25.6 | 29.9 | 24.4 | 22.1 | 22.7 | 27.9 | 29.4 | 30.6 | 19.9 | 19.5 | 23 | 22.4 | 26.2 | 20.4 | 29.8 | 19.7 | 29.3 | 24.1 | 19.6 | 20.2 | 28.8 | 28.4 | 29.2 | 20.6 | 26.9 | 33.6 | 19.7 | 22.8 | 31.1 | 31.2 | 27.9 | 31.2 | 21.8 | 31.7 | 22.6 | 30.7 | 26.5 | 29.3 | 28.4 | 33.9 | 22.4 | 19.9 | 32 | 22.7 | 10.5 | 27.9 | 30.3 | 30.6 | 19 | 21.1 | 26.7 | 26.8 | 0
809 | 27.4 | 21 | 27 | 31.6 | 19.8 | 30.9 | 26.8 | 24.7 | 29.1 | 24 | 21.6 | 21.6 | 27.4 | 28.6 | 30.4 | 17.9 | 17.8 | 22.9 | 20 | 24.6 | 20.1 | 29.2 | 18 | 28.8 | 23.6 | 19.2 | 19.8 | 27.8 | 27.2 | 29 | 19 | 25.7 | 33 | 19.4 | 22.1 | 30.5 | 30 | 26.9 | 30.1 | 21.5 | 30.8 | 21.2 | 30.2 | 26 | 29.3 | 27.3 | 33 | 21.4 | 17.8 | 31.5 | 21.6 | 9.8 | 27 | 29.7 | 30.6 | 17.6 | 19.1 | 26.5 | 25.8 | 0
810 | 26.4 | 19.8 | 26 | 30.1 | 17.8 | 29.5 | 25.8 | 23.1 | 27.8 | 23.5 | 19.8 | 20.4 | 23.9 | 27.1 | 29.6 | 16.2 | 16.7 | 20.6 | 18.4 | 21.4 | 19.5 | 28 | 16.8 | 26.9 | 21.6 | 18.6 | 19 | 25 | 25.8 | 26.5 | 17.9 | 23.4 | 31.7 | 18.2 | 20 | 28.8 | 28.1 | 25.2 | 28.5 | 19.9 | 29.1 | 19.1 | 28.7 | 24.9 | 28 | 24.6 | 29.7 | 20 | 15.4 | 30 | 19.3 | 8.9 | 26.3 | 28.8 | 29.1 | 16.8 | 17.5 | 25.2 | 25.3 | 0
811 | 23.8 | 16.1 | 20.9 | 28.4 | 16.1 | 27.3 | 24.8 | 21.2 | 26.4 | 21.5 | 18.4 | 19.7 | 20.5 | 26.4 | 27.5 | 13.8 | 15.8 | 18.6 | 16.9 | 18.7 | 18.4 | 26.5 | 15.3 | 25.1 | 19.4 | 17.3 | 17.8 | 22.2 | 23.8 | 24.5 | 17.5 | 21.4 | 30.6 | 16.9 | 18.4 | 27 | 26.8 | 23.9 | 28.2 | 17 | 28 | 16.7 | 27.2 | 22.9 | 26.8 | 21.5 | 26.6 | 18.7 | 13.3 | 27.9 | 18.7 | 7.8 | 25.7 | 28.1 | 27.7 | 16.2 | 15.5 | 24.5 | 24.2 | 0
812 | 20.4 | 14.4 | 18 | 26.4 | 15.8 | 24.3 | 23.8 | 19.4 | 25.1 | 19.3 | 16.4 | 19 | 16.6 | 26.3 | 25.7 | 11.7 | 15.8 | 17.8 | 16.2 | 16 | 17.8 | 25.5 | 14.2 | 22.6 | 17.9 | 16.1 | 16.6 | 19.4 | 21.8 | 21 | 17.6 | 20.3 | 29.1 | 15.2 | 17.3 | 26.7 | 25.4 | 23.6 | 27.5 | 14.9 | 27.4 | 14.4 | 24.6 | 21.3 | 26.4 | 18.2 | 23 | 17.4 | 11.6 | 25.9 | 17.6 | 7.2 | 25.2 | 27.7 | 26.7 | 16.2 | 14.1 | 23.8 | 23.4 | 0
813 | 19.8 | 13.1 | 16.5 | 24.8 | 14.8 | 23.8 | 22.6 | 17.8 | 23.7 | 17.4 | 15.6 | 18.7 | 15.5 | 25.7 | 23.2 | 10.4 | 15.5 | 17 | 15.3 | 14.9 | 17 | 24.8 | 12.6 | 21 | 17.1 | 15.1 | 15.6 | 18.4 | 19.7 | 19.4 | 17.8 | 19.3 | 28 | 14.1 | 16.5 | 25.7 | 24.9 | 23.1 | 27.2 | 13.9 | 27 | 12.8 | 22.4 | 20.2 | 26.4 | 16.3 | 21.7 | 16.6 | 10.7 | 24.8 | 18 | 6.8 | 24.7 | 27.7 | 26.1 | 16.1 | 13.3 | 23.4 | 22.1 | 0
814 | 17.4 | 12.4 | 15.9 | 23.3 | 14.1 | 23.3 | 22 | 16.6 | 22.8 | 17.9 | 14.4 | 18.2 | 15 | 25.2 | 22.1 | 10.3 | 15.6 | 16.6 | 14.9 | 13.8 | 16.3 | 24.3 | 11.5 | 19.4 | 16.9 | 14.4 | 14.8 | 17.9 | 18.3 | 17.1 | 17.7 | 18.6 | 27.2 | 13.3 | 15.4 | 23 | 24.3 | 22.6 | 26.7 | 13.4 | 26.3 | 12.3 | 19.6 | 19.2 | 25 | 15.4 | 20.6 | 16 | 10.3 | 24.4 | 16.7 | 6.7 | 24.1 | 27.4 | 25.3 | 16.1 | 12.6 | 22.8 | 21.6 | 0
815 | 15.9 | 10.5 | 15.5 | 22.4 | 13.2 | 22 | 21.3 | 15.4 | 22.3 | 17.9 | 14 | 17.6 | 16.4 | 24.5 | 22.3 | 9.9 | 14.8 | 16.5 | 14.2 | 13.4 | 15.5 | 23.2 | 10 | 18.6 | 16.5 | 14.2 | 14.7 | 18.4 | 17.4 | 16.6 | 16.8 | 17.9 | 26.6 | 13.2 | 14.5 | 21.5 | 24.2 | 22 | 26.6 | 12.4 | 25.8 | 12.6 | 17.8 | 18.3 | 24.4 | 15.8 | 21.2 | 15.6 | 10.2 | 24.4 | 15.2 | 6.2 | 23.6 | 27.1 | 24.7 | 15.6 | 11.9 | 22.5 | 21 | 0
816 | 15 | 9.5 | 15 | 21.3 | 12.5 | 21 | 20.5 | 14.4 | 21.8 | 17.5 | 12.7 | 16.6 | 16.2 | 24 | 22.5 | 9.3 | 14 | 16.4 | 14 | 11.8 | 14.8 | 22.5 | 9.2 | 17.3 | 16.3 | 12.8 | 13.6 | 17.9 | 17.2 | 15.2 | 15.3 | 16.7 | 25.1 | 12.9 | 13.6 | 20.5 | 23.3 | 21.6 | 26.6 | 11.7 | 25.1 | 13.3 | 15.9 | 17.6 | 23.7 | 16.2 | 20.8 | 14.9 | 9.9 | 24.4 | 11.4 | 5.1 | 23 | 26.5 | 24.4 | 15 | 11.3 | 21.6 | 21.3 | 0
817 | 15.1 | 9.1 | 14.9 | 20.5 | 12.2 | 21 | 19.8 | 13.6 | 21.5 | 16.7 | 12.2 | 15.8 | 16.1 | 23.4 | 22.5 | 8.6 | 12.4 | 16.5 | 13.4 | 10.3 | 14.2 | 21.5 | 7.8 | 16.5 | 16.1 | 11.8 | 13.2 | 17.1 | 17 | 15.5 | 13.4 | 16 | 25 | 12.8 | 13.7 | 20.1 | 22.7 | 21.3 | 26.7 | 11.7 | 24.7 | 13.6 | 15.2 | 16.8 | 22.9 | 16.6 | 21 | 13.9 | 9.3 | 24.4 | 8.3 | 3.1 | 22.4 | 25.7 | 24 | 14.1 | 10.3 | 21.5 | 21.1 | 0
818 | 15 | 8.4 | 14.5 | 19.4 | 12 | 20.3 | 19.3 | 12.8 | 21.2 | 16 | 11.2 | 14.8 | 13.7 | 23.1 | 22.4 | 8.3 | 11.2 | 16.5 | 13 | 8.2 | 13.6 | 20.5 | 6.8 | 15.2 | 15.8 | 11.1 | 13.2 | 15 | 16.8 | 15 | 11.8 | 15.5 | 24.3 | 12.2 | 13.2 | 19.5 | 21.4 | 21.2 | 26.6 | 11.2 | 24.2 | 13.4 | 14.2 | 15.7 | 22.2 | 16 | 20 | 12.6 | 8.2 | 23.9 | 5 | 0.8 | 21.8 | 25.7 | 23.7 | 13.4 | 10.3 | 21 | 21 | 0
819 | 14.4 | 8 | 12.6 | 18.5 | 11.3 | 20.3 | 18.8 | 12.5 | 20.9 | 15 | 11.2 | 14.2 | 11.9 | 23.3 | 22.3 | 8.1 | 9.9 | 16.4 | 12 | 7.4 | 13.2 | 20 | 5.4 | 14.6 | 15.4 | 10.3 | 11.8 | 13.3 | 16 | 16 | 10.8 | 16.2 | 23.8 | 11.6 | 12.4 | 19.3 | 20.6 | 20.7 | 26.3 | 11.1 | 23.7 | 12.6 | 13.8 | 15 | 21.8 | 15.3 | 20 | 11.4 | 7 | 23.3 | 4.4 | 1.2 | 21.2 | 25.4 | 23.6 | 12.7 | 9.7 | 20.1 | 20 | 0
820 | 14.4 | 7.1 | 13.1 | 17.5 | 10.9 | 19.9 | 18.8 | 12.7 | 20.7 | 14 | 10.6 | 13.5 | 9.1 | 23.3 | 20.2 | 7.8 | 9.9 | 15.7 | 11.5 | 6.9 | 12.8 | 19.5 | 4.9 | 13.6 | 15.1 | 10.2 | 11.8 | 11.2 | 15.2 | 15.1 | 10.7 | 16.3 | 23.5 | 10.6 | 12 | 19.9 | 19.4 | 20 | 26.1 | 11.2 | 23.3 | 11.6 | 12.3 | 14.3 | 21.7 | 14.2 | 19.1 | 10.5 | 5.9 | 22.7 | 3.9 | 1.6 | 20.6 | 24.8 | 23.7 | 12.7 | 9.6 | 19.6 | 19.4 | 0
821 | 13.1 | 6.5 | 11.7 | 17.6 | 10.3 | 19.8 | 18.4 | 12.9 | 20.4 | 14 | 10.6 | 16.6 | 11 | 23.1 | 16.1 | 7.3 | 14.2 | 15.2 | 11.4 | 8.8 | 12.6 | 19.8 | 6.4 | 13.4 | 14.8 | 10 | 11.3 | 13.4 | 13.2 | 13 | 14.4 | 15.8 | 23 | 10 | 11.4 | 20.3 | 20 | 20 | 25.7 | 11.1 | 22.7 | 10.8 | 12.4 | 13.4 | 21.5 | 12.4 | 17.6 | 10.4 | 6.6 | 21.9 | 8 | 4.6 | 21.2 | 24.7 | 23.8 | 14 | 9.1 | 19.5 | 20 | 0
822 | 12.9 | 6.2 | 11.5 | 16.4 | 9.6 | 19.7 | 18.3 | 13.8 | 20.1 | 13 | 9.8 | 16.5 | 11.3 | 23.2 | 12 | 7.4 | 14.1 | 14.6 | 12.2 | 8.6 | 12.5 | 19.5 | 7.3 | 13.5 | 14.6 | 9.7 | 10.7 | 13 | 14.2 | 12.2 | 15 | 15.6 | 22.6 | 9.9 | 10.7 | 19.1 | 19.6 | 19.6 | 25.6 | 10.9 | 22.7 | 10.9 | 11.8 | 13.1 | 19.3 | 13.8 | 17.8 | 11.9 | 6.5 | 21.9 | 7.7 | 5.1 | 20.4 | 24.5 | 24.2 | 14.1 | 9 | 18.5 | 20.7 | 0
823 | 12.5 | 5.7 | 11.5 | 16.7 | 9.7 | 18.8 | 18.3 | 15.2 | 19.8 | 13.3 | 10.3 | 16.7 | 12.6 | 22.8 | 13.1 | 6 | 14.3 | 14.5 | 13.8 | 9.9 | 12 | 19.2 | 8.9 | 15 | 14.6 | 9.2 | 10.4 | 13.7 | 16.6 | 12.9 | 15.6 | 14.8 | 22.5 | 10.6 | 10.4 | 19.1 | 20.4 | 19.6 | 25.3 | 10.7 | 22.6 | 12.6 | 13 | 12.3 | 19 | 16 | 19.8 | 13.9 | 7.1 | 21.4 | 8.6 | 6.7 | 20.4 | 24.2 | 24.2 | 14.9 | 8.6 | 17 | 21.9 | 0
824 | 12.9 | 5.5 | 13 | 17.6 | 10.3 | 18.8 | 18.4 | 17.2 | 19.9 | 13.7 | 11.2 | 17.2 | 16 | 23.7 | 15.8 | 6.5 | 15 | 14.5 | 16.2 | 11.6 | 11.6 | 20 | 11.8 | 17.2 | 15 | 9.4 | 10.4 | 15 | 19.4 | 14 | 17 | 16.3 | 22.6 | 11.8 | 10.5 | 20.3 | 21.6 | 19.9 | 25.7 | 10.4 | 22.9 | 14 | 15.4 | 12.3 | 18.8 | 18.8 | 21.8 | 16.4 | 8.4 | 21.8 | 10 | 8.8 | 20.8 | 24.5 | 25.1 | 16 | 10 | 16.7 | 23.6 | 0
825 | 17.1 | 7.7 | 19.7 | 20.9 | 13.4 | 23 | 20.2 | 19.7 | 20.5 | 15.6 | 13.7 | 18.3 | 18.7 | 25.6 | 19.5 | 10.3 | 16.2 | 16.7 | 18.8 | 15 | 12.2 | 22.7 | 14.8 | 20.3 | 16.8 | 12.2 | 12 | 18 | 22.5 | 17.3 | 17.8 | 19.6 | 24 | 13.7 | 13.2 | 25.3 | 24.5 | 20.1 | 27.1 | 12.9 | 25.4 | 17.2 | 19.9 | 14.3 | 23.1 | 21.3 | 25.2 | 18.4 | 10.7 | 24 | 12 | 11.3 | 22.5 | 24.8 | 26.7 | 17.9 | 15.2 | 17.1 | 25.3 | 0
826 | 21.9 | 13.1 | 22.1 | 24.2 | 16 | 26.5 | 22.6 | 22.4 | 22.4 | 17.6 | 16.2 | 19.7 | 21.8 | 27.8 | 22.2 | 14.3 | 17.8 | 18.6 | 21.5 | 17.9 | 15.4 | 25 | 18.1 | 23.1 | 18.7 | 14.7 | 14.3 | 21.3 | 25 | 20.4 | 18.8 | 22.1 | 25.7 | 15.5 | 16.8 | 29.1 | 27.3 | 21.4 | 28.1 | 16.4 | 27.6 | 19.7 | 24.3 | 18.4 | 26.9 | 23.6 | 27.7 | 20.2 | 13.3 | 26.4 | 13.6 | 13.1 | 24.2 | 27.3 | 28.4 | 19.7 | 19.3 | 20.8 | 26.9 | 0
827 | 24.7 | 18.4 | 24.2 | 28.2 | 18.5 | 29.3 | 24.6 | 24.7 | 24.7 | 20.2 | 19 | 21.4 | 23.4 | 29.6 | 24.7 | 17.2 | 19.4 | 21.8 | 23.6 | 21.2 | 18.2 | 22 | 20.6 | 25.6 | 20.1 | 17.5 | 16.9 | 25 | 27 | 24 | 19 | 24.4 | 28.2 | 17.2 | 17.8 | 32.8 | 30.2 | 23 | 30 | 18.4 | 31.4 | 22.8 | 28.8 | 21 | 28.6 | 25.4 | 30.4 | 21.4 | 16.2 | 28 | 15 | 14 | 26.4 | 29.9 | 30.2 | 21.6 | 21.3 | 22.8 | 27.8 | 0
828 | 27.9 | 20.7 | 26.6 | 30.5 | 20.2 | 30.4 | 25.3 | 26.4 | 27.1 | 22.1 | 20.5 | 22.8 | 25.4 | 29.8 | 26.6 | 19.9 | 20.7 | 23.4 | 25.2 | 22.8 | 20.4 | 27.2 | 22.7 | 27.1 | 21.6 | 18.7 | 18.4 | 27.4 | 28.2 | 25.5 | 19.6 | 25.8 | 30.4 | 18.2 | 19.5 | 34.2 | 31.4 | 25.7 | 30.9 | 18.6 | 31 | 24 | 31.4 | 23.9 | 29.3 | 27.1 | 31.5 | 22.7 | 18.6 | 29.2 | 15.9 | 13.7 | 27.7 | 30 | 30.9 | 22.7 | 22.4 | 26.5 | 28.2 | 0
829 | 29.4 | 21 | 27.7 | 32.5 | 20 | 30.9 | 26.6 | 27.4 | 28.8 | 23.6 | 22 | 23.6 | 26 | 30.3 | 27.9 | 20.5 | 21.4 | 23.9 | 25.7 | 24.4 | 20.9 | 28.7 | 23.4 | 28.2 | 22.4 | 19.2 | 19.4 | 29.3 | 29.1 | 26.7 | 19.4 | 26.6 | 31.3 | 18.8 | 20.4 | 31.8 | 32.1 | 26.9 | 31.3 | 18.5 | 31.7 | 25.4 | 33.2 | 25.3 | 29.7 | 28.4 | 33.1 | 23.6 | 20.3 | 31 | 16.9 | 12.9 | 28.7 | 30.2 | 31.4 | 23.3 | 23.8 | 27.7 | 28 | 0
830 | 29.9 | 21.9 | 28.1 | 33 | 20 | 31.3 | 27.1 | 28 | 30 | 24.6 | 22.4 | 23.8 | 27 | 30.3 | 28.9 | 22.4 | 21.4 | 24.4 | 25.4 | 24.6 | 21.2 | 29.7 | 23.4 | 28.6 | 23 | 20 | 20.6 | 29.8 | 29.6 | 26 | 19.4 | 26.8 | 31.9 | 19 | 21 | 30.6 | 31.4 | 27.8 | 31.3 | 18.4 | 31.9 | 25.2 | 33.4 | 26.4 | 30 | 29.4 | 33.6 | 24.4 | 21 | 31.6 | 17.8 | 11.8 | 28.8 | 30.1 | 32.2 | 23 | 23.8 | 28.2 | 27.4 | 0
831 | 30.4 | 21.8 | 29 | 33.9 | 20 | 31.3 | 27.5 | 28.2 | 30.4 | 25.1 | 23.1 | 23.4 | 26.6 | 30.3 | 29.6 | 22.5 | 20.6 | 24.4 | 24.1 | 25.2 | 21.4 | 30.3 | 22.1 | 28.8 | 24 | 20.7 | 20.9 | 30.2 | 29.9 | 25.9 | 18.6 | 26.9 | 32.5 | 19.2 | 21 | 31.5 | 31 | 27.7 | 31.2 | 18.5 | 31.8 | 25.7 | 33.6 | 27.4 | 30 | 29.5 | 34.7 | 24.3 | 20.9 | 32 | 18.8 | 11.2 | 28.9 | 30.2 | 32.2 | 22.4 | 23.2 | 27.8 | 26.6 | 0
832 | 30.4 | 21.9 | 29.2 | 33.5 | 21.3 | 30.6 | 27.1 | 27.9 | 30 | 25.1 | 22.6 | 22.6 | 26.8 | 30.1 | 30.2 | 21.2 | 19.3 | 24.4 | 22.4 | 24.4 | 21.2 | 30.3 | 20.6 | 28.3 | 23.6 | 21.2 | 21.3 | 29.8 | 29.3 | 24.8 | 18.3 | 26.5 | 32.4 | 19.1 | 21.3 | 31.8 | 29.9 | 26.9 | 30.2 | 18.4 | 31.8 | 24.4 | 32.8 | 27.5 | 29.6 | 28.6 | 33.9 | 23.8 | 19.8 | 32 | 19 | 10.8 | 28.1 | 29.4 | 31.8 | 21.2 | 22.8 | 27.7 | 26 | 0
833 | 30.1 | 20.8 | 28.8 | 33.2 | 21.3 | 30 | 26 | 26.9 | 28.9 | 24.5 | 22 | 21.6 | 25.8 | 28.8 | 30.4 | 19.8 | 17.6 | 23.1 | 20.4 | 23.4 | 20.8 | 29.7 | 18.6 | 27.4 | 22.9 | 20.8 | 21.2 | 29.4 | 28 | 24.4 | 17.6 | 25.6 | 32.5 | 18.8 | 20.7 | 29.9 | 29.4 | 26.7 | 29.1 | 17.6 | 25.8 | 23.4 | 31.8 | 27.3 | 28.6 | 26.6 | 32.6 | 22.6 | 18.2 | 31.6 | 18.4 | 10.6 | 27.4 | 29.2 | 30.2 | 20 | 20.8 | 27.3 | 25.4 | 0
834 | 29.3 | 19 | 27.9 | 31.2 | 18.7 | 29.4 | 25 | 25.2 | 27.5 | 23.6 | 19.9 | 20.6 | 25.5 | 26.8 | 30.1 | 18 | 15.9 | 21.1 | 18.7 | 20.8 | 19.4 | 28.7 | 17.1 | 25.5 | 21.4 | 20.3 | 20.6 | 28 | 25.6 | 23 | 17.5 | 22.7 | 31.7 | 17.9 | 18.8 | 29 | 28.1 | 25.2 | 28 | 17.4 | 28.2 | 20.6 | 29.3 | 26 | 27.4 | 23.9 | 29 | 21.4 | 16.1 | 30 | 16.6 | 9.9 | 25.8 | 28.3 | 28.7 | 18.4 | 19.5 | 25.4 | 25.1 | 0
835 | 25.6 | 16.5 | 23.8 | 29.4 | 16.3 | 26.5 | 24 | 23.1 | 26 | 21.1 | 17.8 | 19.7 | 23.7 | 26.1 | 29.2 | 16 | 14.3 | 19.4 | 17.3 | 18.4 | 18.2 | 27.2 | 15.5 | 23.4 | 20 | 19.2 | 19 | 26.4 | 23 | 22.5 | 16.8 | 20.2 | 30.7 | 16.9 | 16.4 | 27.3 | 27.3 | 23.2 | 27.5 | 16.4 | 27 | 18.9 | 26.6 | 23.9 | 26.2 | 21 | 25.6 | 20.1 | 14.3 | 28.7 | 14.5 | 8.8 | 24.6 | 27.7 | 27.2 | 17.2 | 17.8 | 24.4 | 24.6 | 0
836 | 23.5 | 15.5 | 22 | 26.8 | 15 | 25 | 23.5 | 21.1 | 24.8 | 16.3 | 15.2 | 19 | 22.2 | 25.7 | 27.3 | 13.4 | 13 | 18.9 | 16.4 | 15.6 | 17 | 26.7 | 14.4 | 21.2 | 16.1 | 17.8 | 18 | 24 | 20.4 | 21.4 | 16.4 | 18.3 | 29.7 | 15.6 | 14.3 | 26.6 | 26 | 22.7 | 27 | 14.1 | 26.6 | 17 | 23.2 | 22.3 | 25.8 | 18.6 | 22.2 | 19.2 | 12.6 | 28 | 12.4 | 7.2 | 23.2 | 27.6 | 26.5 | 16.2 | 16.8 | 23.7 | 24 | 0
837 | 21.3 | 14 | 21.2 | 25.4 | 13.9 | 23.4 | 22.8 | 19.3 | 23.5 | 14.5 | 13.9 | 18.4 | 19.5 | 25.3 | 25.5 | 12.1 | 12.1 | 18.4 | 15.7 | 14.3 | 16 | 25.7 | 13 | 19.7 | 15 | 16.8 | 17.2 | 21.9 | 18.8 | 21.5 | 15.2 | 17.3 | 28.7 | 14.6 | 13 | 25.7 | 25.5 | 21.4 | 26.3 | 12.9 | 26.4 | 17.2 | 20.7 | 20.5 | 25.2 | 17 | 21.2 | 18.3 | 11.5 | 28 | 11.4 | 5.9 | 22.7 | 27.3 | 25.8 | 15.8 | 15.9 | 23.2 | 23.1 | 0
838 | 19.3 | 11.5 | 20.1 | 23.6 | 13 | 22.4 | 21.8 | 18 | 22.7 | 12.9 | 12.8 | 17.9 | 18.3 | 25.2 | 24 | 12.3 | 11.7 | 17.6 | 15.4 | 13.1 | 14.9 | 24.2 | 12 | 18.7 | 15 | 16 | 16.4 | 19.3 | 17.9 | 20.5 | 14.7 | 16.4 | 27.9 | 13.6 | 12 | 24.1 | 24.5 | 20.8 | 26.2 | 12.4 | 25.7 | 16.7 | 18.3 | 19.4 | 24.9 | 16.4 | 20.7 | 17.8 | 10.7 | 27.2 | 11.3 | 4.9 | 22.2 | 27.2 | 25.2 | 15.6 | 15.3 | 22.5 | 22.2 | 0
839 | 18.1 | 11.1 | 19.5 | 22.8 | 12.8 | 21.4 | 21.1 | 16.7 | 22.4 | 11.8 | 12.8 | 17.4 | 17.3 | 24.4 | 22.7 | 11.5 | 11.8 | 17.6 | 15 | 13 | 14.4 | 22.7 | 11 | 18.4 | 15.3 | 15.1 | 15.6 | 17.4 | 17.8 | 20 | 14.2 | 16 | 27.2 | 13 | 10.4 | 23.3 | 24 | 21.3 | 25.9 | 12.4 | 25.4 | 17 | 17.2 | 18 | 24.2 | 16.2 | 21.6 | 17 | 10.2 | 25.4 | 12 | 4.6 | 22.4 | 26.8 | 24.8 | 15.6 | 14.8 | 22.4 | 21.4 | 0
840 | 17.3 | 10 | 20.6 | 21.2 | 12 | 20.7 | 20 | 15.7 | 22.1 | 11.5 | 12.4 | 17 | 18.2 | 23.3 | 21.4 | 10.3 | 12.4 | 17.4 | 14.7 | 12 | 13.9 | 22.2 | 10.5 | 18 | 14.6 | 14.7 | 15.2 | 15.4 | 17.5 | 18 | 14.8 | 15.1 | 24.9 | 12.4 | 10 | 21.9 | 22.7 | 20.8 | 25.4 | 12.4 | 24.7 | 15.2 | 16 | 17.2 | 23.1 | 16.2 | 21.3 | 16.2 | 9.5 | 24.5 | 12.5 | 4.6 | 22.2 | 26.3 | 24.5 | 15.3 | 14.5 | 21.5 | 21 | 0
841 | 16.6 | 9 | 19.7 | 20.5 | 12 | 20.6 | 19.6 | 15 | 21.6 | 10.8 | 12.6 | 16.7 | 18.1 | 22.3 | 20.7 | 10.3 | 13.1 | 16.7 | 14 | 11.5 | 13.1 | 21.2 | 9.7 | 17.5 | 13.8 | 13.6 | 14.9 | 14.4 | 16.9 | 16.6 | 15 | 14.8 | 24.2 | 12 | 9.5 | 21.2 | 21.9 | 20.1 | 25.3 | 11.2 | 24.3 | 13.8 | 15.7 | 16.3 | 23.1 | 15.6 | 21.1 | 14.6 | 9 | 24 | 12.7 | 5 | 22.3 | 26.2 | 24 | 15.1 | 14.2 | 20.3 | 20.6 | 0
842 | 16.2 | 9 | 18.7 | 19.2 | 11.5 | 20.4 | 19.5 | 14.3 | 20.9 | 10.5 | 12 | 16.6 | 18 | 22.1 | 20.4 | 9.9 | 13.8 | 15.7 | 13.2 | 10.2 | 12.4 | 20.2 | 9 | 16.4 | 13.4 | 12.8 | 14.2 | 13.6 | 15.6 | 14.6 | 15.6 | 14.4 | 23.3 | 11.4 | 9.2 | 20.8 | 20.8 | 19.7 | 24.9 | 10.4 | 23.9 | 11.4 | 14.8 | 15.4 | 23.1 | 14.6 | 19.4 | 13 | 8.2 | 23.6 | 11.8 | 5 | 22 | 26 | 23.8 | 14.6 | 13.5 | 20.1 | 20.4 | 0
843 | 15.9 | 7.8 | 18.2 | 19 | 11 | 19.7 | 19.4 | 13.7 | 20.2 | 9.9 | 11.9 | 16.6 | 15.6 | 21.7 | 20.1 | 9.4 | 14.2 | 15.4 | 12.2 | 9.7 | 12.2 | 20 | 7.7 | 15.3 | 12.9 | 11 | 13.6 | 13.7 | 14.3 | 14.1 | 15.1 | 15.2 | 22.7 | 10.9 | 8.8 | 20.4 | 20.6 | 19.5 | 24.8 | 10 | 23.5 | 10.8 | 14.3 | 15.1 | 23 | 13.2 | 18.6 | 11.2 | 7.6 | 22.7 | 10.5 | 4.9 | 22.1 | 25.2 | 23.6 | 14.4 | 13.2 | 20.2 | 20.1 | 0
844 | 15 | 7.7 | 16.8 | 18 | 10.5 | 19.3 | 19 | 13 | 19.5 | 9.2 | 11 | 16.6 | 13.4 | 21.8 | 19.5 | 9.5 | 14.3 | 15 | 11.6 | 8.8 | 11.6 | 19.2 | 6.9 | 14 | 12.3 | 11.1 | 12.9 | 13.4 | 13.2 | 13 | 14.9 | 15.2 | 22.3 | 10.3 | 8.7 | 20.2 | 20 | 19.8 | 24.6 | 9.9 | 23.4 | 10 | 13.1 | 15 | 22.7 | 12.4 | 17.3 | 10.4 | 6.9 | 22.1 | 8.9 | 4.6 | 21.5 | 24.6 | 23.2 | 14 | 13 | 19 | 19.9 | 0
845 | 14.5 | 7.7 | 15.7 | 18.8 | 10 | 19.5 | 18.7 | 12.3 | 18.9 | 9 | 11 | 15 | 18.6 | 22 | 18.5 | 9.1 | 11 | 15 | 11 | 9.2 | 11.4 | 19.2 | 8.2 | 15.6 | 10.9 | 11 | 11.9 | 13.4 | 13.6 | 20 | 13.6 | 14.6 | 21.7 | 9.8 | 8.7 | 19.9 | 20.4 | 19.7 | 24.4 | 9.2 | 23.3 | 13 | 11.4 | 14.4 | 22.6 | 11 | 18.2 | 12.2 | 6.6 | 21.3 | 8.6 | 6.8 | 20.8 | 24.2 | 23 | 14.4 | 13 | 19 | 20.4 | 0
846 | 13.8 | 8.5 | 16.3 | 18.2 | 9.9 | 17.6 | 18.8 | 11.4 | 18.3 | 8.1 | 10.2 | 15.2 | 18.3 | 22.3 | 17.5 | 9.5 | 11.9 | 14.7 | 12.1 | 9.8 | 11.2 | 18.7 | 9.7 | 14.8 | 10.8 | 10.8 | 11.9 | 13 | 15.8 | 20.1 | 14.8 | 13.9 | 21.3 | 10.3 | 8.7 | 19.2 | 19.8 | 19.2 | 24.3 | 9.1 | 22.9 | 12.8 | 10.2 | 14.2 | 22.5 | 12.4 | 18.7 | 12.2 | 6.7 | 21 | 8 | 7.3 | 19.2 | 24.2 | 22.8 | 16 | 13.1 | 18.5 | 20.9 | 0
847 | 16.4 | 9 | 16.7 | 19.4 | 9.8 | 17.9 | 18.8 | 11.1 | 18.1 | 8.2 | 11 | 15.8 | 17.9 | 22.5 | 18 | 9.2 | 13.1 | 14.4 | 13.8 | 11.4 | 10.6 | 18.7 | 11.8 | 15.3 | 10.1 | 10.4 | 11.6 | 14.3 | 19.9 | 20.3 | 16.1 | 13.9 | 20.7 | 11.4 | 8.8 | 19.6 | 20.8 | 19 | 24.1 | 8.9 | 22.5 | 14 | 11.6 | 13.2 | 21.7 | 15.2 | 20.4 | 13.5 | 8.5 | 21 | 9 | 8.3 | 18.6 | 24.2 | 22.9 | 16.5 | 12.8 | 18.4 | 21.7 | 0
848 | 16.3 | 10.1 | 18 | 20.6 | 9.8 | 19.2 | 19.3 | 12.3 | 18.6 | 13.1 | 11.5 | 17 | 16.6 | 23.8 | 19.3 | 10.2 | 14.6 | 14.4 | 16 | 13.4 | 10.4 | 20.2 | 15 | 16.8 | 9.6 | 10 | 11.9 | 16.2 | 23.2 | 20.4 | 17.8 | 15.5 | 20.6 | 13 | 9.3 | 19.6 | 22.2 | 19.7 | 24.4 | 9.2 | 22.8 | 16 | 13.7 | 13.7 | 21.6 | 18.4 | 22.4 | 15.4 | 10.4 | 21.4 | 10.2 | 9.4 | 19 | 24.6 | 24.4 | 18 | 14.8 | 18.2 | 23 | 0
849 | 18.7 | 11.2 | 21.8 | 24 | 13.6 | 23.3 | 21.4 | 15.1 | 19.8 | 15.2 | 14.5 | 18.8 | 17.2 | 25.7 | 21.2 | 11.6 | 16 | 19 | 18 | 16.3 | 11 | 23.2 | 17.7 | 19.7 | 15.8 | 12 | 13.5 | 19.7 | 27 | 21.4 | 19.1 | 20.2 | 24.2 | 14.6 | 12.7 | 24 | 25.6 | 21.1 | 26 | 10.3 | 24.7 | 19 | 18.9 | 15.9 | 23.1 | 21.8 | 25.2 | 18.5 | 13.8 | 23.6 | 13.5 | 11.1 | 21.2 | 25.4 | 26.2 | 18 | 17.4 | 20.8 | 24.6 | 0
850 | 21.7 | 14.2 | 24.7 | 26.7 | 17.1 | 25.6 | 22.8 | 18.9 | 22.4 | 17.9 | 16.7 | 20.9 | 17.8 | 27.7 | 23.4 | 14.8 | 17.6 | 18 | 19.9 | 19.1 | 14.2 | 26.6 | 20.4 | 22.4 | 19.5 | 16.5 | 15.9 | 23.1 | 29 | 22.7 | 20.3 | 22 | 26.2 | 16.1 | 15.7 | 28.2 | 28.5 | 22.4 | 26.9 | 14.1 | 28 | 21.8 | 23.4 | 20 | 25.2 | 24.3 | 27.3 | 21.1 | 16.3 | 25.9 | 16.5 | 12.6 | 24 | 26.9 | 27.6 | 19.7 | 19.9 | 24.6 | 26.3 | 0
851 | 23.8 | 15.9 | 26.2 | 30 | 19.5 | 27.2 | 24.3 | 22.6 | 25.4 | 22.2 | 20 | 23 | 20 | 29 | 25.6 | 16.5 | 19 | 20.8 | 21.2 | 22 | 16.6 | 27.6 | 22 | 25 | 20.7 | 19.1 | 18 | 26.6 | 30.8 | 24.6 | 21 | 24.2 | 28.7 | 17.2 | 17.2 | 30.5 | 31.6 | 23.5 | 29 | 17.5 | 31.3 | 24.2 | 28.4 | 24 | 27.3 | 26.2 | 29.6 | 23.8 | 19 | 27.8 | 20 | 14 | 27 | 28.7 | 28.9 | 21 | 22.5 | 27.6 | 27.8 | 0
852 | 25.7 | 16.8 | 28 | 31.1 | 21.5 | 28.7 | 25.6 | 25.3 | 28.4 | 22.3 | 21.1 | 24.6 | 21 | 30.2 | 27.5 | 17.4 | 20.2 | 22 | 22.4 | 23.9 | 18.6 | 28.6 | 23.3 | 26.1 | 22.4 | 20.6 | 20.9 | 28.5 | 30.8 | 26 | 21.6 | 26 | 30.6 | 18.1 | 18.2 | 33.5 | 32.5 | 24.5 | 30 | 19.6 | 34.8 | 25.5 | 30.4 | 26.6 | 28.6 | 27.3 | 31 | 25.1 | 20.1 | 29.7 | 21.5 | 14.3 | 28.7 | 29.5 | 30.1 | 24.3 | 23.9 | 29.6 | 28.9 | 0
853 | 27.1 | 18.6 | 29.6 | 32.3 | 21.5 | 30.1 | 26.3 | 26.8 | 30.3 | 24.4 | 22.7 | 25.4 | 22.4 | 30.1 | 28.8 | 18.4 | 20.6 | 22.4 | 23 | 25.4 | 20.3 | 29.6 | 23.3 | 26.8 | 22.3 | 21.2 | 22.3 | 30 | 31.3 | 27.2 | 21.6 | 27.2 | 31.8 | 18.8 | 18.2 | 33.3 | 32.9 | 25.5 | 30.4 | 20.5 | 34 | 26.2 | 32.2 | 28 | 29.1 | 28.3 | 32.6 | 26.2 | 21.6 | 30.6 | 22.8 | 14.1 | 29.5 | 29.7 | 31 | 25.8 | 24.5 | 26.6 | 29.3 | 0
854 | 27.7 | 19.1 | 30.2 | 32 | 21 | 30.6 | 27.2 | 27.4 | 31.5 | 25 | 22.8 | 25.2 | 22.2 | 30.1 | 29.9 | 19.4 | 20.4 | 22.5 | 23.4 | 25.8 | 20.8 | 29.6 | 23 | 26.6 | 24 | 22.2 | 23.7 | 30 | 31 | 27.4 | 21.4 | 27.6 | 32.9 | 19.4 | 18.1 | 33.4 | 31.6 | 25.8 | 30.5 | 21.7 | 32 | 26.2 | 32.2 | 29.5 | 29.4 | 29 | 33.6 | 26.2 | 22 | 31.1 | 22.4 | 13 | 28.8 | 29.4 | 32.1 | 27 | 24.5 | 27 | 29 | 0
855 | 29.2 | 18.2 | 29.7 | 32.6 | 21 | 31.1 | 28 | 27.6 | 31.7 | 25.3 | 24.2 | 24.3 | 22.6 | 29.7 | 30.6 | 18.5 | 19.4 | 22.5 | 23.1 | 26 | 20.8 | 30 | 21.4 | 26.7 | 24.5 | 23.1 | 24.5 | 30.1 | 31.5 | 27.3 | 20.6 | 27.4 | 33.2 | 19.8 | 18.7 | 32.6 | 30.9 | 25.8 | 30.4 | 21.8 | 31.8 | 26.2 | 33.4 | 30.5 | 29.1 | 29.6 | 34.7 | 26.4 | 23.1 | 32.1 | 22.5 | 11.9 | 27.8 | 29.3 | 32.1 | 24.7 | 24.6 | 27.2 | 28.2 | 0
856 | 29.2 | 18.2 | 29.8 | 31.8 | 21.4 | 31.4 | 27.6 | 27.4 | 31.1 | 24.8 | 23.9 | 22.9 | 21.8 | 28.8 | 31.4 | 17.7 | 18.1 | 22.4 | 22.5 | 25.1 | 20.8 | 30 | 19.9 | 26.2 | 24.1 | 23.5 | 25.5 | 29.1 | 30.5 | 26.4 | 19.9 | 26.8 | 33.1 | 19.9 | 18.1 | 31.6 | 29.6 | 25.8 | 30 | 21.7 | 31.4 | 25.5 | 32.9 | 31 | 28.4 | 29.1 | 34.3 | 25.7 | 22.6 | 31.4 | 21.3 | 10.4 | 26.3 | 28.7 | 32.1 | 22.2 | 23.9 | 26.8 | 27.1 | 0
857 | 29.2 | 17.7 | 29.8 | 31.2 | 20.9 | 30 | 26.5 | 26.5 | 29.8 | 24.1 | 23.8 | 21.6 | 21.6 | 28 | 31.5 | 17.2 | 16.8 | 21 | 21.2 | 24 | 20.3 | 29.6 | 17.8 | 25.6 | 23.2 | 23.1 | 24.9 | 28 | 29.2 | 25.4 | 18.8 | 25.7 | 32.7 | 19.6 | 17.8 | 31.2 | 29 | 24.8 | 29.5 | 21.5 | 30.1 | 24.6 | 32.6 | 30.7 | 27.8 | 27.7 | 33 | 25 | 21.6 | 31 | 20.4 | 9.2 | 25.2 | 28.8 | 31.6 | 18.4 | 23.4 | 26.6 | 26 | 0
858 | 28.7 | 16.8 | 28.7 | 28.5 | 19.3 | 27.8 | 25.8 | 24.9 | 28.2 | 23.2 | 21.2 | 20.5 | 20.2 | 25.3 | 31 | 16.2 | 16.1 | 19.5 | 19.9 | 22 | 19.3 | 28.1 | 16.4 | 23.8 | 21.9 | 22.5 | 24 | 25.8 | 26 | 24 | 18 | 23.2 | 31.1 | 18.9 | 17.2 | 29.4 | 27.6 | 23.3 | 28 | 20.2 | 29.3 | 22.9 | 29.5 | 30 | 26.4 | 24.9 | 29.8 | 23.2 | 18.5 | 30.1 | 18 | 7.8 | 23.8 | 28 | 30.1 | 17 | 21.9 | 25.5 | 25.1 | 0
859 | 26.5 | 15.8 | 24.3 | 26.4 | 17.1 | 24.7 | 24.8 | 22.9 | 26.5 | 21.1 | 19.3 | 19.8 | 19.7 | 25.5 | 29 | 15 | 15.7 | 17.5 | 18.5 | 20.3 | 17.8 | 27.3 | 14.6 | 21.9 | 19.2 | 20.5 | 21.9 | 24 | 23.7 | 23 | 17.1 | 21.3 | 29.7 | 17.7 | 16.2 | 28.1 | 27 | 22.5 | 26.9 | 17.9 | 27.6 | 21 | 26.5 | 27.5 | 25 | 21.9 | 26.5 | 21.7 | 15.6 | 28.7 | 16.3 | 6.9 | 22.6 | 27.4 | 28.4 | 15.7 | 20.3 | 24.7 | 24.5 | 0
860 | 24.5 | 15.2 | 21.5 | 23.4 | 16 | 23.2 | 24.3 | 21 | 25.2 | 17 | 16.4 | 19.4 | 18.4 | 24.8 | 27.2 | 14.2 | 15.8 | 16.5 | 17.4 | 18.4 | 16.8 | 26.3 | 13.4 | 19.4 | 17.4 | 18.6 | 21.4 | 22 | 21.6 | 22 | 16.4 | 19.7 | 28.3 | 16.4 | 15.2 | 27.6 | 25.8 | 22.1 | 26.3 | 15.7 | 26.6 | 19 | 22.2 | 25.4 | 24.5 | 19 | 23.2 | 20 | 12.4 | 27.5 | 14 | 6 | 21.2 | 27.3 | 26.6 | 16.4 | 18.9 | 24 | 24 | 0
861 | 22.7 | 14.2 | 22.8 | 22.3 | 15 | 21.5 | 23.1 | 19.5 | 23.7 | 14.5 | 15.8 | 19.1 | 18.2 | 24.3 | 24.7 | 13.5 | 15.8 | 16 | 16.5 | 17.3 | 14.8 | 25.4 | 11.8 | 17.8 | 16.9 | 17.1 | 20 | 21.2 | 21.8 | 21.6 | 15.5 | 18.5 | 27.9 | 15 | 14.7 | 26.4 | 25.8 | 21 | 25.8 | 13.8 | 26.1 | 17.8 | 20 | 24 | 23.8 | 17.4 | 21.6 | 19.3 | 11.3 | 27.1 | 13.2 | 5.6 | 20.3 | 26.8 | 25.6 | 15.8 | 17.9 | 23.6 | 23.6 | 0
862 | 21 | 13.7 | 23.3 | 21.1 | 14.2 | 19.6 | 22.5 | 18.6 | 22.8 | 13.4 | 14.6 | 18.6 | 16.6 | 23 | 23.4 | 12.7 | 15.6 | 14.9 | 16.1 | 16 | 13.6 | 23.6 | 11 | 16.7 | 16 | 17.1 | 19.5 | 20.3 | 22 | 20.8 | 14.9 | 17.7 | 27.2 | 14 | 14.2 | 25.4 | 25.1 | 20 | 25.6 | 13.2 | 25.7 | 17 | 17.6 | 23.2 | 23.1 | 16.6 | 20.8 | 18.6 | 10.5 | 26.9 | 12 | 5.1 | 19.5 | 26.5 | 25.1 | 16.1 | 17.5 | 22.9 | 23.2 | 0
863 | 20 | 12.8 | 23 | 21.2 | 13.9 | 18.1 | 21.7 | 17.7 | 22.5 | 12.4 | 14.8 | 18 | 15.6 | 22.2 | 23.4 | 12.3 | 14.8 | 14.4 | 15.6 | 15 | 12.6 | 21.6 | 10.2 | 16.8 | 15.2 | 16.6 | 18.7 | 20 | 22.6 | 20.2 | 14.2 | 16.9 | 26.2 | 13.2 | 14.8 | 24.5 | 25 | 19.3 | 25.3 | 12.3 | 20.5 | 17 | 17.2 | 21.7 | 22.3 | 16.6 | 21.2 | 18.4 | 11 | 25.6 | 11.8 | 5 | 19.6 | 26.3 | 24.6 | 15 | 17.1 | 21.6 | 22.6 | 0
864 | 19 | 14.1 | 20.6 | 20.2 | 13.1 | 17.1 | 20.3 | 16.9 | 22.1 | 12 | 13.2 | 17.2 | 13.4 | 21.7 | 23.4 | 12.4 | 13.8 | 13.5 | 15.2 | 13.3 | 11.8 | 21.1 | 10.3 | 17 | 14.3 | 16.5 | 17.2 | 18.8 | 20.9 | 19.1 | 13.9 | 16.1 | 24.9 | 12.7 | 14.7 | 22.5 | 23.8 | 19.3 | 24.3 | 11.5 | 24.9 | 16.9 | 15.7 | 20.4 | 21.4 | 16.2 | 21.1 | 17.4 | 10.4 | 25.4 | 10.6 | 4.6 | 20 | 25.8 | 24 | 15.3 | 16.4 | 20.5 | 22 | 0
865 | 18.2 | 13.2 | 20.2 | 20.1 | 12.5 | 16.6 | 20.3 | 16.4 | 21.8 | 11.5 | 12.7 | 16.5 | 12.8 | 21.2 | 22.8 | 12.4 | 12.6 | 13 | 14.3 | 11.9 | 11.3 | 20.4 | 10 | 17.7 | 13.3 | 15.5 | 16.9 | 17.9 | 18.6 | 18.6 | 13.5 | 15.7 | 24.5 | 12.1 | 14.3 | 22 | 23.1 | 18.2 | 23.9 | 11.3 | 24.3 | 16.8 | 15.4 | 19.6 | 21.4 | 15.3 | 20.9 | 16.5 | 10 | 25.3 | 10.1 | 4.7 | 21 | 25.8 | 23.6 | 14.6 | 15.4 | 20 | 21.3 | 0
866 | 17.5 | 13.3 | 18.8 | 19 | 12 | 15.7 | 20 | 15.9 | 21.4 | 10.6 | 11 | 15.8 | 12.6 | 21 | 21.7 | 13 | 11.6 | 12.9 | 13.2 | 10.2 | 11.2 | 20 | 9.8 | 17.6 | 12.4 | 14.6 | 16.7 | 16.2 | 15 | 18.2 | 13.4 | 15.3 | 23.9 | 11.4 | 14.1 | 21.2 | 21.8 | 17.2 | 23.6 | 11.5 | 23.7 | 16 | 13.8 | 19.5 | 21.4 | 13.6 | 19.8 | 14.8 | 8.4 | 25.4 | 9 | 4.8 | 21.8 | 25.6 | 22.8 | 15 | 14.5 | 19.5 | 20.8 | 0
867 | 16.7 | 12.3 | 18.3 | 19.2 | 11.7 | 15.7 | 19.7 | 15.2 | 21.1 | 10 | 11.2 | 15.4 | 14.8 | 21.2 | 20.6 | 12.3 | 10.8 | 12.5 | 11.9 | 9.4 | 10.3 | 19.3 | 8.8 | 17.5 | 11.8 | 14.6 | 15.9 | 15.2 | 13.1 | 18.8 | 13.1 | 15.1 | 23.2 | 10.6 | 14.2 | 20.9 | 21.5 | 17.5 | 23.4 | 11.5 | 23.3 | 15.1 | 13.5 | 18.9 | 21.2 | 12 | 19 | 13.7 | 7.6 | 24.9 | 9.1 | 5.5 | 22.4 | 25.3 | 22.4 | 14.1 | 14.3 | 19.4 | 20.4 | 0
868 | 16 | 12.2 | 16.9 | 18.5 | 11.5 | 15 | 19.5 | 14.5 | 20.4 | 9.9 | 10.4 | 15.1 | 16.6 | 21 | 19.6 | 12.1 | 10.7 | 12.4 | 11.1 | 8.8 | 10.3 | 18.4 | 8.4 | 16.4 | 11.1 | 14.6 | 15 | 13.8 | 12 | 19.2 | 13.2 | 14.7 | 22.7 | 10 | 14.2 | 20.9 | 20.5 | 17.5 | 23.1 | 11 | 23 | 13.7 | 11.8 | 17.9 | 20.9 | 10.8 | 18.1 | 12.5 | 6.4 | 24.7 | 8.4 | 6 | 21.8 | 24.7 | 22.1 | 14.6 | 13.5 | 19.1 | 20.3 | 0
869 | 15.7 | 12.2 | 16.7 | 17.6 | 11.5 | 14.6 | 19.2 | 13.8 | 19.5 | 9.6 | 11.4 | 14 | 9.6 | 20.7 | 18.7 | 10.9 | 13.2 | 12 | 14 | 12.6 | 9.8 | 18.1 | 5.4 | 11.8 | 10.3 | 14.1 | 14.1 | 18 | 19.2 | 18.4 | 17.1 | 15.3 | 22.1 | 9.6 | 14.2 | 21 | 21.4 | 17.6 | 22.9 | 10.7 | 22.8 | 16 | 11.9 | 17.7 | 20.8 | 12.6 | 19.2 | 13.4 | 7.6 | 24.4 | 8 | 2.6 | 16.8 | 24.3 | 22.1 | 14 | 13.4 | 18.6 | 21.2 | 0
870 | 15.4 | 12.2 | 16.7 | 16.9 | 11.2 | 14.4 | 18.4 | 14.8 | 18.6 | 9.5 | 10.3 | 14 | 8.2 | 20.5 | 17.8 | 9.9 | 13 | 11.9 | 14 | 12.7 | 9.3 | 17.6 | 6.4 | 12.1 | 10.1 | 13.2 | 13.7 | 18 | 19.2 | 17.7 | 18.6 | 14.6 | 21.5 | 9.2 | 14.5 | 20.8 | 20.9 | 18 | 22.9 | 10.3 | 22.2 | 15.5 | 11.1 | 17 | 20.2 | 15.1 | 18.3 | 14 | 8.1 | 24.4 | 7.9 | 4 | 15.9 | 24 | 22.1 | 14.1 | 13.3 | 17.6 | 22.1 | 0
871 | 15.2 | 11.1 | 15.7 | 17.5 | 10.9 | 13.7 | 18.2 | 16.4 | 19 | 9 | 11 | 14.4 | 8.6 | 20.4 | 18.6 | 9.8 | 13 | 11.5 | 14.8 | 14 | 8.8 | 17 | 8.2 | 13.6 | 9.8 | 13.1 | 13.5 | 18.7 | 19.7 | 18.1 | 20 | 14.2 | 20.8 | 9.6 | 13.8 | 20.5 | 21.6 | 17 | 22.6 | 10.4 | 22.5 | 15.5 | 12.6 | 15.5 | 19.8 | 17.4 | 19.1 | 15.1 | 10.4 | 24.3 | 8.7 | 6 | 16.2 | 23.5 | 22.1 | 14.2 | 12.9 | 17.6 | 23.1 | 0
872 | 14.2 | 10.2 | 15.7 | 19.2 | 10.9 | 15.2 | 18.4 | 18.6 | 20.3 | 9.5 | 12 | 15.6 | 9.6 | 21.4 | 20.2 | 9.5 | 13.4 | 11.3 | 15.8 | 15.4 | 8.8 | 19.6 | 10.6 | 15.4 | 9.4 | 13.1 | 13.5 | 19.8 | 21.2 | 19.4 | 20.8 | 17.7 | 20.8 | 10.6 | 14.2 | 20.8 | 22.8 | 18 | 22.9 | 10.5 | 22.1 | 16 | 14 | 15.3 | 19.6 | 19.8 | 20 | 17.2 | 12.8 | 24.4 | 9.6 | 8.4 | 17.2 | 24.2 | 23.5 | 15 | 13.4 | 17 | 24.2 | 0
873 | 20 | 12 | 20.5 | 22 | 13.6 | 21.3 | 20.2 | 21.2 | 22.4 | 15.5 | 15.4 | 17.2 | 13 | 24.5 | 22.4 | 12.4 | 13.8 | 14.4 | 17.9 | 18.2 | 9.7 | 22.5 | 13.3 | 18.1 | 15.8 | 14.2 | 14.9 | 21.7 | 22.9 | 22 | 21.6 | 20.6 | 23.4 | 12.6 | 20.1 | 24 | 25.5 | 20.2 | 24.5 | 11.1 | 26.7 | 17.3 | 18.6 | 18.7 | 21.7 | 20.5 | 23.6 | 18.9 | 16.5 | 25 | 11.9 | 10 | 20 | 25.6 | 26.1 | 16 | 16.6 | 19.4 | 25.4 | 0
874 | 23.3 | 14.1 | 23.9 | 25 | 16.8 | 24.4 | 21.4 | 23.9 | 25.2 | 18.3 | 18.4 | 19.2 | 16.3 | 27.2 | 24.6 | 14.7 | 14.3 | 17.8 | 19.8 | 20.8 | 13.4 | 25.5 | 16 | 20.5 | 19.5 | 18.2 | 17.7 | 23.4 | 25.3 | 24.7 | 22.2 | 23.1 | 25.4 | 14.9 | 21.5 | 27.6 | 28 | 22.5 | 27 | 13.4 | 28.9 | 18.9 | 22.7 | 23.5 | 25.4 | 21.4 | 26.5 | 20.7 | 19 | 26.5 | 14.3 | 10.9 | 22.8 | 28.1 | 27.9 | 17.5 | 20.3 | 22 | 26.8 | 0
875 | 25.8 | 15 | 26.5 | 27.6 | 19.6 | 26.9 | 23.4 | 26.3 | 28 | 20.7 | 22 | 21 | 20.2 | 28.6 | 26.7 | 17.3 | 14.6 | 20.8 | 22 | 23.8 | 16.7 | 28 | 18.4 | 23 | 20.3 | 20.8 | 20.9 | 25.4 | 27.4 | 27.4 | 23 | 25 | 27.4 | 17.4 | 23.3 | 31 | 30.6 | 24.5 | 28.5 | 16.1 | 32.2 | 20.8 | 28 | 27.1 | 27.3 | 22 | 30.4 | 21.6 | 21.5 | 26 | 17.4 | 10.8 | 25.8 | 30 | 29.3 | 18.8 | 22.6 | 24.4 | 28.2 | 0
876 | 27.2 | 15.2 | 27.6 | 29.2 | 22.1 | 29.4 | 24.5 | 28.2 | 30.4 | 22.5 | 23.5 | 22.6 | 22 | 30.9 | 28.4 | 20 | 14.8 | 22.2 | 23 | 25.5 | 19.7 | 30 | 20.3 | 24.5 | 22.2 | 22.2 | 24.2 | 26.7 | 29.6 | 29 | 23.6 | 26.6 | 29.7 | 19.2 | 25.2 | 31.9 | 31.5 | 26 | 29.9 | 19.1 | 34.1 | 22.2 | 30.4 | 29.2 | 28.6 | 24.3 | 31.8 | 22.5 | 22 | 28.5 | 19.5 | 10.6 | 27.3 | 30.1 | 30.8 | 19.9 | 24.3 | 27.2 | 29.5 | 0
877 | 28.8 | 15.1 | 28.7 | 30.1 | 21.1 | 30.3 | 26.1 | 29.5 | 32 | 25 | 25 | 23.3 | 23.3 | 32.2 | 29.5 | 20.5 | 14.7 | 22.2 | 23.8 | 27.1 | 21.2 | 30 | 21.3 | 26 | 22.6 | 23.8 | 26 | 27.9 | 30.8 | 30.1 | 24.2 | 28 | 30.1 | 20.5 | 26.2 | 31.7 | 31.9 | 26 | 30 | 20.9 | 33.1 | 23.4 | 32.8 | 30.2 | 29.1 | 26.7 | 33.4 | 22.8 | 22.5 | 30 | 21.5 | 10.1 | 28.1 | 30 | 31.5 | 20.1 | 24.7 | 28.7 | 30.1 | 0
878 | 29.8 | 15 | 29.4 | 30.4 | 20.9 | 29.8 | 26.8 | 30.4 | 33.1 | 26.1 | 25 | 23.4 | 23 | 32.3 | 30.3 | 22.5 | 14.6 | 22.3 | 23.4 | 27.4 | 21.6 | 30.5 | 21.4 | 26.6 | 23.3 | 25.3 | 27.4 | 28.4 | 31.4 | 30.2 | 24 | 27.9 | 31.1 | 21 | 27.3 | 31.1 | 31 | 26.4 | 30.2 | 22.1 | 33.7 | 23.8 | 32.6 | 31.2 | 29 | 29.6 | 33 | 23.2 | 22 | 31 | 22.2 | 10 | 27.6 | 30.3 | 32.3 | 19.6 | 24.8 | 26.4 | 30 | 0
879 | 29.6 | 13.2 | 28.9 | 30.6 | 21.1 | 29.4 | 27.5 | 30.8 | 33.9 | 26.5 | 25.8 | 22.7 | 23.2 | 31.7 | 30.7 | 21.7 | 14.3 | 22.2 | 23.1 | 27.8 | 21.7 | 30.6 | 20.6 | 27.2 | 23.2 | 25.9 | 28.3 | 28.9 | 30.7 | 30.1 | 23.4 | 27.6 | 31.6 | 21.3 | 27.6 | 30.9 | 30.5 | 26.4 | 30.2 | 21.9 | 32.2 | 23.8 | 33.1 | 31.6 | 29 | 30.5 | 33.6 | 22.9 | 22.2 | 31.5 | 22.6 | 9.5 | 27.3 | 30.1 | 32.7 | 18.3 | 24.6 | 25.8 | 29 | 0
880 | 29.3 | 12.1 | 29.3 | 30.5 | 21.1 | 28.4 | 27.1 | 30.4 | 34.3 | 26.5 | 25.1 | 21.8 | 22.4 | 31 | 31.2 | 21.1 | 14.1 | 22.2 | 22 | 27 | 21.5 | 30.5 | 19.2 | 26.8 | 23.3 | 25.3 | 28.3 | 28.6 | 29.6 | 29.3 | 22 | 27 | 31.8 | 21 | 27.6 | 30.8 | 29.5 | 26.2 | 29.9 | 21.6 | 31.7 | 23 | 31.2 | 31.7 | 28.6 | 30.3 | 32.4 | 22.4 | 21.3 | 31.9 | 21.6 | 8.9 | 26.3 | 29.6 | 32.4 | 16.9 | 24.5 | 25.9 | 27.6 | 0
881 | 29 | 12.1 | 28.8 | 30 | 20.5 | 27.9 | 26.1 | 29.3 | 34.1 | 26 | 24.6 | 20.6 | 22 | 30 | 31.4 | 19.9 | 13.8 | 20.7 | 21 | 26 | 20.5 | 30 | 17.6 | 26 | 23.1 | 26.1 | 28.1 | 28 | 27.6 | 28.2 | 20.4 | 26 | 31.6 | 20.6 | 26.8 | 30.9 | 29 | 25.7 | 29.1 | 21.9 | 31.2 | 21.6 | 29.8 | 31.4 | 28.1 | 27.7 | 31.6 | 21.2 | 20.4 | 31.5 | 20.2 | 7.4 | 25.6 | 28.9 | 31.7 | 15.6 | 22.5 | 25.7 | 26.2 | 0
882 | 28.1 | 11.8 | 27.3 | 28.7 | 18.8 | 26.2 | 25.1 | 27.6 | 33.1 | 25 | 22 | 19.6 | 20.2 | 27.3 | 31 | 18.8 | 13.5 | 18.3 | 19.3 | 23.7 | 19.2 | 29 | 16.2 | 24 | 21.3 | 25 | 27.1 | 26.5 | 25.8 | 26.2 | 18.7 | 23.3 | 31 | 19.7 | 25.6 | 30.1 | 27.9 | 24.5 | 28 | 19.7 | 29.7 | 19.5 | 26 | 30 | 27 | 25 | 28.5 | 19.9 | 17.8 | 30.9 | 17.6 | 5.6 | 24.1 | 27.8 | 29.9 | 15 | 21.9 | 25 | 25.3 | 0
883 | 25.8 | 11.7 | 24.4 | 26.8 | 16.6 | 23.6 | 24 | 25.7 | 30.6 | 22.9 | 19.9 | 18.6 | 19 | 26.3 | 29.3 | 16.7 | 13 | 16.4 | 18.1 | 21.7 | 17.8 | 27.5 | 15.1 | 22.1 | 19.4 | 22.4 | 23.6 | 25.1 | 23.7 | 24.2 | 17.8 | 21.1 | 29.4 | 18.9 | 24.2 | 28.2 | 27.4 | 22.8 | 26.8 | 17.3 | 28.2 | 17.5 | 23.8 | 27 | 25.6 | 21.6 | 26.1 | 18 | 15.8 | 29.5 | 15.6 | 3.2 | 23 | 27.4 | 27.9 | 14.8 | 20 | 23.7 | 24.9 | 0
884 | 23.5 | 11.6 | 22.5 | 24.4 | 15.6 | 21.4 | 23.1 | 24.3 | 28.3 | 18.5 | 17 | 17.8 | 17 | 25.5 | 27 | 15.2 | 12.6 | 15.2 | 16.8 | 19.4 | 16.4 | 26 | 14.4 | 20 | 17 | 20.6 | 20.1 | 23.4 | 22 | 21.8 | 17.4 | 19.6 | 27.9 | 17.8 | 23.4 | 27.4 | 26.4 | 22.3 | 26.3 | 16.9 | 27.6 | 15.6 | 21 | 24.9 | 25.2 | 19.4 | 23 | 16.4 | 13.5 | 28.1 | 13.4 | 1.4 | 21.4 | 27.1 | 26.5 | 15 | 18.5 | 23.3 | 25 | 0
885 | 21.8 | 11.6 | 22.4 | 22.3 | 14.8 | 20 | 22.1 | 23.1 | 25 | 16.2 | 16 | 16.9 | 16.4 | 24.8 | 24.3 | 14.5 | 12.2 | 14.2 | 16.5 | 18.2 | 14.8 | 24.5 | 13.8 | 18.9 | 15.5 | 18.8 | 18.6 | 22.4 | 20.2 | 20.2 | 17.6 | 18.2 | 27.3 | 16.9 | 22.6 | 26.2 | 26.3 | 20.7 | 25.8 | 15.4 | 27 | 14.6 | 20.9 | 23.1 | 24.6 | 17.3 | 22.2 | 14.9 | 13.1 | 27.3 | 12.5 | 0.2 | 20.7 | 26.7 | 25.5 | 15 | 17.5 | 22.8 | 25 | 0
886 | 20.3 | 11.6 | 20.9 | 20.8 | 14.8 | 17.6 | 21.5 | 22.5 | 23.5 | 15.2 | 14.8 | 16.2 | 15.2 | 23.8 | 22.6 | 14.3 | 12.3 | 13.4 | 15.9 | 16.9 | 13.6 | 23.5 | 13.2 | 17.7 | 14.5 | 18.3 | 17.2 | 21.4 | 19.4 | 19.1 | 17.5 | 17.6 | 26.9 | 15.8 | 22.1 | 24.8 | 25.6 | 20.5 | 25.5 | 14.9 | 26.9 | 14.2 | 19.9 | 21.1 | 23.8 | 16.9 | 21 | 14.4 | 12.7 | 26.5 | 11.4 | 0.2 | 19.7 | 26.6 | 24.4 | 14.9 | 16.6 | 22.2 | 24.8 | 0
887 | 20.3 | 11.6 | 19.6 | 20.2 | 13.9 | 16.3 | 20.8 | 21.9 | 23.7 | 15.5 | 15 | 15.6 | 15 | 23 | 21.7 | 12.7 | 12.6 | 12.7 | 15.8 | 16.2 | 12.4 | 22 | 12.2 | 17.2 | 13.6 | 17.3 | 17.2 | 21 | 19 | 19 | 17.2 | 17.3 | 26.7 | 14.8 | 21.9 | 23.8 | 25.4 | 19.5 | 25 | 13.7 | 26.6 | 14.6 | 20 | 20.2 | 22.6 | 16.2 | 21.4 | 14.4 | 13.2 | 25.8 | 11 | 1 | 19.4 | 26 | 23.3 | 14.6 | 16.3 | 21.4 | 24 | 0
888 | 19.3 | 11 | 18.9 | 20.1 | 13.1 | 15.4 | 19.6 | 21.4 | 23.9 | 14.9 | 14.1 | 15.4 | 13.7 | 23 | 20.8 | 11.7 | 13.3 | 12.2 | 15 | 14.7 | 11.7 | 20.5 | 10.8 | 16 | 12.8 | 16.8 | 17 | 20.3 | 19.6 | 19.1 | 16.1 | 16.6 | 26.6 | 13.5 | 21.2 | 23 | 24.3 | 19.1 | 24.5 | 13.1 | 25.2 | 15.2 | 17.5 | 19.6 | 21.6 | 16.3 | 20.3 | 15.2 | 12.3 | 25.3 | 9.8 | 2.3 | 18.7 | 25.1 | 22.4 | 14.5 | 16.2 | 20.7 | 23 | 0
889 | 18.4 | 10.7 | 18.9 | 20.5 | 12.9 | 14.9 | 19 | 21 | 23.7 | 13.7 | 14 | 15.3 | 13.2 | 22.8 | 20.1 | 11 | 13.8 | 11.8 | 14.6 | 13.9 | 11.4 | 19.8 | 9.1 | 15 | 12.5 | 16 | 16.1 | 19.8 | 20.2 | 19.7 | 15 | 16.1 | 26.1 | 12.5 | 21.2 | 21.8 | 23.7 | 18 | 24.3 | 12.1 | 24.7 | 16 | 15.9 | 18.7 | 21.6 | 15.2 | 20.2 | 15.7 | 11.4 | 25.3 | 9.1 | 3.1 | 18.6 | 25.1 | 21.6 | 14.3 | 15.4 | 20.2 | 21.8 | 0
890 | 17.8 | 10.1 | 19 | 20.4 | 13.1 | 13.4 | 18.3 | 20.6 | 23 | 13.2 | 12.8 | 15.2 | 11.8 | 22.4 | 19.4 | 11 | 14.2 | 11.7 | 13.8 | 12.6 | 10.9 | 19 | 7.4 | 13.4 | 11.8 | 15.8 | 14.7 | 19 | 20.8 | 19.8 | 14.2 | 15.6 | 25.4 | 11.4 | 21.2 | 21.9 | 22.6 | 17.6 | 24 | 11.4 | 24.5 | 16.4 | 13 | 17.6 | 21.6 | 14.2 | 19 | 15.8 | 9.4 | 25 | 8 | 3.4 | 18 | 24.7 | 21.2 | 14.4 | 14.9 | 19.8 | 21 | 0
891 | 16.8 | 9.6 | 18.4 | 19.9 | 13.1 | 12.3 | 17.7 | 19.7 | 22.3 | 13 | 12.7 | 14.8 | 11.5 | 21.7 | 18.7 | 10.9 | 14.1 | 11.5 | 13.8 | 12.4 | 10.6 | 18.5 | 6 | 12.5 | 11.5 | 16 | 13.7 | 18.6 | 20.5 | 19.8 | 14.5 | 15.5 | 25 | 10.8 | 21.3 | 21.7 | 22.3 | 17.3 | 23.2 | 11.3 | 23.7 | 16.7 | 12.5 | 17.4 | 21.6 | 12.4 | 19.4 | 14.9 | 8.4 | 24.4 | 7.9 | 2.8 | 18 | 24.6 | 20.9 | 14.3 | 15 | 19.2 | 20.5 | 0
892 | 16.3 | 9.6 | 17.9 | 18.7 | 12.6 | 12.1 | 17.1 | 18.4 | 22.1 | 12.5 | 11.6 | 14.5 | 10.2 | 22 | 18.4 | 10.2 | 13.7 | 11.3 | 13.6 | 12.1 | 10.2 | 18 | 5.3 | 11.7 | 11.1 | 15.4 | 12.3 | 18 | 20 | 19.1 | 15.4 | 15.9 | 24.6 | 10 | 21 | 21.2 | 21.5 | 17.3 | 23 | 11.5 | 23.5 | 16.4 | 11.3 | 17.1 | 21.5 | 12.2 | 18.8 | 14.1 | 7.2 | 24 | 7.6 | 2.5 | 17.2 | 24.6 | 20.7 | 14.2 | 14.5 | 18.8 | 20.7 | 0
893 | 16.9 | 8.7 | 17.9 | 15.8 | 12.3 | 10.5 | 16.7 | 17.1 | 22.1 | 12.2 | 11.4 | 12.4 | 8.6 | 22.2 | 18.4 | 10 | 12.4 | 11.2 | 13.8 | 13.7 | 10 | 17.5 | 11 | 12.6 | 10.8 | 14.6 | 11.6 | 16 | 14 | 19.8 | 12.8 | 15.3 | 24.1 | 20.2 | 20.6 | 22.7 | 22.4 | 16 | 23 | 11.6 | 23.4 | 10.6 | 13 | 15.6 | 21 | 13 | 22.2 | 10.4 | 12.4 | 23.5 | 2.4 | 1.6 | 16.4 | 24.4 | 20.2 | 14 | 15 | 18.4 | 20.6 | 0
894 | 17.1 | 8.6 | 17.9 | 15.4 | 11.6 | 10.2 | 16.4 | 16.2 | 21 | 12.5 | 10.6 | 11.6 | 8.3 | 21.3 | 18.4 | 9 | 13.7 | 11.1 | 14.6 | 13.2 | 9.7 | 17 | 11.3 | 12.2 | 10.8 | 14.6 | 11.3 | 16.2 | 14.7 | 19.2 | 13.5 | 14.9 | 23.9 | 17.8 | 20.2 | 22.1 | 22 | 15.7 | 22.1 | 11.7 | 23.2 | 11.3 | 12.2 | 14.9 | 20.2 | 14.8 | 22 | 11.3 | 12.4 | 23.5 | 1.9 | 0 | 16.6 | 23.8 | 20.2 | 14.3 | 15 | 17.7 | 21.2 | 0
895 | 15.9 | 8.3 | 17.4 | 16.5 | 12.1 | 10.4 | 16 | 16.3 | 21.2 | 12.4 | 11.2 | 12.1 | 9.1 | 21.1 | 18.4 | 8.7 | 14.9 | 10.8 | 15.4 | 13.8 | 9.2 | 17 | 12.1 | 13.9 | 10.7 | 14.5 | 10.6 | 17.4 | 16.3 | 18.8 | 14.1 | 14.6 | 23.4 | 15.5 | 20.1 | 21.7 | 22.6 | 15.4 | 22 | 11.8 | 23.2 | 12.8 | 13.9 | 14.2 | 19.1 | 17.2 | 22.8 | 12.9 | 13.3 | 23 | 3.7 | 3.5 | 17.7 | 23.1 | 21.7 | 14.3 | 14.6 | 17.8 | 22.4 | 0
896 | 15.9 | 8.3 | 17.4 | 18.4 | 12.7 | 12 | 16.5 | 17.4 | 21.8 | 13.1 | 12 | 13.6 | 10 | 21.6 | 18.9 | 11.3 | 16.2 | 10.8 | 17.2 | 15.4 | 9.2 | 19 | 13.2 | 15.2 | 11.3 | 14.6 | 10.4 | 19.4 | 18.8 | 19.2 | 15.8 | 15.6 | 23.4 | 11.8 | 20.1 | 21.7 | 23.8 | 16 | 22.5 | 11.8 | 24 | 14.8 | 16.4 | 13.7 | 19 | 20 | 23.6 | 14.8 | 14.4 | 23.5 | 6.4 | 7 | 19.4 | 23.2 | 25 | 14.6 | 15.4 | 17.7 | 24 | 0
897 | 18.8 | 9.7 | 21.5 | 21.9 | 14.4 | 18.1 | 18.8 | 19.3 | 22.6 | 15.6 | 14.9 | 16.8 | 12.6 | 22.7 | 20.1 | 15 | 16.8 | 13 | 18.8 | 18.4 | 9.7 | 23.4 | 14.8 | 18.4 | 17.2 | 16.6 | 15.9 | 21.8 | 21.6 | 20.3 | 17.2 | 20.5 | 25.8 | 12.3 | 17.4 | 25.4 | 26.1 | 20 | 24.2 | 14 | 27.3 | 17.2 | 21.4 | 17.3 | 22.7 | 22.8 | 25.8 | 16.8 | 16.4 | 24.5 | 11 | 10.4 | 21.8 | 24.5 | 26.9 | 14.9 | 17 | 19 | 25.8 | 0
898 | 23.3 | 12.6 | 23.7 | 25.2 | 16.6 | 22.4 | 21.5 | 21.6 | 24.1 | 18.3 | 17.6 | 20.1 | 14.9 | 26.4 | 22.7 | 18.4 | 17.3 | 16.5 | 21 | 21.7 | 13.3 | 25.5 | 16.4 | 20.4 | 20.6 | 20.1 | 22.2 | 23.9 | 24.5 | 22 | 19.5 | 23.7 | 29 | 13.3 | 19 | 29.3 | 28.4 | 23.6 | 25.4 | 15.1 | 29.8 | 19.6 | 25.7 | 20.4 | 26.1 | 25.6 | 27.6 | 18.4 | 18.1 | 26.5 | 15 | 11.7 | 24.3 | 27 | 28.1 | 16 | 17 | 23.3 | 27.6 | 0
899 | 25.1 | 15.7 | 26.4 | 28.4 | 19.4 | 25 | 23.3 | 23.8 | 25.9 | 21.8 | 21.2 | 23.4 | 18 | 29.1 | 25.6 | 21.6 | 17.6 | 20.5 | 22.6 | 25 | 16.8 | 28.4 | 18 | 23.2 | 22.2 | 23.6 | 25.5 | 25.6 | 27 | 23.6 | 21.2 | 26.1 | 31.1 | 17.4 | 21.4 | 32.2 | 30.6 | 25.3 | 27.4 | 19.1 | 31.3 | 21.8 | 29.9 | 22.9 | 29.2 | 28 | 30 | 19.8 | 19.8 | 28.3 | 19 | 11.6 | 26.6 | 29.4 | 29.6 | 17.4 | 17.5 | 26.6 | 29 | 0
900 | 27.4 | 18.1 | 28.5 | 30 | 21.4 | 26.5 | 25.8 | 25.6 | 27.9 | 24.1 | 23.1 | 25.1 | 19.6 | 31.1 | 28.4 | 22.9 | 18.3 | 22.4 | 24.3 | 27 | 19.5 | 28.6 | 19 | 24.1 | 24.1 | 24.5 | 25.5 | 26.7 | 29 | 24.8 | 23.1 | 27.1 | 32.8 | 19.1 | 23.5 | 33.3 | 31.8 | 26.3 | 30.1 | 21.6 | 32.8 | 23.3 | 31.2 | 25.8 | 30.2 | 29.8 | 31.2 | 20.9 | 20.5 | 29.5 | 21.1 | 9.7 | 28.2 | 29.7 | 30.5 | 19.2 | 16.1 | 29.5 | 29.8 | 0
901 | 23.4 | 20 | 29.5 | 30.9 | 20.9 | 27.5 | 26.6 | 27 | 29.5 | 26.1 | 25.1 | 25.8 | 21.3 | 32.3 | 29.9 | 23.9 | 18.8 | 23 | 24.9 | 28 | 21 | 29.5 | 19.5 | 26 | 25.2 | 25.1 | 26 | 27.4 | 30.2 | 25.2 | 23.6 | 27.6 | 34.2 | 21.5 | 24.3 | 31.7 | 32.5 | 27.5 | 30.2 | 23.1 | 34 | 24.1 | 32 | 28.4 | 30.3 | 30.5 | 32.7 | 21.8 | 21.1 | 31 | 22.9 | 8.3 | 29.2 | 30.3 | 31.5 | 20.5 | 15.9 | 30.7 | 30 | 0
902 | 29 | 19.7 | 30.1 | 30.8 | 20.9 | 29.1 | 27.2 | 27.8 | 30.7 | 26 | 25.4 | 25 | 21.6 | 32.4 | 30.9 | 23.4 | 19.2 | 23.2 | 25 | 27.6 | 22 | 29.6 | 19.2 | 26.8 | 26.2 | 26.6 | 26.4 | 28 | 30.8 | 25 | 23.4 | 28.5 | 34.9 | 20.8 | 24.5 | 31.2 | 32.2 | 27.8 | 30.3 | 23.8 | 35.2 | 24 | 31 | 30.3 | 30.3 | 30 | 33 | 22.4 | 21 | 32 | 23.2 | 7.2 | 29.4 | 30.6 | 31.9 | 21 | 15.7 | 31 | 29.6 | 0
903 | 29.8 | 19.6 | 30.7 | 31 | 21.3 | 29.2 | 27.7 | 28.2 | 31.2 | 26.3 | 26.1 | 24.1 | 22.1 | 32.3 | 31.3 | 23.1 | 18.7 | 23.2 | 23.8 | 26.8 | 22 | 29.8 | 18.6 | 28.6 | 26.6 | 26.7 | 26.8 | 28.4 | 30.6 | 24.3 | 21.5 | 28.6 | 35.5 | 21.5 | 25 | 31.6 | 31.9 | 27.8 | 30.7 | 23.8 | 35.3 | 23.4 | 31 | 30.9 | 30.3 | 28.3 | 33.6 | 22.6 | 21.2 | 32.5 | 23.6 | 7.8 | 29.1 | 30 | 32 | 20.2 | 15.5 | 31.5 | 28.8 | 0
904 | 29.8 | 19.5 | 30.4 | 30.6 | 22.3 | 29.5 | 27.3 | 28.1 | 30.9 | 26.7 | 25.2 | 22.6 | 21.1 | 32 | 31.8 | 23.5 | 17.9 | 22.8 | 22.6 | 25.4 | 21.1 | 29.8 | 17.5 | 28 | 26.1 | 26.7 | 27.5 | 28.5 | 29.7 | 23.7 | 19.7 | 27.8 | 35.5 | 20 | 24.2 | 31 | 30.9 | 27.8 | 30.7 | 23.7 | 32.6 | 22.2 | 30 | 31.4 | 29.5 | 25.9 | 32.6 | 22.1 | 20.6 | 32.3 | 22.5 | 8.2 | 28.1 | 29.8 | 31.4 | 18.9 | 15.8 | 29.7 | 27.9 | 0
905 | 29.8 | 18.6 | 30.6 | 30.4 | 21.9 | 28.5 | 26.4 | 27.6 | 30.1 | 26.7 | 24.4 | 21.6 | 20 | 30.4 | 31.6 | 20.5 | 16.4 | 21.3 | 21 | 24 | 21 | 29 | 16.5 | 26.6 | 26 | 26.5 | 27.4 | 27.8 | 28.2 | 23 | 17.6 | 26.6 | 35.4 | 20.2 | 23.5 | 30.6 | 30 | 27 | 30 | 23.3 | 31.7 | 20.8 | 29.6 | 31.4 | 28.2 | 23.4 | 31.2 | 21 | 19.8 | 31.8 | 20.8 | 8.4 | 26.8 | 29 | 30 | 17.2 | 15.6 | 28.5 | 27 | 0
906 | 28.6 | 17 | 28.8 | 29.1 | 18.4 | 26.3 | 25.3 | 26.5 | 28.9 | 27 | 21.9 | 20.1 | 17.3 | 33.2 | 30.9 | 19.2 | 15.2 | 19 | 20 | 22.1 | 19.5 | 27.5 | 15.4 | 22 | 24.5 | 25.9 | 26.4 | 26.3 | 26.4 | 22.4 | 16.8 | 24.3 | 34.5 | 18.4 | 22.1 | 29.1 | 28.5 | 24.8 | 28.2 | 22.4 | 29.7 | 19.2 | 27.3 | 30.8 | 27 | 21.7 | 28 | 19.3 | 18 | 30.5 | 17.2 | 6.7 | 25 | 28.4 | 30 | 16.1 | 15.5 | 27.2 | 26.3 | 0
907 | 26.3 | 15.3 | 26.4 | 27.6 | 16.5 | 21.7 | 24.1 | 25 | 27.5 | 24.3 | 20.2 | 19 | 15.3 | 27.1 | 28.9 | 17.8 | 14 | 17 | 18.7 | 20.4 | 18.2 | 26.4 | 14.7 | 18.2 | 21.1 | 24.1 | 23.7 | 24 | 24.4 | 21.5 | 16 | 22 | 33 | 18.5 | 20.5 | 27.9 | 27.2 | 22.8 | 26.7 | 19.9 | 28 | 17.8 | 25.3 | 26.8 | 25.7 | 20.9 | 25.3 | 17.6 | 16.3 | 28.7 | 13.9 | 4.6 | 23.2 | 27.3 | 27.8 | 15.5 | 15.5 | 25.5 | 26 | 0
908 | 24.8 | 15 | 24.8 | 25.4 | 15.5 | 19.5 | 23.1 | 23.2 | 25.5 | 20 | 18.2 | 17.6 | 13 | 26.3 | 26.9 | 15.3 | 13.6 | 15.6 | 17.8 | 18.4 | 17 | 20.4 | 14.2 | 14.2 | 19.8 | 22.1 | 22.4 | 21.4 | 22.6 | 20.4 | 16 | 20.6 | 31.1 | 17.2 | 20 | 26.5 | 25.8 | 21.6 | 26.1 | 18.6 | 27.5 | 16.6 | 22.2 | 24.8 | 25.3 | 21 | 22.6 | 16.2 | 14.4 | 27.2 | 10.4 | 1.8 | 21.6 | 27.2 | 26.2 | 15.6 | 15.4 | 24.7 | 25.8 | 0
909 | 23.2 | 14.6 | 23.4 | 23.7 | 14.6 | 19.5 | 22.2 | 22 | 23.6 | 19.2 | 17.9 | 16.7 | 12.5 | 25.3 | 24.3 | 13.4 | 13.3 | 14.8 | 16.3 | 17 | 15.5 | 25 | 14 | 13.8 | 20.2 | 21.1 | 21.4 | 19.2 | 21 | 19 | 15.2 | 19.6 | 29.6 | 17.9 | 19.4 | 25 | 25.1 | 20.8 | 25.8 | 17.6 | 26.5 | 15.7 | 20.7 | 22.4 | 24.7 | 21.4 | 21.9 | 15.4 | 13.6 | 26.4 | 9 | 0.6 | 20.6 | 27 | 25.1 | 15.7 | 15 | 24.3 | 25.7 | 0
910 | 21.8 | 14.3 | 24.1 | 21.9 | 13.9 | 18 | 21.4 | 21.1 | 22.1 | 17.2 | 17.3 | 15.7 | 11.8 | 24 | 22.7 | 13.5 | 13.5 | 13.8 | 15.2 | 15.7 | 14.2 | 23.8 | 13.7 | 14.1 | 18.6 | 20.1 | 21.5 | 17.8 | 19.9 | 17.7 | 14.6 | 19.4 | 28.5 | 16.1 | 18.6 | 24.8 | 24.6 | 20.5 | 25.6 | 16.1 | 26.3 | 14.9 | 18.9 | 21.1 | 23.6 | 21.4 | 21.5 | 15.1 | 13 | 25.9 | 8.3 | 0.1 | 19.9 | 26.7 | 24.5 | 15.8 | 14.8 | 24.1 | 25.5 | 0
911 | 21.3 | 13.4 | 23.7 | 20.8 | 13.4 | 17 | 20.6 | 20.2 | 21.1 | 16.2 | 17.4 | 15.2 | 12 | 23.5 | 22.1 | 13.2 | 13.4 | 13.5 | 14 | 15.2 | 13.2 | 22.4 | 13.4 | 16.4 | 17 | 19.1 | 21.3 | 17.4 | 19 | 17 | 13.6 | 18.7 | 28 | 15.2 | 18.6 | 25.2 | 24.6 | 18.8 | 25.6 | 14.8 | 25.3 | 14.2 | 18.6 | 20.6 | 22.6 | 20.6 | 22.4 | 15 | 13.2 | 26 | 9 | 1 | 19.6 | 26.2 | 23.5 | 15.4 | 14.5 | 23.4 | 25 | 0
912 | 20.7 | 12.6 | 22.4 | 19.5 | 12.6 | 15.5 | 19.5 | 19.5 | 20.1 | 19.5 | 16 | 14.5 | 10.9 | 22.8 | 21.5 | 11.9 | 13.4 | 12.7 | 13.8 | 14.8 | 12.5 | 21.6 | 12.7 | 16.7 | 15.4 | 18.6 | 19 | 17.7 | 18.3 | 17.2 | 13.5 | 17.9 | 26.5 | 12 | 18 | 25 | 24.4 | 18.6 | 24.1 | 13.6 | 24.6 | 13.3 | 17.3 | 20.4 | 22.2 | 18.9 | 22.3 | 14.6 | 13.1 | 25.9 | 8.9 | 1.3 | 19.3 | 25.6 | 22.3 | 15 | 14.5 | 22.4 | 24.2 | 0
913 | 18.7 | 12.5 | 22.6 | 18.8 | 13 | 15.5 | 19 | 18.9 | 19.5 | 19.5 | 15.1 | 14.4 | 10.4 | 22.3 | 21.1 | 11.5 | 12.9 | 12.5 | 13.6 | 14.9 | 12 | 21.8 | 12.1 | 16.9 | 14.7 | 17.6 | 18.9 | 18 | 17.4 | 18 | 13.1 | 17.2 | 26.4 | 11.8 | 17.9 | 23.7 | 24.5 | 18.2 | 23.5 | 12.8 | 23.8 | 12.4 | 16.9 | 20.3 | 21.6 | 16.6 | 22.6 | 13.7 | 13.2 | 24.6 | 8.7 | 1.4 | 18.9 | 25.2 | 21.7 | 14.3 | 14.4 | 21.3 | 23.1 | 0
914 | 18.3 | 12.5 | 21.4 | 17.8 | 13 | 14.5 | 18.4 | 18.3 | 19.2 | 19 | 13.2 | 14 | 9 | 22.5 | 21 | 11 | 12.4 | 12 | 14 | 14.8 | 11.8 | 21.6 | 11.4 | 15 | 14.1 | 18 | 18.2 | 18 | 16.4 | 19.2 | 13.4 | 16.7 | 25.8 | 11.8 | 17.5 | 22.2 | 24 | 18 | 22.8 | 12.6 | 23.3 | 11.4 | 15.4 | 20.3 | 21 | 14.4 | 22 | 12.4 | 12.8 | 24.6 | 7 | 0.1 | 18.2 | 24.8 | 21.7 | 14 | 14.1 | 19.5 | 22 | 0
915 | 18.9 | 12.3 | 20.4 | 17.3 | 12.8 | 14 | 18.1 | 17.8 | 18.9 | 18.8 | 12.6 | 13.8 | 8.8 | 22.3 | 20.9 | 11 | 11.8 | 11.7 | 13.8 | 14.8 | 11.5 | 20 | 11.1 | 14.2 | 13.6 | 17.6 | 17.7 | 17.4 | 15.2 | 20 | 13 | 16.2 | 25.7 | 15.7 | 17.4 | 23.2 | 23.7 | 17.6 | 22.5 | 12.6 | 23.3 | 10.7 | 14.9 | 19.9 | 20.4 | 12.8 | 22.2 | 11.2 | 12.8 | 24.9 | 5.5 | 1 | 17.5 | 24.7 | 21.4 | 13.7 | 14 | 19 | 21.1 | 0
916 | 18.3 | 12.6 | 19.8 | 16.2 | 12.3 | 14 | 17.8 | 17.5 | 18.7 | 18.5 | 11.5 | 13 | 8.2 | 21.7 | 21.1 | 11 | 11.9 | 11.6 | 13.9 | 14.2 | 11.5 | 19 | 10.8 | 12.4 | 14 | 16.7 | 17 | 16.6 | 14.3 | 20.2 | 13.1 | 15.7 | 25.9 | 17.9 | 17.6 | 22.5 | 22.9 | 17.3 | 22.2 | 12.8 | 23 | 10.4 | 13.4 | 20 | 19.7 | 12.3 | 21.8 | 10.4 | 12.3 | 24 | 3.3 | 2.2 | 16.7 | 24.4 | 21 | 13.9 | 14 | 19.2 | 20.6 | 0
917 | 17.8 | 11.9 | 19.4 | 15.4 | 11.3 | 13.4 | 17.3 | 17.2 | 18.4 | 15.4 | 12.8 | 14.6 | 6 | 21.3 | 21.6 | 10.6 | 11.2 | 11.5 | 12 | 12.2 | 11 | 19.5 | 12.6 | 16.4 | 13.6 | 16.6 | 16.4 | 12.4 | 13.6 | 16.6 | 10.2 | 15.4 | 24.9 | 10 | 17.8 | 21.3 | 22 | 16.3 | 22.2 | 12.9 | 23.5 | 10 | 14.2 | 20 | 19.7 | 15 | 18.6 | 13.7 | 11.6 | 23 | 1.6 | 2.4 | 16.2 | 24.2 | 21 | 14 | 14 | 19.2 | 23.6 | 0
918 | 17.4 | 11.1 | 19.3 | 14.6 | 11.3 | 12.9 | 16.4 | 16.7 | 18.1 | 13.2 | 11.9 | 14.2 | 5.3 | 20.5 | 22.1 | 9.7 | 11.2 | 11.4 | 12.8 | 12.8 | 10.5 | 19 | 12.8 | 16.6 | 13.9 | 15.6 | 15.4 | 11.8 | 14.5 | 16.1 | 12.3 | 15.2 | 23.5 | 10.2 | 17.8 | 20.1 | 21.6 | 15.8 | 21.8 | 13.1 | 22.7 | 10.8 | 14.4 | 20.1 | 20.7 | 15.4 | 18.9 | 13.7 | 12.1 | 22.8 | 1.4 | 4.7 | 17.1 | 24 | 21 | 14 | 14.1 | 19 | 23.5 | 0
919 | 16.8 | 10.6 | 18.2 | 15.4 | 12.4 | 13 | 16.2 | 16.8 | 18.9 | 12.3 | 12 | 14.6 | 6.6 | 20.3 | 22.4 | 9.5 | 12.1 | 11.2 | 14.5 | 14.6 | 10.3 | 18.8 | 12.5 | 16.8 | 12.8 | 15.6 | 15.2 | 12.6 | 16.8 | 17 | 14.3 | 14.8 | 22.8 | 11.4 | 17.8 | 20.1 | 22.3 | 15.5 | 21.7 | 13.2 | 23.6 | 12.7 | 16.2 | 20.1 | 23.2 | 17.2 | 20.6 | 14.2 | 13.6 | 22.6 | 3.3 | 7 | 18.7 | 24 | 20.8 | 14 | 14 | 19 | 23.8 | 0
920 | 15.5 | 10.6 | 17.4 | 17 | 13.4 | 16 | 16.6 | 17.8 | 20.2 | 12 | 12.8 | 15.2 | 8.6 | 21.7 | 22.9 | 10.2 | 13.6 | 11 | 16.8 | 16.8 | 10.2 | 19.1 | 13.2 | 17.8 | 13.6 | 15.6 | 15 | 14 | 19.6 | 17.2 | 17.2 | 16.7 | 23 | 12.8 | 17.9 | 20.5 | 23.4 | 17.3 | 22 | 13.4 | 23.3 | 15.6 | 18.6 | 19.9 | 23.7 | 19.8 | 23 | 15 | 15.6 | 22.5 | 5.6 | 8.8 | 20.6 | 24.4 | 20.9 | 14.4 | 14.4 | 19 | 25 | 0
921 | 19.1 | 12.5 | 19.7 | 20.5 | 14.5 | 21.2 | 19.7 | 19.7 | 22 | 17.5 | 15 | 17.6 | 12.7 | 24.2 | 23.6 | 13.1 | 15.6 | 15.1 | 19.3 | 19.8 | 9.9 | 21.5 | 13 | 19 | 17.6 | 17 | 16.3 | 16.9 | 22.9 | 19.7 | 18.7 | 21.7 | 26.3 | 14.8 | 18 | 21.8 | 26 | 21 | 23.9 | 14.8 | 27.1 | 18.4 | 22.4 | 20.5 | 25.7 | 22.9 | 25.8 | 16.9 | 18.2 | 24.7 | 10.3 | 9.4 | 22.7 | 25.7 | 23.3 | 14.6 | 17 | 20.4 | 26.6 | 0
922 | 22.1 | 14.9 | 22.1 | 23.9 | 17.5 | 24.3 | 22.4 | 22 | 24.1 | 20.2 | 17.6 | 20 | 16.1 | 27.2 | 25 | 13.5 | 17.2 | 18.5 | 21.5 | 22.3 | 13.8 | 24 | 13.7 | 20.9 | 21.3 | 19.4 | 19 | 19.8 | 25.6 | 21.3 | 20.5 | 24.7 | 28 | 16.3 | 19 | 26.5 | 28.6 | 23.9 | 25.8 | 19 | 28.7 | 20.9 | 25.6 | 22.7 | 30.7 | 25.6 | 28.1 | 18.9 | 20.5 | 27.3 | 14.7 | 9.2 | 24.5 | 28.3 | 25.3 | 14.9 | 18.9 | 24.3 | 28.5 | 0
923 | 24.6 | 17.9 | 23.8 | 27.6 | 20.4 | 27 | 24.7 | 24.2 | 26.3 | 21.7 | 20.6 | 23 | 19.6 | 29 | 26.5 | 14.7 | 18.4 | 22 | 23.2 | 24.6 | 16 | 27 | 13.8 | 22.6 | 24 | 23 | 22.1 | 23 | 27.8 | 24 | 21 | 27.4 | 30 | 18 | 20 | 28.6 | 31.4 | 25.4 | 27.7 | 21.9 | 30.6 | 22.6 | 28.6 | 25.3 | 32.7 | 27.8 | 29.8 | 21.2 | 22.4 | 29.2 | 19.6 | 8.4 | 26.2 | 30.3 | 27.3 | 15 | 20.1 | 28.1 | 30 | 0
924 | 25.6 | 20.3 | 25.7 | 29.6 | 22 | 28.5 | 25.7 | 25.8 | 28.5 | 23.7 | 22.9 | 24.4 | 20.7 | 30.5 | 28.1 | 14.8 | 18.6 | 23.3 | 24.3 | 25.8 | 20.1 | 28 | 14.9 | 24.5 | 26.8 | 24.5 | 24.6 | 25.1 | 29 | 24.6 | 22.2 | 27.4 | 31.6 | 19.2 | 21 | 30.3 | 32.9 | 27.4 | 29.2 | 23.8 | 32.7 | 23.8 | 29.8 | 28 | 34.5 | 29.2 | 30.8 | 22.6 | 23.4 | 30.5 | 22.2 | 8 | 27.6 | 30.8 | 29.2 | 15.3 | 21.4 | 30.1 | 31 | 0
925 | 25.9 | 21.3 | 26.7 | 31.2 | 22.2 | 29.5 | 26.7 | 26.6 | 30.3 | 26.2 | 24.7 | 25.2 | 21.5 | 31 | 29.2 | 14.5 | 18.1 | 23.7 | 24.9 | 26.8 | 21.7 | 28.5 | 14.9 | 25.4 | 28 | 25.8 | 26 | 26.8 | 29.8 | 26 | 22.1 | 28.3 | 32.3 | 20.7 | 22.1 | 29.3 | 33.7 | 28.5 | 29.7 | 25 | 33.2 | 24.5 | 30.5 | 29.5 | 35.7 | 30.3 | 31.5 | 23.4 | 24 | 31.8 | 24.4 | 8 | 28.8 | 30.9 | 30.3 | 15.5 | 22.4 | 30.5 | 31 | 0
926 | 26.6 | 22.1 | 27.3 | 31.4 | 22 | 30 | 27.7 | 26.9 | 31.5 | 27.2 | 25.4 | 24.4 | 20.8 | 30.3 | 30.1 | 13.8 | 17.2 | 24 | 25 | 27 | 22.4 | 29.4 | 15.2 | 26 | 28.7 | 25.6 | 26.4 | 27.4 | 30 | 26 | 22.2 | 28.6 | 33.1 | 21.8 | 22.6 | 29 | 33.2 | 28.4 | 30.3 | 25.7 | 32.6 | 25 | 30 | 30.6 | 36.4 | 31 | 32 | 23 | 24 | 32.2 | 24.6 | 8.6 | 29.5 | 30.8 | 30.9 | 15.8 | 23.1 | 30 | 30.4 | 0
927 | 27 | 22.7 | 27.3 | 31.9 | 22 | 30.5 | 28.1 | 26.9 | 32.1 | 27.7 | 25.7 | 23.6 | 21 | 29.6 | 30.7 | 12.7 | 16.4 | 24 | 24.6 | 27.2 | 22.7 | 29 | 13.8 | 25.5 | 28.9 | 26.2 | 26.7 | 27.8 | 30.2 | 27.4 | 20.6 | 28.5 | 34 | 22.8 | 22 | 28.5 | 32.7 | 30.1 | 30.2 | 25.9 | 32.8 | 25 | 29.9 | 31.1 | 37.1 | 31.6 | 32.3 | 22.4 | 23.9 | 30.9 | 25.1 | 9 | 29.8 | 30.9 | 31.7 | 15.9 | 23 | 28.4 | 29.3 | 0
928 | 26.8 | 22.2 | 26.8 | 31.4 | 22.9 | 30.5 | 27.5 | 26.7 | 31.7 | 28.2 | 25.2 | 22 | 20.3 | 28.7 | 31.3 | 12.2 | 15.7 | 24 | 23.7 | 26.5 | 22.6 | 28.7 | 12.7 | 25.1 | 28.6 | 27 | 26.8 | 27.1 | 29.5 | 27.2 | 19.3 | 27.9 | 34.3 | 22.6 | 22.1 | 28.2 | 31.4 | 29.7 | 30.2 | 25.8 | 32.3 | 24.4 | 29 | 31.1 | 35.1 | 31.2 | 32.1 | 21.2 | 23.1 | 25.6 | 23.9 | 9.1 | 29.2 | 30.4 | 31.7 | 16 | 22.4 | 27.9 | 28.3 | 0
929 | 26.6 | 20.8 | 26.5 | 31 | 22.3 | 30.4 | 26.5 | 26.5 | 30.6 | 28.2 | 24.4 | 21 | 20 | 27.8 | 31.3 | 12 | 15.4 | 22.6 | 22.2 | 25.4 | 21.3 | 28 | 10.8 | 24.4 | 28.4 | 26.2 | 26.1 | 26 | 28.4 | 27.4 | 17.4 | 26.7 | 34.1 | 21.6 | 21.5 | 27.3 | 30.4 | 28.7 | 29.4 | 25.6 | 31 | 22.8 | 28.2 | 31 | 32.1 | 30 | 31 | 20.2 | 21.8 | 22.4 | 22.8 | 8.4 | 28 | 29.7 | 31.7 | 15.8 | 22.4 | 28.3 | 27.4 | 0
930 | 25.6 | 18.7 | 26.1 | 29.2 | 20 | 29.9 | 25.7 | 26 | 29.1 | 27.2 | 23 | 19.5 | 18 | 26.8 | 30.7 | 12.4 | 15 | 19.7 | 20.3 | 23.1 | 19.8 | 27 | 10 | 24.1 | 26.7 | 25 | 25.5 | 23.8 | 26.3 | 25.1 | 16.9 | 24.6 | 33.5 | 19.2 | 20.6 | 26 | 28.9 | 26.2 | 27.7 | 24.2 | 29.6 | 20.5 | 26.3 | 30.8 | 30.7 | 27.6 | 28.8 | 19 | 19.5 | 23.5 | 20 | 7.3 | 26.2 | 29 | 31.1 | 15.7 | 20.8 | 27.5 | 27 | 0
931 | 24.1 | 17 | 24.3 | 27.6 | 18 | 25 | 24.2 | 25.1 | 27.5 | 25 | 21.6 | 18.8 | 16.1 | 25.8 | 29 | 11.6 | 14.8 | 17.8 | 18.2 | 20.7 | 18.3 | 26 | 8.7 | 23.1 | 23.7 | 23.8 | 24 | 21.7 | 24 | 23.5 | 15.9 | 22.4 | 30.9 | 16.9 | 19.3 | 24.5 | 27.8 | 24 | 26.2 | 21.4 | 27.9 | 17.6 | 24.5 | 28.6 | 28.4 | 25 | 26.1 | 18.3 | 17.2 | 22.4 | 17.9 | 5.8 | 24.6 | 28.2 | 28.6 | 15.4 | 19.6 | 26.6 | 26.5 | 0
932 | 23 | 15.9 | 21.5 | 25.4 | 16.5 | 22.6 | 23.2 | 23.7 | 25.8 | 23.6 | 20 | 17.8 | 13.4 | 24.9 | 27.5 | 11.3 | 14.4 | 16.7 | 16.4 | 18.2 | 16.3 | 25 | 8.2 | 22 | 21.8 | 21.5 | 22.7 | 19.4 | 21.6 | 20.8 | 16 | 21.1 | 29 | 14.7 | 18 | 24.1 | 26.6 | 22.2 | 25.8 | 18.6 | 27 | 15 | 22.2 | 26.1 | 27.8 | 22.4 | 23.4 | 17.4 | 14.8 | 22.3 | 15.2 | 4.8 | 23.2 | 28 | 27.2 | 15.2 | 19.2 | 25.4 | 26 | 0
933 | 21.7 | 15.3 | 19.7 | 24.2 | 15.8 | 21.4 | 22.7 | 22.4 | 24.1 | 23.2 | 18.8 | 17.6 | 12.1 | 23.8 | 25.4 | 11 | 14.2 | 16 | 15.1 | 16.8 | 14.6 | 24.3 | 6.9 | 19.8 | 19.5 | 21.3 | 21.9 | 18.2 | 20.1 | 20.3 | 15 | 20.8 | 27.9 | 14 | 18.1 | 23.7 | 26.1 | 21.5 | 24.9 | 17.1 | 26.3 | 13.1 | 20.9 | 25.1 | 27.5 | 21 | 21.5 | 16.8 | 13.4 | 18.4 | 14.1 | 4.1 | 22.5 | 27.9 | 25.7 | 14.9 | 18.4 | 24.8 | 25.2 | 0
934 | 20.6 | 15.3 | 20.7 | 22.8 | 15.3 | 20.1 | 21.7 | 20.8 | 22.6 | 23 | 17.5 | 16.7 | 10.6 | 22.9 | 24.2 | 10.6 | 14 | 15.3 | 14.5 | 15.7 | 13.8 | 23.5 | 7 | 17.9 | 18.4 | 19.5 | 21 | 17.2 | 19.1 | 19 | 14.7 | 19.8 | 26.5 | 13.9 | 18 | 23.4 | 25.3 | 20.5 | 24.4 | 16.1 | 26 | 12.4 | 19.5 | 23.1 | 25.7 | 20.4 | 20.7 | 15.8 | 12.5 | 19.4 | 12.4 | 4 | 22.1 | 27.8 | 24.9 | 14.9 | 17.9 | 24.2 | 24.6 | 0
935 | 19.6 | 14.8 | 21.5 | 22.2 | 14.4 | 19 | 20.9 | 19.2 | 21.4 | 22.2 | 16.8 | 16.2 | 10.4 | 22.3 | 23.9 | 10.5 | 14 | 15 | 14.4 | 15.4 | 12.9 | 22.6 | 7.2 | 16 | 17.4 | 18.1 | 20 | 17 | 18.8 | 19 | 13.6 | 18.6 | 25.1 | 14.5 | 18 | 23.1 | 25 | 20 | 24.1 | 15.4 | 25.8 | 12.6 | 19 | 22.5 | 25.1 | 20.6 | 21 | 15 | 12.6 | 20.3 | 11.4 | 3.8 | 21.8 | 27.6 | 24.2 | 15 | 17.4 | 22.9 | 24 | 0
936 | 18.6 | 14.3 | 20.7 | 20.8 | 14 | 18 | 19.9 | 18.1 | 20.2 | 21.2 | 16 | 14.8 | 9.4 | 21.8 | 23.6 | 10.2 | 13.8 | 14.3 | 14.5 | 14.7 | 12.2 | 21.7 | 9.3 | 15.4 | 18.1 | 17.5 | 18.7 | 16.3 | 18.2 | 17.2 | 13.5 | 17.3 | 23.9 | 14.4 | 18.1 | 22.1 | 24.1 | 19.7 | 23.7 | 14.8 | 25 | 13.2 | 17.9 | 21.6 | 24.8 | 20.6 | 21.6 | 13.9 | 12.6 | 20.4 | 8.8 | 3.5 | 21 | 26.2 | 23.2 | 15.3 | 16.4 | 21.4 | 24 | 0
937 | 18.1 | 13.4 | 20.3 | 20 | 13.5 | 17 | 19.7 | 17.5 | 19 | 20.5 | 15.6 | 14.3 | 9.2 | 21.5 | 23.2 | 10.2 | 13.6 | 14 | 14.3 | 14.3 | 11.6 | 21 | 10.9 | 15.3 | 17.7 | 16.6 | 17.7 | 15.9 | 17.4 | 16.5 | 12.5 | 16.5 | 23.5 | 14 | 18.1 | 20.8 | 23.6 | 18.5 | 23.2 | 14.4 | 24 | 13.5 | 17.3 | 20.6 | 24.8 | 20.2 | 22 | 13.4 | 12.8 | 20.8 | 6.8 | 2.6 | 19.8 | 25.8 | 22.7 | 15.4 | 16.4 | 20.6 | 24.1 | 0
938 | 16.1 | 13.3 | 19.3 | 18.4 | 13.2 | 16.6 | 19.2 | 16.9 | 17.9 | 19.5 | 15 | 13.6 | 8 | 21.5 | 22.7 | 10 | 13 | 14 | 13.8 | 13.2 | 11.4 | 20.5 | 13 | 16 | 16.9 | 16.3 | 16.8 | 14.8 | 16 | 15 | 12 | 16.5 | 23.1 | 12.6 | 18 | 21.1 | 22.8 | 18.4 | 22.7 | 14.1 | 23.5 | 13 | 16 | 19.7 | 24.2 | 18.8 | 21.6 | 13 | 12.4 | 20.4 | 4 | 1.6 | 18.2 | 25.8 | 22.2 | 15.4 | 15.9 | 20.9 | 24.4 | 0
939 | 14.5 | 13.3 | 18.9 | 17.5 | 12.6 | 16.4 | 18.7 | 16.5 | 16.8 | 18.8 | 14.5 | 14.1 | 7.6 | 21.7 | 22.2 | 9.7 | 12.4 | 14 | 12.9 | 12.6 | 10.9 | 19 | 13.3 | 16.3 | 16.1 | 15.6 | 16.2 | 14.1 | 14.7 | 15.6 | 10.5 | 16.4 | 22.4 | 11.4 | 18 | 20.5 | 22.6 | 18.2 | 22.4 | 14.3 | 22.8 | 11.8 | 15.3 | 19.7 | 22.2 | 17.2 | 20.6 | 13.3 | 12.1 | 20 | 2.9 | 0.8 | 16.9 | 25.8 | 21.9 | 14.9 | 15.8 | 20.4 | 24.3 | 0
940 | 15.2 | 14 | 17.9 | 16.1 | 12.2 | 17 | 18.2 | 16.2 | 15.6 | 18.1 | 13.6 | 14.1 | 6.3 | 21.7 | 21.9 | 9.7 | 11.6 | 14 | 12.2 | 11.9 | 10.6 | 18.2 | 13.5 | 16.7 | 16.2 | 15.7 | 15.6 | 12.9 | 13.6 | 15.5 | 10.3 | 16.4 | 21.8 | 10.2 | 18 | 20.5 | 22.1 | 18 | 22.2 | 14.4 | 22.5 | 10.6 | 14.3 | 19.1 | 20.4 | 15.6 | 19.3 | 13.4 | 11.5 | 19.7 | 1.4 | 1.1 | 16.1 | 25.7 | 21.2 | 14.5 | 15.4 | 19.6 | 24.1 | 0
941 | 14.6 | 13.9 | 16.7 | 17 | 12 | 18.5 | 18.2 | 15.9 | 14.5 | 15 | 12.4 | 14.4 | 5.6 | 21.3 | 21.7 | 9.7 | 13.4 | 14 | 12.4 | 11.6 | 10.4 | 17.5 | 6.4 | 15.4 | 16.2 | 15.5 | 14.5 | 12.4 | 14.2 | 13.4 | 9.4 | 16.2 | 21 | 10.4 | 17.8 | 21.2 | 21.4 | 17.7 | 21.7 | 14.5 | 22.3 | 9.6 | 14.3 | 17.8 | 20.1 | 17 | 19.4 | 11.2 | 10 | 19.3 | 4.2 | 0.2 | 19 | 25.6 | 20.8 | 14 | 15.4 | 19.5 | 23.6 | 0
942 | 13.6 | 14 | 15.8 | 16.5 | 11.9 | 19.5 | 17.2 | 16.3 | 13.4 | 12.8 | 11.5 | 13.6 | 5.4 | 20.6 | 21.5 | 9.4 | 13.5 | 13.4 | 14 | 12 | 10 | 17.3 | 7.8 | 15.1 | 15.3 | 15 | 14 | 11.8 | 16.1 | 11.4 | 10.7 | 15.8 | 20.7 | 10.5 | 17.8 | 20.3 | 20.8 | 17 | 21.4 | 14.3 | 22.2 | 11.3 | 14.1 | 16.7 | 19.2 | 17.9 | 20 | 12.6 | 9.7 | 18.9 | 4.1 | 2 | 18.4 | 25.2 | 20.6 | 13.9 | 15.4 | 19.5 | 24.2 | 0
943 | 12.6 | 14.3 | 15.1 | 17.5 | 11.5 | 20 | 17.2 | 17.1 | 14.2 | 12 | 11.3 | 14.4 | 7 | 20.8 | 21.8 | 9.1 | 13.9 | 12.8 | 16.1 | 14 | 9.9 | 17 | 9.6 | 16.3 | 14.4 | 14.8 | 13.2 | 12.3 | 18.8 | 11.6 | 12.3 | 15.4 | 20.8 | 11.3 | 17.8 | 19.4 | 21.8 | 16.7 | 21.2 | 13.8 | 22 | 14 | 15.6 | 16.1 | 19.2 | 20 | 21.7 | 15 | 10.5 | 19 | 6 | 4.7 | 19.2 | 25.1 | 20.5 | 14.2 | 14.9 | 19.4 | 24.9 | 0
944 | 12.1 | 13.8 | 17.2 | 19 | 12 | 20.5 | 17.2 | 18.5 | 16.1 | 14 | 11.8 | 16 | 9 | 21.4 | 22.7 | 9.1 | 14.8 | 13.1 | 18.2 | 16.4 | 9.8 | 17.5 | 12.2 | 17 | 14.5 | 15 | 13.2 | 13.8 | 22 | 13 | 14.6 | 17.6 | 21 | 12.8 | 18 | 19.5 | 23.2 | 18.7 | 21.2 | 14 | 22 | 16.6 | 17.4 | 15.9 | 19.2 | 22.6 | 23.8 | 17.8 | 12.2 | 19.3 | 8.4 | 7.8 | 20.4 | 25.3 | 22.2 | 15 | 14.9 | 19.4 | 25.8 | 0
945 | 16.7 | 14.4 | 19.4 | 22.3 | 14.5 | 23 | 21.7 | 20.6 | 18.8 | 16.7 | 13.6 | 19.7 | 12.7 | 22.6 | 23.9 | 10.5 | 16 | 13.5 | 20.1 | 19.9 | 11.3 | 21 | 14.2 | 19.7 | 19.1 | 16 | 14.2 | 16.4 | 24.9 | 17.2 | 16.7 | 23.2 | 22.6 | 14.6 | 17.5 | 22.6 | 26.4 | 22.2 | 23.7 | 16.2 | 24 | 19.4 | 21.2 | 19.2 | 24.3 | 25.6 | 26.2 | 20.6 | 14.8 | 20.7 | 12.6 | 9.2 | 23.5 | 26 | 25.3 | 16.2 | 15.4 | 22.2 | 26.7 | 0
946 | 21 | 15.5 | 21.2 | 25.3 | 17.6 | 25.9 | 24.1 | 23.3 | 22.1 | 18.7 | 16.1 | 23.2 | 15.8 | 26 | 25.4 | 11.4 | 17.5 | 16.2 | 21.6 | 22.7 | 14.9 | 24.5 | 16.3 | 21.6 | 21.9 | 19 | 17 | 19.4 | 27.4 | 21.3 | 19.2 | 25.6 | 25.5 | 16.6 | 18 | 25.2 | 29 | 24.7 | 25.5 | 19.2 | 27 | 21.5 | 24.4 | 22.7 | 28.3 | 28 | 28.3 | 22.7 | 17.4 | 22.9 | 16.3 | 9.8 | 26.3 | 28.1 | 27.7 | 17.7 | 17.5 | 26 | 28 | 0
947 | 24 | 17.4 | 22.9 | 28.6 | 17.9 | 27.4 | 25.2 | 25.8 | 25.4 | 20.4 | 19 | 26.6 | 19 | 29.2 | 27 | 12.5 | 18.8 | 19.6 | 23 | 25.4 | 18.6 | 25.5 | 17.6 | 24.4 | 24.6 | 21.4 | 20.9 | 22.4 | 29.2 | 25.6 | 21.2 | 26.9 | 28.7 | 18.2 | 19 | 26.8 | 31.6 | 27.2 | 26.8 | 21.3 | 30 | 23.6 | 28 | 26.6 | 32.2 | 30 | 30 | 24.2 | 19.6 | 24.8 | 20.2 | 9 | 29.4 | 30.4 | 28.8 | 19.2 | 20.5 | 29.8 | 29.2 | 0
948 | 25 | 18.3 | 24.2 | 30.3 | 22.3 | 28.4 | 26.7 | 27.8 | 28.3 | 22.6 | 21.5 | 27.7 | 20.2 | 30.8 | 28.4 | 13.6 | 19.9 | 21.4 | 24.3 | 26.7 | 20.7 | 27 | 18.8 | 25.3 | 26 | 24.1 | 23.4 | 24.7 | 30.5 | 27.4 | 23.1 | 28.1 | 31 | 19.5 | 21.4 | 28.1 | 32.1 | 28.7 | 28.1 | 23.7 | 31.4 | 25 | 29.3 | 29.5 | 34.3 | 31.1 | 31.1 | 24.8 | 20.9 | 26.7 | 22.2 | 8.6 | 30.8 | 30.3 | 29.7 | 20.4 | 22.4 | 31.3 | 30.6 | 0
949 | 25.5 | 19.7 | 24.5 | 31.8 | 22.6 | 28.9 | 27.7 | 29.3 | 30.3 | 23.7 | 23.4 | 27.9 | 21.2 | 32 | 29.4 | 14.2 | 20.2 | 22.3 | 25.5 | 27.9 | 21.9 | 28 | 19.1 | 26.6 | 27.5 | 25.4 | 25 | 26.3 | 31 | 28.6 | 23.8 | 28.9 | 32.8 | 20.3 | 22 | 27.5 | 32.2 | 30.2 | 30.4 | 24.6 | 32.3 | 26.5 | 30.3 | 30.5 | 34.8 | 32 | 32.1 | 25.1 | 21.4 | 28.8 | 23.9 | 7.9 | 31.9 | 30.2 | 30.9 | 20.9 | 23.5 | 31.2 | 31.3 | 0
950 | 26 | 21.4 | 25.2 | 32 | 22.8 | 30.2 | 28.6 | 30.4 | 31.4 | 24 | 24.4 | 26.4 | 21 | 32.1 | 30.1 | 14 | 20 | 22.8 | 26.2 | 28.2 | 22.4 | 29 | 19 | 26.4 | 29 | 25.8 | 26 | 27 | 31 | 28.2 | 23.6 | 29.5 | 33.8 | 20.8 | 23.9 | 28 | 31 | 30.7 | 31.1 | 25.9 | 31.8 | 27.4 | 29.5 | 31 | 34.7 | 32.4 | 32.6 | 25 | 21.2 | 29.3 | 24.2 | 8.2 | 31.6 | 30.9 | 31.7 | 20.8 | 24.5 | 27.6 | 31.4 | 0
951 | 26.6 | 20.4 | 25.5 | 32.6 | 22.8 | 30 | 29.3 | 31.1 | 31.7 | 24.7 | 24.8 | 25.3 | 21.5 | 32 | 30.5 | 14 | 19.1 | 22.8 | 26.2 | 28.7 | 22.8 | 29 | 17.7 | 27 | 29.5 | 26.1 | 25.6 | 27.1 | 30.2 | 28.7 | 21.9 | 29.1 | 34.3 | 20.9 | 24.3 | 27.9 | 30.7 | 30.8 | 31.4 | 26 | 31.5 | 27.9 | 29.3 | 31.6 | 34.3 | 32.6 | 32.9 | 24.8 | 20.7 | 29.5 | 24.7 | 8.1 | 31.8 | 30.5 | 32.2 | 20 | 25 | 27.7 | 30.5 | 0
952 | 26.9 | 19 | 25.5 | 32.1 | 23 | 29.4 | 29.3 | 31.2 | 31.3 | 24.9 | 24.6 | 23.7 | 20.7 | 31.1 | 30.8 | 14.2 | 18.1 | 22.8 | 25 | 28.1 | 22.7 | 29 | 16.4 | 25.8 | 29.6 | 26.2 | 25.6 | 26.6 | 28.9 | 28.3 | 19.9 | 28.3 | 34.8 | 20.9 | 24 | 28 | 29.8 | 31.7 | 31.2 | 25.9 | 30.8 | 27.1 | 28.1 | 31.5 | 32.8 | 31.9 | 32.4 | 24.3 | 19.7 | 30 | 23.6 | 8.3 | 30.8 | 29.6 | 31.9 | 19.1 | 25 | 28 | 29.2 | 0
953 | 26.9 | 17.8 | 25.5 | 31.4 | 22.3 | 29.5 | 28.3 | 30.5 | 30.2 | 24.9 | 24 | 23 | 20 | 29.5 | 30.7 | 14.6 | 17 | 22.8 | 23 | 27 | 22.1 | 28.6 | 14.4 | 24.8 | 29 | 26 | 25.6 | 25.6 | 27.2 | 28.2 | 17.6 | 27.4 | 34.3 | 20.6 | 23.6 | 27.2 | 29.6 | 31.2 | 29.8 | 25.4 | 30.6 | 25.4 | 27.4 | 31.5 | 31.3 | 30.4 | 31.2 | 23.4 | 18.4 | 29.8 | 22.2 | 7.6 | 30 | 29.5 | 31.1 | 18 | 24.5 | 27.2 | 27.6 | 0
954 | 25.9 | 17 | 24 | 29.1 | 21.3 | 28.3 | 27.6 | 29.1 | 28.5 | 24.7 | 22.9 | 21.5 | 17.4 | 27.8 | 30.1 | 13.7 | 16.3 | 20.8 | 20.5 | 24.4 | 20.9 | 27.7 | 13 | 21.9 | 27.6 | 24 | 24.9 | 24.1 | 25.6 | 26.1 | 16.2 | 25 | 33 | 20.2 | 22.3 | 26.2 | 28.4 | 28.7 | 28 | 23.7 | 29.1 | 22.5 | 25.5 | 30.7 | 29.1 | 27.9 | 29.1 | 22 | 16.6 | 28.1 | 19 | 7.1 | 27.7 | 28.6 | 29.5 | 17.2 | 22.5 | 28.5 | 26.6 | 0
955 | 23 | 16.2 | 21.3 | 26.9 | 19.9 | 25.9 | 25.6 | 27.3 | 26.3 | 23.2 | 21.6 | 20.6 | 15.1 | 26.4 | 28.4 | 12.6 | 15.7 | 18.2 | 18.2 | 21.8 | 19.7 | 26.2 | 11.4 | 19.9 | 24.3 | 22 | 22.5 | 22.3 | 24.1 | 23.8 | 15.1 | 23 | 32 | 19.5 | 20.1 | 25 | 27.6 | 26 | 26.6 | 20.2 | 28.1 | 19.6 | 24.5 | 27.7 | 28.2 | 25.2 | 27 | 20.6 | 14.5 | 26.3 | 16.1 | 5.8 | 25.9 | 28.1 | 27.4 | 16.7 | 20.6 | 25.2 | 26 | 0
956 | 20 | 16.1 | 19.5 | 24 | 18.8 | 23.7 | 24.2 | 25.9 | 24.3 | 20 | 20 | 19 | 12 | 25.5 | 26.2 | 11.5 | 15.4 | 16.2 | 16.6 | 19 | 17.9 | 25.2 | 10.4 | 17.6 | 22.3 | 20.7 | 21.1 | 20.2 | 23 | 20.2 | 14.8 | 22.4 | 30.1 | 18.6 | 18.3 | 24 | 26.2 | 24.5 | 25.9 | 18 | 27.2 | 17 | 22.8 | 26 | 26.6 | 22.6 | 25 | 19.2 | 12.4 | 24.8 | 13 | 5 | 23.6 | 28 | 26.2 | 16.4 | 19.5 | 24.6 | 26 | 0
957 | 18.4 | 16.3 | 17.5 | 22.5 | 17.6 | 22.3 | 23.1 | 24.6 | 22 | 17.9 | 18.5 | 18.3 | 10.5 | 24.7 | 23.7 | 10.4 | 15 | 15.2 | 16 | 17.6 | 16.7 | 23.8 | 9.2 | 17.6 | 20.6 | 19.8 | 20.1 | 18.4 | 22 | 18 | 14.2 | 21.3 | 27.8 | 17.5 | 17.9 | 23.1 | 25.9 | 23.4 | 25.4 | 17.7 | 26.8 | 15.6 | 22.5 | 24.8 | 24.9 | 21.1 | 23.9 | 18.3 | 10.9 | 24.4 | 11.8 | 3.9 | 22.7 | 27.8 | 25.2 | 16.2 | 19 | 24.2 | 25.9 | 0
958 | 17.1 | 16.3 | 16 | 20.9 | 17.2 | 21.9 | 23.2 | 23.7 | 20.9 | 16.6 | 16.9 | 17.1 | 9.1 | 23.6 | 22.1 | 10.1 | 14.7 | 14.2 | 16.1 | 16.5 | 15.6 | 22.5 | 8.6 | 17.3 | 19.8 | 18.3 | 19.6 | 16.9 | 21.4 | 15.9 | 13.8 | 21 | 25.8 | 16.6 | 17.3 | 21.4 | 25 | 22.2 | 24.9 | 17 | 26.4 | 14.5 | 21.4 | 22.5 | 23.9 | 20.3 | 23.5 | 17.6 | 10.1 | 23.8 | 10.7 | 3.8 | 21.7 | 27.5 | 24.6 | 16 | 18.5 | 23.7 | 25.9 | 0
959 | 16 | 16.4 | 14.9 | 20.6 | 16.9 | 21.3 | 22.7 | 22.8 | 20.1 | 15.7 | 15.8 | 16.8 | 9 | 22.2 | 21.4 | 11 | 14.4 | 13.5 | 16.2 | 16.4 | 15.4 | 22 | 8 | 18 | 19.1 | 17.6 | 19 | 16 | 20.4 | 15.8 | 12.8 | 20.3 | 24.4 | 15.6 | 16.6 | 20.2 | 25 | 21.8 | 24.2 | 15.9 | 26.1 | 14 | 20.8 | 22 | 23 | 20.4 | 23.6 | 17 | 10.2 | 22.5 | 10.8 | 3.6 | 21.8 | 27.2 | 23.7 | 15.8 | 17.7 | 23 | 25.4 | 0
960 | 14.6 | 16.2 | 14 | 19.7 | 16.3 | 22.4 | 21.9 | 22.1 | 19.3 | 15.3 | 14.8 | 15.9 | 8.1 | 22.2 | 20.7 | 10.7 | 14.2 | 13.3 | 15.8 | 15.6 | 14.8 | 21 | 8 | 17 | 18.8 | 16.7 | 18 | 15.5 | 19.3 | 15.5 | 12 | 18.7 | 22.8 | 14.8 | 16.5 | 19.9 | 24 | 21.4 | 23.7 | 15.5 | 25.6 | 12.8 | 18.8 | 22.6 | 22.1 | 20.3 | 23.4 | 16 | 10.8 | 22.2 | 9.8 | 4 | 21 | 26.8 | 22.9 | 15.7 | 17.4 | 22.2 | 24.9 | 0
961 | 14.5 | 15.4 | 13.6 | 19.4 | 16.3 | 21.9 | 21.2 | 21.5 | 18.5 | 14.9 | 14.4 | 15.8 | 7.9 | 21.8 | 20.3 | 10 | 14.1 | 13.2 | 14.8 | 14.9 | 14.5 | 20.5 | 7.6 | 16.5 | 18.4 | 16.3 | 17 | 15.4 | 17.7 | 16.4 | 10.8 | 17.6 | 22.8 | 13.9 | 16.1 | 19.5 | 23.7 | 19.9 | 23.5 | 15.5 | 25.2 | 11.5 | 17.4 | 21.5 | 21.2 | 20 | 23 | 14.7 | 11.5 | 21.3 | 9 | 3.3 | 20.9 | 26.6 | 22.7 | 15.4 | 17.5 | 21.6 | 24.2 | 0
962 | 14 | 14.4 | 13 | 18.4 | 15.8 | 21.5 | 20.6 | 20.9 | 17.8 | 14.2 | 14 | 15.2 | 6.7 | 21.9 | 20.1 | 9.1 | 14 | 12.8 | 13.4 | 13.4 | 14.2 | 20 | 7.4 | 15 | 18.4 | 15.7 | 16.6 | 15 | 16 | 16.2 | 10 | 16.7 | 22.3 | 13 | 15.9 | 19 | 22.6 | 18.7 | 23.1 | 15.7 | 24.9 | 9.8 | 15.4 | 20.7 | 20.8 | 19 | 21.8 | 13 | 11.8 | 20.5 | 7 | 2.4 | 20 | 26.1 | 22.6 | 15.2 | 16.9 | 21.2 | 23.8 | 0
963 | 13 | 13.4 | 12.4 | 18.1 | 14.8 | 20.4 | 19.7 | 20.2 | 17 | 13.6 | 13.8 | 15.4 | 6.4 | 21.9 | 19.9 | 8.6 | 13.8 | 12.3 | 12.2 | 12.5 | 13.9 | 19.8 | 6.6 | 15.1 | 16.8 | 15 | 15.8 | 14.4 | 14.4 | 16.3 | 9.1 | 16.4 | 20.8 | 11.9 | 15.1 | 18.4 | 22.4 | 18.2 | 22.5 | 15.2 | 24.4 | 8.8 | 14.9 | 20.6 | 19.9 | 18 | 20.6 | 11.6 | 11.6 | 19.8 | 5.9 | 0.5 | 19.9 | 25.5 | 22.2 | 14.8 | 16.5 | 20.6 | 23.4 | 0
964 | 13 | 12.8 | 12.5 | 17.2 | 14.1 | 20.3 | 19.2 | 19.3 | 16.3 | 13 | 13.1 | 14.7 | 5.5 | 21.3 | 19.7 | 8.4 | 13.6 | 12.2 | 11.8 | 11.4 | 13.4 | 20 | 6.4 | 14.6 | 15.8 | 14 | 15.5 | 13.4 | 13.8 | 14.7 | 9.1 | 16.1 | 20.3 | 11 | 14.4 | 18.3 | 21.5 | 17.7 | 22.2 | 14.7 | 24.1 | 8.5 | 14 | 20.5 | 18.8 | 17 | 19.6 | 10.8 | 10.8 | 19.4 | 4.4 | 0.2 | 19.1 | 25.2 | 21.8 | 14.4 | 16 | 20.8 | 23.4 | 0
965 | 13.5 | 12.7 | 11.9 | 16.4 | 13.9 | 20 | 18.7 | 18.4 | 15.5 | 12.7 | 12.6 | 12.4 | 4.4 | 21.6 | 19.6 | 8 | 13.4 | 12.1 | 13.4 | 14.6 | 12.8 | 20 | 4 | 12 | 15.1 | 13.3 | 14.6 | 11.6 | 19 | 11.4 | 12.4 | 16 | 20 | 11.6 | 13.4 | 18.2 | 22.2 | 17.5 | 21.8 | 14.2 | 23.8 | 11.2 | 15.6 | 20.7 | 18.7 | 17.2 | 22.4 | 14 | 6.6 | 19.3 | 3.8 | 0.4 | 18.8 | 24.4 | 21.6 | 14.4 | 16 | 21 | 23.4 | 0
966 | 13 | 12.7 | 11.4 | 16.3 | 14 | 20 | 18 | 18.4 | 14.8 | 12.6 | 11.8 | 11.8 | 4 | 20.3 | 19.5 | 7.9 | 13.9 | 11.8 | 13.3 | 15 | 12.3 | 20 | 5.9 | 10.8 | 14.8 | 12.9 | 14 | 11.1 | 19.7 | 10.8 | 13.3 | 15.4 | 19.8 | 11.7 | 12.5 | 18 | 21.8 | 16 | 21.6 | 13.9 | 23.5 | 11.8 | 15.4 | 20.6 | 18.2 | 18.2 | 22.4 | 14.8 | 7.7 | 19.2 | 3.5 | 1.5 | 19.2 | 24 | 21.5 | 15.3 | 15.8 | 20.6 | 23.4 | 0
967 | 13.5 | 12.5 | 11 | 17.6 | 13.8 | 19.9 | 17.8 | 19.4 | 15.1 | 12.5 | 12.1 | 12.2 | 5.8 | 20.3 | 19.5 | 7.5 | 14.3 | 11.7 | 14.7 | 17 | 11.9 | 20 | 8.1 | 11.3 | 14.5 | 12.4 | 13.6 | 11.8 | 21.5 | 11.6 | 14.5 | 15.8 | 19.3 | 12.5 | 12 | 18 | 22.5 | 16 | 21.5 | 13.7 | 23.1 | 14 | 16.8 | 20.4 | 17.4 | 20 | 23.2 | 16.2 | 9.4 | 18.9 | 5.1 | 4.6 | 20.6 | 23.6 | 21.2 | 15.9 | 15.4 | 20.3 | 23.6 | 0
968 | 13.8 | 13.5 | 11.9 | 19.4 | 13.8 | 20.4 | 18.6 | 21.2 | 15.9 | 12.7 | 13 | 13.4 | 8.2 | 21.5 | 19.9 | 7.7 | 14.8 | 11.5 | 16.2 | 19 | 11.8 | 20.5 | 11.4 | 13.4 | 14.6 | 12.6 | 13.4 | 13.4 | 23.5 | 13.4 | 16.2 | 18.4 | 19.3 | 13.6 | 12.5 | 18.9 | 23.8 | 18.6 | 21.7 | 13.8 | 23.2 | 16.4 | 18.8 | 20 | 17.4 | 22 | 23.8 | 18 | 11.6 | 19.3 | 7 | 8.4 | 22.4 | 24 | 23.3 | 16.8 | 16.2 | 20.6 | 25 | 0
969 | 17 | 16.2 | 19.3 | 22.5 | 16.9 | 23.6 | 21.6 | 23.6 | 17.5 | 16.6 | 15.4 | 16 | 12.5 | 24.8 | 20.7 | 11.4 | 15 | 14.8 | 19.3 | 22.9 | 13.4 | 21.7 | 13.7 | 16.9 | 21 | 15.5 | 14.9 | 16.3 | 26.3 | 16.9 | 18.1 | 22.5 | 21.9 | 15.4 | 17.8 | 22.1 | 26.2 | 22.3 | 23.9 | 16.1 | 25.1 | 19.9 | 22.6 | 21.5 | 23.8 | 24.2 | 25.4 | 19.8 | 14 | 21.7 | 11.2 | 11.2 | 25 | 25.5 | 25.5 | 16.9 | 19.5 | 23.4 | 26.4 | 0
970 | 20.1 | 17 | 22.5 | 25.4 | 19.4 | 25.2 | 23.9 | 26.1 | 20.1 | 20.5 | 17.9 | 19 | 16.1 | 27.2 | 22.2 | 14.8 | 15.4 | 18.8 | 21.9 | 26.2 | 16.1 | 24 | 16.3 | 20.5 | 24.7 | 18.5 | 17.5 | 19.2 | 28.6 | 20.7 | 20.1 | 26 | 25.1 | 17.1 | 20.6 | 25.3 | 28.6 | 26 | 25.5 | 19.6 | 27.3 | 22.5 | 26 | 24.6 | 27 | 26.2 | 26.7 | 21.6 | 16.3 | 25 | 14.8 | 12.8 | 27.3 | 28 | 27.3 | 17.6 | 22 | 26.7 | 28.4 | 0
971 | 22.5 | 21.2 | 24 | 28.4 | 22.2 | 27.2 | 25.6 | 28.6 | 23.2 | 24.4 | 20.8 | 22.2 | 19.6 | 29.2 | 24 | 17.7 | 15.8 | 21.8 | 25 | 30 | 20.1 | 26 | 17.8 | 23.6 | 25.7 | 22.4 | 21.7 | 22 | 30.5 | 24.4 | 22 | 27.9 | 28.5 | 18.8 | 23.7 | 27.7 | 30.8 | 28.8 | 27.9 | 21.5 | 29.5 | 24.8 | 29.6 | 27.4 | 29.6 | 28.2 | 28.6 | 23 | 18.6 | 27.2 | 19 | 12.4 | 29.6 | 30 | 28.5 | 18 | 24 | 30.2 | 29.8 | 0
972 | 24.2 | 23.7 | 25.9 | 30.3 | 24.6 | 28 | 27.3 | 30.7 | 26.3 | 25.9 | 22.6 | 24.4 | 20.9 | 30.8 | 25.8 | 19.9 | 16.6 | 22.9 | 26.3 | 31.6 | 22.3 | 28.6 | 19.6 | 25.5 | 27.4 | 24.1 | 24.1 | 23.7 | 31.1 | 26.6 | 23.4 | 29.8 | 30.8 | 19.8 | 22.7 | 30 | 31.8 | 30.3 | 29.8 | 23.1 | 31.1 | 25.5 | 31.3 | 29.4 | 30.8 | 30 | 29.7 | 24.2 | 20.5 | 29 | 21 | 11.3 | 31 | 31 | 30.9 | 19.1 | 26 | 32.5 | 31.1 | 0
973 | 25.6 | 23.9 | 27 | 31.8 | 25 | 29.5 | 28.4 | 32.3 | 28.8 | 26.9 | 24.1 | 25.8 | 22 | 31.9 | 27.3 | 20.7 | 17.1 | 23.4 | 27.5 | 32.9 | 23.8 | 30 | 20 | 26.3 | 27.6 | 24.8 | 25.3 | 24.9 | 31.5 | 27.7 | 23.9 | 30 | 32.1 | 20.6 | 23.2 | 29.6 | 32.1 | 31.5 | 30.6 | 24.3 | 31.4 | 26.2 | 32.5 | 30.5 | 31.6 | 31.6 | 31.2 | 25 | 22 | 29.9 | 22.8 | 9.7 | 32 | 30.3 | 32.1 | 19.5 | 27.2 | 29.8 | 31.3 | 0
974 | 26.7 | 25.1 | 28.6 | 32.4 | 25.3 | 30.2 | 29.2 | 33 | 30.6 | 27.9 | 24.5 | 25.8 | 21.8 | 32.8 | 28.5 | 22.5 | 17.6 | 24.2 | 27.2 | 32.4 | 23.7 | 29.1 | 20.2 | 26.4 | 29.4 | 25.6 | 25.9 | 25.2 | 31 | 27.4 | 23.4 | 30.8 | 32.5 | 20.7 | 23 | 29.5 | 31.4 | 31.8 | 31.1 | 26.2 | 31.2 | 26 | 32.2 | 31.2 | 31.1 | 32.6 | 31.8 | 25.6 | 22.6 | 30.5 | 22.8 | 8.8 | 32.2 | 30.5 | 32.4 | 19.8 | 28.2 | 29.8 | 31 | 0
975 | 27.2 | 22.5 | 29.9 | 32.9 | 25.3 | 30.3 | 30.9 | 32.9 | 31.5 | 27.4 | 24.9 | 25.3 | 22.3 | 31.6 | 29.5 | 22.9 | 17.4 | 24.3 | 27.2 | 32.3 | 24.7 | 31 | 18.6 | 26.4 | 29.9 | 26 | 26 | 25.6 | 30.8 | 26.8 | 21.8 | 30.9 | 33.1 | 20.8 | 23.2 | 29.5 | 30.8 | 31.8 | 31.2 | 26.1 | 32.1 | 26.4 | 32.2 | 31.8 | 30.7 | 32.9 | 32.5 | 25.6 | 22.3 | 31.2 | 23.2 | 8.4 | 32 | 30.5 | 32.9 | 18.7 | 28 | 29.4 | 29.7 | 0
976 | 27.6 | 22.4 | 30.1 | 32.4 | 25.7 | 30.1 | 30.5 | 32.3 | 31.1 | 27.4 | 24.5 | 23.8 | 21.7 | 31 | 30.2 | 21.7 | 16.9 | 24.3 | 25.7 | 30.7 | 25 | 30 | 17.4 | 26.1 | 30.3 | 25.6 | 26 | 25.4 | 29.9 | 25.6 | 19.6 | 30 | 33.3 | 20.6 | 23.6 | 29.1 | 29.7 | 30 | 31 | 26 | 30.9 | 25.9 | 31 | 31.6 | 30.1 | 31.9 | 31.8 | 25.2 | 21.1 | 30.7 | 21.8 | 8.7 | 31 | 30 | 32.4 | 17.8 | 27.6 | 28.9 | 28.6 | 0
977 | 27.1 | 22.2 | 29.2 | 31.6 | 24.9 | 29.6 | 30.1 | 31.3 | 29.9 | 26.9 | 24 | 22.4 | 21 | 29.5 | 30.3 | 20.8 | 16 | 24.3 | 24.4 | 29.4 | 24.2 | 30 | 15.4 | 25.6 | 30.1 | 25.1 | 25.7 | 25 | 28.8 | 24.6 | 17.4 | 28.8 | 33 | 20.4 | 22.6 | 28.3 | 29 | 31.3 | 30.6 | 25.9 | 29.8 | 25.2 | 30 | 31.5 | 29.1 | 30 | 30.6 | 24.2 | 19.4 | 30.2 | 20.4 | 8.6 | 29.6 | 29.5 | 31.4 | 16.4 | 26.4 | 28.7 | 27.4 | 0
978 | 26.1 | 20.6 | 27.6 | 29.7 | 23.3 | 28.1 | 29 | 30.1 | 28.2 | 25.9 | 22.4 | 20.6 | 18.4 | 27.6 | 29.8 | 18.8 | 15.3 | 20.8 | 21.8 | 26.6 | 22.8 | 28.3 | 14.7 | 24.3 | 28.5 | 24.6 | 25 | 23.7 | 26.7 | 23 | 15.8 | 26.6 | 32.4 | 19.9 | 21.2 | 27.4 | 27.8 | 28 | 28 | 24.6 | 28.5 | 22.9 | 27.7 | 30.7 | 27.6 | 27.4 | 28 | 22.9 | 17.6 | 29.1 | 16.9 | 8.2 | 27.5 | 28.5 | 29.9 | 16.1 | 23.5 | 27.5 | 26.9 | 0
979 | 23.8 | 19.5 | 24.6 | 27.7 | 22 | 25.1 | 27.6 | 28.5 | 26.5 | 24.4 | 20.9 | 19.2 | 15.8 | 26.5 | 28.2 | 16.9 | 14.6 | 18.8 | 20.1 | 24.9 | 20.6 | 27.3 | 13.6 | 22.2 | 25.7 | 23.1 | 23.5 | 22.1 | 24.7 | 21.5 | 14.8 | 23.5 | 30.4 | 19.4 | 19.2 | 26.5 | 27 | 26 | 26.4 | 21.2 | 27.7 | 20.5 | 25.9 | 28.4 | 26 | 25 | 25.8 | 21.5 | 16.1 | 27.4 | 14.2 | 6.8 | 25.6 | 26.9 | 28.2 | 15.9 | 21.5 | 26.2 | 26.1 | 0
980 | 21.1 | 18.1 | 21.2 | 25.4 | 21 | 23.5 | 26.4 | 26.6 | 25.3 | 21.4 | 18.8 | 17.8 | 12.4 | 25.6 | 26.6 | 15.5 | 14.4 | 17.3 | 18.4 | 22.8 | 18.5 | 27 | 13.2 | 19.6 | 23.7 | 20.8 | 21.7 | 20 | 22.4 | 19.6 | 14.6 | 21.8 | 28 | 18.6 | 18.2 | 26 | 26 | 24.3 | 25.3 | 18.4 | 27.4 | 17.6 | 23.6 | 26.5 | 25.1 | 23.2 | 23.6 | 20.2 | 15.2 | 25.7 | 11 | 5.2 | 23.8 | 27.6 | 27 | 16.4 | 20.8 | 25.3 | 25.6 | 0
981 | 19.5 | 16.8 | 19.8 | 23.9 | 19.6 | 22.8 | 25.6 | 25 | 23.9 | 18.5 | 17.4 | 17.1 | 10.6 | 24.4 | 24.5 | 15.2 | 14.1 | 16.5 | 18.5 | 22.4 | 17.5 | 25.7 | 11.7 | 17.2 | 21.2 | 20.4 | 19.5 | 18.4 | 21.2 | 18.1 | 14.7 | 20.1 | 27 | 18 | 17.2 | 25.1 | 25.6 | 22.9 | 24.8 | 18.6 | 27 | 16 | 22.7 | 25.5 | 24.5 | 22.4 | 23 | 19.2 | 14.8 | 24.7 | 10 | 3.4 | 22.9 | 27.4 | 26 | 16.2 | 20 | 24.6 | 24.4 | 0
982 | 17.7 | 16.2 | 19.7 | 22.5 | 19.3 | 21.7 | 24.6 | 23.3 | 22.9 | 17.3 | 16.1 | 16.5 | 9.1 | 23.7 | 23.2 | 14.8 | 14.1 | 15.7 | 18.3 | 21.3 | 16.3 | 24.6 | 10.7 | 15.5 | 19.7 | 19.7 | 19.6 | 16.8 | 20.1 | 16.5 | 14.8 | 19.7 | 26.5 | 17 | 17.2 | 24.6 | 25.1 | 21.8 | 23.8 | 18.6 | 26.7 | 14.6 | 21.5 | 24.6 | 24 | 22.1 | 22.8 | 18.5 | 14.4 | 23.7 | 8.9 | 2.5 | 22.3 | 27 | 25.4 | 16.3 | 19 | 24.2 | 23.7 | 0
983 | 17 | 15.2 | 18.5 | 21.8 | 18.3 | 21.4 | 23.8 | 21.6 | 22.2 | 17.4 | 15.6 | 16.2 | 9 | 22.3 | 22.8 | 14.4 | 14 | 15.2 | 18.8 | 20.8 | 15.5 | 23.6 | 9 | 15 | 18.8 | 18.8 | 19.9 | 16 | 20 | 15.6 | 14.6 | 18.9 | 26.4 | 16.2 | 17 | 21.4 | 25 | 22 | 23.5 | 18.4 | 26.2 | 14.4 | 21.2 | 23.7 | 23.3 | 22 | 23.4 | 18 | 13.8 | 22.7 | 9 | 2.2 | 22.2 | 26.7 | 24.4 | 15.6 | 18.5 | 24.2 | 23 | 0
984 | 15.6 | 14.7 | 17.8 | 20.7 | 17.8 | 20.7 | 22.7 | 20.4 | 21.5 | 16.5 | 14.9 | 15.6 | 8.3 | 22.1 | 22.4 | 13.8 | 14.1 | 14.8 | 17.7 | 18.6 | 14.7 | 22.5 | 8.3 | 15.4 | 18.1 | 18 | 19.7 | 15.2 | 19.5 | 14.6 | 14.1 | 17.8 | 25.3 | 15.1 | 16.6 | 21.6 | 24.6 | 21.1 | 22.6 | 18.3 | 25.7 | 13.6 | 19.9 | 21.6 | 22.4 | 21.4 | 23.2 | 17.5 | 12.5 | 22.4 | 7.7 | 2.6 | 21.7 | 26 | 23.9 | 15.5 | 18 | 22.7 | 23.4 | 0
985 | 15 | 14.7 | 17.7 | 19.9 | 16.4 | 19.8 | 22.3 | 19.7 | 21 | 15.4 | 14.7 | 15.2 | 8.1 | 22 | 22 | 13.6 | 13.9 | 14.4 | 16.7 | 16.9 | 14.2 | 21.2 | 6.9 | 16.2 | 17.4 | 16.7 | 16.5 | 14.8 | 19.4 | 14.1 | 13.3 | 17.1 | 24.7 | 14.1 | 16.3 | 20.7 | 24.4 | 20.6 | 22.6 | 18.1 | 25.3 | 13.2 | 19.1 | 21.1 | 21.5 | 20.3 | 23.2 | 16.7 | 10.8 | 21.7 | 7 | 2.5 | 21.2 | 25.7 | 23.4 | 14.9 | 17.5 | 22.4 | 23.8 | 0
986 | 15.1 | 14.6 | 18.7 | 18.6 | 16 | 18.8 | 21.8 | 19 | 20.6 | 14.5 | 14.2 | 14.4 | 6.9 | 21.8 | 21.6 | 13.4 | 13.8 | 14 | 14.8 | 14.6 | 13.9 | 20.1 | 6.2 | 16.4 | 16.7 | 16.2 | 16.1 | 14 | 18.8 | 13.4 | 12.6 | 16.7 | 23.9 | 13 | 16.3 | 21.5 | 23.8 | 19.9 | 22.4 | 18.1 | 24.9 | 12 | 17.5 | 20.9 | 21.6 | 18.8 | 22.4 | 15.8 | 8.8 | 21.3 | 5.2 | 2 | 20.2 | 25.2 | 22.8 | 14.8 | 17.5 | 21.7 | 24.6 | 0
987 | 14.9 | 14.5 | 16.7 | 17.8 | 15.6 | 18.5 | 21.4 | 18.1 | 20.2 | 14.4 | 14 | 13.9 | 6.2 | 21.8 | 21.2 | 13.6 | 13.4 | 13.6 | 14.1 | 14.2 | 13.6 | 20 | 4.6 | 15.6 | 15.9 | 16 | 16.1 | 13.4 | 18.7 | 13 | 12.1 | 16.6 | 23.5 | 12.3 | 15.2 | 22 | 23.4 | 19.9 | 22.2 | 18 | 24.8 | 11.5 | 16.8 | 20 | 19.7 | 17.6 | 22.3 | 14.8 | 7.2 | 20.9 | 4.7 | 0.6 | 19.5 | 25 | 22.1 | 14.2 | 17 | 21.2 | 24.4 | 0
988 | 14.5 | 14.2 | 15.2 | 16.7 | 15.3 | 18.6 | 20.8 | 17.1 | 19.2 | 14.4 | 13.2 | 13 | 4.8 | 21.8 | 20.4 | 13.4 | 13.4 | 13.3 | 13.1 | 13.6 | 13.2 | 19.6 | 4.2 | 13.9 | 15.1 | 15.6 | 16 | 12.3 | 18.5 | 12 | 12 | 16.5 | 23 | 11.7 | 14.6 | 21 | 22.6 | 19.5 | 21.8 | 17.6 | 24.7 | 10.8 | 15.7 | 19.5 | 19.3 | 16.9 | 22 | 14.1 | 6.4 | 20.3 | 3.6 | 0.3 | 18.8 | 24.5 | 21.9 | 14.4 | 16.2 | 21.2 | 24.2 | 0
989 | 14 | 13.8 | 14.2 | 17 | 15.3 | 18.6 | 20.1 | 16.1 | 17.5 | 14.3 | 11 | 13.6 | 4.8 | 21 | 19.2 | 13.3 | 13.2 | 13.3 | 16.8 | 16.4 | 13 | 19.5 | 4.4 | 13 | 14.8 | 15.1 | 15.7 | 11.2 | 17.4 | 10.6 | 13.8 | 16 | 22.6 | 12.8 | 14.6 | 20.4 | 23 | 19 | 21.6 | 17.4 | 24.7 | 11 | 16.8 | 19.5 | 18.8 | 18.6 | 18 | 14 | 10 | 20.2 | 3 | 4.6 | 19 | 24.5 | 21.7 | 13 | 16.3 | 20.7 | 23.6 | 0
990 | 14 | 14 | 13.7 | 16.9 | 14.9 | 19.2 | 19.7 | 16.5 | 15.8 | 13.5 | 10.9 | 12.5 | 3.8 | 20.8 | 18 | 13.4 | 13.3 | 13.2 | 17.6 | 16.2 | 12.8 | 19 | 6.1 | 12.8 | 14.8 | 15 | 15.4 | 11.1 | 18.2 | 9.4 | 13.7 | 15.8 | 22 | 12.8 | 14.7 | 17.9 | 22.9 | 17.7 | 21.4 | 17.1 | 24.9 | 11.2 | 17.3 | 19.3 | 17.6 | 18.2 | 18.5 | 14.3 | 10.1 | 20.2 | 3.1 | 6.5 | 19.8 | 24 | 21.4 | 13.1 | 16.2 | 20.7 | 24.4 | 0
991 | 15.5 | 14.7 | 14 | 18 | 14.8 | 19.1 | 19.6 | 18 | 16.1 | 13.9 | 11.9 | 13.6 | 5.2 | 21 | 17.9 | 13.1 | 13.8 | 13 | 18.2 | 17.5 | 12.5 | 19 | 8.3 | 13.7 | 14.9 | 15.1 | 15.1 | 12.1 | 20.4 | 10.2 | 13.8 | 15.9 | 21.5 | 13.5 | 14.3 | 17 | 23.5 | 17.3 | 20.8 | 17.1 | 25.7 | 12.5 | 18.5 | 19.1 | 17.6 | 19.7 | 20.5 | 15.5 | 11.1 | 20.7 | 4.7 | 8.4 | 21.1 | 24 | 21.1 | 14 | 16.2 | 20.9 | 25.1 | 0
992 | 16.1 | 14.3 | 14.7 | 19.4 | 14.6 | 20.6 | 19.8 | 20.4 | 17.1 | 14 | 13.4 | 14.8 | 7.7 | 22.5 | 18.2 | 12.9 | 14.6 | 12.8 | 19.2 | 19.6 | 12.3 | 19.5 | 11 | 14.8 | 15.5 | 15.1 | 14.7 | 13.8 | 23 | 12 | 14.6 | 18.2 | 21.7 | 14.6 | 15 | 18.6 | 24.8 | 19.3 | 21 | 17.1 | 25.9 | 15 | 20.2 | 18.5 | 17.3 | 21.6 | 23.2 | 16.8 | 12.6 | 22.1 | 7.2 | 10 | 22.6 | 24.7 | 22.6 | 15.4 | 17.5 | 20.7 | 25.8 | 0
993 | 19 | 14 | 20.9 | 22.1 | 16.1 | 23.3 | 22.5 | 23.2 | 19.2 | 17.2 | 16 | 18.6 | 12.3 | 24.9 | 19.1 | 12.3 | 15.9 | 15.2 | 19.9 | 22.7 | 12 | 22 | 13.5 | 17.6 | 20.6 | 16.2 | 14.9 | 16.1 | 26.1 | 16.2 | 15.7 | 20.3 | 26 | 16.3 | 14.4 | 24.1 | 26.8 | 23.9 | 24.9 | 16.3 | 27.8 | 18.3 | 22.6 | 19.7 | 20.6 | 24.9 | 26.2 | 18.6 | 14.7 | 24.3 | 10.8 | 10.7 | 24.1 | 25.7 | 25.1 | 17.6 | 19.7 | 23.7 | 26.7 | 0
994 | 21.8 | 14.4 | 25 | 24.6 | 19.4 | 24.9 | 24.5 | 26.1 | 21.8 | 21.5 | 18.4 | 21.5 | 16.3 | 27.3 | 20.5 | 12.1 | 17.3 | 19 | 21.1 | 25.1 | 16.2 | 23.5 | 16.2 | 20.3 | 22.8 | 19.2 | 17.5 | 18.4 | 28.4 | 20.3 | 17.4 | 22.3 | 25.6 | 17.9 | 14.5 | 27 | 28.8 | 27 | 28.4 | 17 | 29 | 21.6 | 25.1 | 24.2 | 25.4 | 27.5 | 28.4 | 20.1 | 16.7 | 26.3 | 14.5 | 10.6 | 25.5 | 27.6 | 26.9 | 20 | 21.9 | 27.6 | 27.7 | 0
995 | 23.8 | 14.9 | 26.2 | 27.4 | 22.3 | 27.1 | 26.5 | 28.6 | 24.7 | 24.5 | 21 | 25 | 20.2 | 29.4 | 22.3 | 12.9 | 18.8 | 22 | 22.4 | 27 | 19.7 | 26.5 | 18.4 | 23.6 | 24.6 | 22.6 | 20.3 | 20.4 | 30 | 24.6 | 18.8 | 24.8 | 29.5 | 19.4 | 16 | 28.4 | 30.6 | 29.8 | 31 | 19 | 30.4 | 24.4 | 27.8 | 26.2 | 28.3 | 30 | 30 | 21.6 | 18.8 | 28 | 18 | 9.8 | 27 | 29.2 | 28.5 | 22.2 | 23.3 | 32 | 28.8 | 0
996 | 24.7 | 16.1 | 27.5 | 29.1 | 23.9 | 28.1 | 27.5 | 30.6 | 27.5 | 26.5 | 22.6 | 25.9 | 21.9 | 31.5 | 24.2 | 13.4 | 19.8 | 24.7 | 24.2 | 27.3 | 22.8 | 27 | 20.5 | 25.4 | 26.4 | 24 | 22.7 | 21.8 | 30.3 | 26.6 | 20.1 | 26.4 | 30 | 20.3 | 15.3 | 29.9 | 31.6 | 31.5 | 32.6 | 21 | 31.1 | 26 | 29.9 | 28.6 | 29.3 | 30.9 | 30.9 | 22.6 | 20.5 | 30.1 | 20.6 | 9.1 | 28.5 | 30.3 | 30.4 | 23.6 | 25.5 | 32.5 | 29.5 | 0
997 | 26 | 16.3 | 28.8 | 30.7 | 25 | 29.5 | 29 | 31.9 | 29.8 | 29 | 24.1 | 27.1 | 23.1 | 32.6 | 26.2 | 13.4 | 20.4 | 25.5 | 25.5 | 27.2 | 24.2 | 26.5 | 21.7 | 27.2 | 27.5 | 25.1 | 23.8 | 22.9 | 30.2 | 27.9 | 20.6 | 27.1 | 31.1 | 21.1 | 16.5 | 30.1 | 31.9 | 31.7 | 33.3 | 21 | 31.6 | 26.6 | 31.5 | 29.6 | 29.3 | 31.8 | 31.8 | 23.6 | 21.9 | 30.4 | 22.4 | 8.5 | 30 | 30.5 | 31.8 | 24.1 | 26.3 | 30.5 | 29.8 | 0
998 | 26.7 | 16.4 | 30 | 31.4 | 24.9 | 30 | 29.9 | 32.7 | 31.4 | 29.9 | 24.8 | 26.8 | 23 | 33.3 | 28 | 13.6 | 20.2 | 25.6 | 26.4 | 26.6 | 25.2 | 27 | 22 | 27.6 | 29.5 | 25.7 | 23.9 | 23.6 | 29.8 | 27.6 | 20.4 | 27.4 | 32 | 21.6 | 15.8 | 28.8 | 31.6 | 32.8 | 33.9 | 22 | 31.2 | 26.4 | 32 | 30.2 | 29.2 | 31.8 | 32.6 | 24.2 | 22.8 | 30.6 | 23.2 | 8.6 | 31.2 | 30.3 | 32.5 | 23.4 | 27.3 | 30.6 | 29.4 | 0
999 | 27.4 | 16 | 31.3 | 32.3 | 24.9 | 30.3 | 30.3 | 32.9 | 32.3 | 30.5 | 25.7 | 28 | 23.5 | 31.8 | 29.5 | 13.9 | 19.5 | 26.6 | 26 | 26.6 | 25.1 | 27 | 20.9 | 28.3 | 29.4 | 26.1 | 24.8 | 24 | 29.9 | 28 | 19.3 | 26.8 | 33.1 | 22.2 | 14.8 | 28.6 | 31.1 | 32.7 | 32.9 | 23 | 31 | 25.9 | 31.8 | 31.4 | 29.1 | 32.4 | 33.5 | 24.7 | 23.2 | 32 | 23.4 | 8.9 | 31.7 | 30.2 | 32.5 | 22.1 | 27.3 | 29.4 | 28.6 | 0
1000 | 27.5 | 16.1 | 30.4 | 32.1 | 25.4 | 30.5 | 30.2 | 32.6 | 32.1 | 29.4 | 25.8 | 27.7 | 22.9 | 30.7 | 30.2 | 13.6 | 18 | 26 | 25.1 | 26.3 | 25 | 27 | 19.4 | 27.6 | 29.4 | 25.8 | 24.9 | 23.8 | 29.6 | 27.5 | 18 | 25.2 | 33.6 | 22.6 | 14.7 | 28.1 | 30.2 | 32.5 | 32.9 | 23.5 | 30.6 | 25.1 | 30.7 | 31.2 | 28.6 | 31.8 | 33.5 | 24.3 | 22.7 | 31.8 | 22.6 | 9.3 | 31.1 | 30.3 | 32.1 | 20.4 | 27.3 | 29.2 | 27.5 | 0
1001 | 27.4 | 15.9 | 30.1 | 31.6 | 25.1 | 30.1 | 29.4 | 31.7 | 31 | 28.7 | 25.6 | 27.8 | 22.2 | 29.5 | 30.2 | 13.3 | 16.4 | 24 | 23.4 | 26 | 24.4 | 26 | 17.4 | 26.8 | 28.9 | 25.6 | 24.8 | 23 | 29.2 | 27.6 | 16.4 | 24.4 | 33 | 22.6 | 14.5 | 27.4 | 29.2 | 31.7 | 31.6 | 23.5 | 29.5 | 24.2 | 29.2 | 30.9 | 27.3 | 31 | 32.4 | 23.6 | 21.4 | 31.8 | 21.2 | 9.4 | 29.6 | 30.1 | 31.5 | 19 | 26.8 | 28.7 | 26.6 | 0
1002 | 27.1 | 15.4 | 26.7 | 29.7 | 23.9 | 28.3 | 28.4 | 30.3 | 29.3 | 28.5 | 24.1 | 25.2 | 19.7 | 27.8 | 29.6 | 12.7 | 14.7 | 21.7 | 22 | 24.4 | 24.1 | 25.3 | 16.1 | 24.5 | 27.9 | 24.7 | 24.2 | 21.3 | 27.8 | 26.2 | 15.3 | 23.4 | 32 | 21.9 | 14.3 | 25.5 | 27.9 | 29.7 | 29.3 | 22.9 | 28.5 | 22.9 | 27.3 | 29.7 | 26.3 | 28.4 | 29.7 | 22.1 | 19.3 | 30.4 | 18.9 | 9.1 | 27.4 | 29.4 | 30.3 | 17.9 | 24.7 | 28.2 | 26 | 0
1003 | 25.2 | 14.1 | 24.2 | 27.7 | 20.9 | 25.2 | 26.9 | 28.5 | 27.3 | 27 | 22.5 | 23.1 | 17.1 | 26.5 | 28.5 | 12.5 | 13.6 | 19.7 | 20.6 | 22.6 | 22.2 | 24.5 | 15.3 | 22.5 | 24.7 | 23.2 | 22 | 19.3 | 26.1 | 24.8 | 14.2 | 22.5 | 31.3 | 20.7 | 14.4 | 24.6 | 26.7 | 28.3 | 27.2 | 21.7 | 27.8 | 21.2 | 25.6 | 27.2 | 24.8 | 25.9 | 26.4 | 20.7 | 17.2 | 28.8 | 16.3 | 8.2 | 25.2 | 28.2 | 27.9 | 17.4 | 21.9 | 26.7 | 25.9 | 0
1004 | 24 | 13 | 23.3 | 25 | 20.1 | 22.9 | 25.9 | 26.6 | 26.1 | 25 | 20.4 | 19.8 | 13.8 | 25.7 | 27.4 | 11.8 | 13 | 18.2 | 19.8 | 20.2 | 20 | 23.5 | 15.2 | 20 | 23.4 | 21.7 | 19.4 | 17.2 | 24 | 22.2 | 13.4 | 21.9 | 30.4 | 19 | 14.2 | 23.9 | 25.4 | 26.7 | 26.2 | 21.1 | 27.3 | 19 | 24 | 25.6 | 24.4 | 23 | 23.2 | 19.4 | 15.2 | 27.3 | 13.6 | 7 | 23.4 | 27.4 | 26.5 | 17.2 | 20.8 | 25.9 | 25.8 | 0
1005 | 22.7 | 12.2 | 22.5 | 23.2 | 19.1 | 22.5 | 24.9 | 24.9 | 24.4 | 23.5 | 19 | 18.8 | 12.1 | 25.1 | 26.1 | 11.1 | 13.2 | 17.7 | 18.8 | 18.7 | 18.7 | 23 | 14.9 | 18.8 | 22.3 | 20.3 | 17.8 | 15.7 | 22.6 | 20.4 | 12.5 | 21.3 | 28.1 | 17.5 | 14 | 23 | 24.6 | 24.7 | 25.5 | 20.2 | 26.8 | 16.9 | 22.9 | 24.1 | 23.3 | 21.8 | 21.3 | 18.9 | 14.1 | 26.4 | 11.6 | 5.6 | 22.5 | 26.6 | 25.3 | 17.3 | 19.8 | 25.7 | 25.6 | 0
1006 | 21.7 | 11.5 | 21.4 | 21.4 | 18.4 | 21.1 | 23.9 | 23.5 | 24 | 22.5 | 17.5 | 17.4 | 10.8 | 24.5 | 25.1 | 11.1 | 13.5 | 16.9 | 18.3 | 17.8 | 17.5 | 23 | 14.4 | 17.3 | 21.4 | 19.6 | 18.5 | 14.9 | 21.4 | 18.1 | 12.2 | 21 | 27.1 | 16.2 | 13.6 | 21.9 | 24 | 23.7 | 25.4 | 20 | 26.3 | 15 | 21.8 | 22.5 | 22.7 | 21.2 | 20.8 | 18.6 | 13.6 | 25.6 | 9.9 | 4.5 | 22.2 | 26.4 | 24.4 | 17.1 | 19.2 | 25.2 | 25 | 0
1007 | 19.7 | 11.3 | 21.4 | 20.4 | 17.4 | 20.4 | 23.1 | 22.1 | 23.9 | 20 | 16.7 | 17.8 | 11 | 23.7 | 24.6 | 11.1 | 14 | 16.2 | 17.6 | 18 | 16.5 | 21.5 | 13 | 16.6 | 20.8 | 18.9 | 18.3 | 14.8 | 21 | 16.8 | 12 | 20.9 | 26.3 | 15.4 | 13.3 | 21 | 24 | 22.5 | 24.8 | 19.5 | 25.8 | 13.8 | 20.8 | 21.1 | 21.5 | 22 | 21.6 | 18.6 | 13.6 | 25.4 | 9 | 3.6 | 22.2 | 26.3 | 23.4 | 16.8 | 18.5 | 24.8 | 24 | 0
1008 | 19.2 | 10.9 | 19.9 | 19.1 | 16.9 | 20.8 | 21.8 | 20.9 | 23.7 | 19.3 | 15.4 | 16.7 | 10.6 | 22.7 | 24.1 | 10.5 | 14.1 | 15.2 | 17.4 | 18.2 | 16.5 | 21 | 11.2 | 15 | 20.6 | 17.7 | 17.4 | 14.9 | 20.4 | 15 | 12.6 | 20.3 | 24.7 | 14.8 | 12.8 | 18.8 | 24 | 21.8 | 23.8 | 18.7 | 25.3 | 13.1 | 19.6 | 20.2 | 20.8 | 22.1 | 22.5 | 18.1 | 13.4 | 25 | 8.1 | 3.1 | 22 | 25.7 | 22.1 | 16.1 | 18 | 23.3 | 22.8 | 0
1009 | 17.7 | 10.9 | 19.4 | 18.5 | 16.9 | 20.1 | 21.3 | 20 | 23.8 | 19 | 14.4 | 16.5 | 10.6 | 22.1 | 23.5 | 9.3 | 14 | 15 | 16.9 | 18.7 | 16.2 | 21 | 8.8 | 14.3 | 20.1 | 18.2 | 16.7 | 14.8 | 19.9 | 14.3 | 13.2 | 19.2 | 23.6 | 14.5 | 13.2 | 17.4 | 24.1 | 21.4 | 22.9 | 18.7 | 25 | 12.9 | 18.6 | 19.9 | 20.8 | 22.4 | 22.8 | 17.3 | 13.1 | 25 | 7.2 | 2.7 | 21.4 | 25.3 | 21.9 | 15.3 | 17.8 | 21.6 | 22 | 0
1010 | 17 | 11 | 19 | 17.6 | 16.5 | 18.3 | 20.9 | 19.1 | 23.9 | 18.8 | 13 | 15 | 9.3 | 21.8 | 22.9 | 9.3 | 13.6 | 14.6 | 16.8 | 18.4 | 15.5 | 21 | 6.6 | 13 | 19.3 | 17.6 | 15.9 | 14.2 | 18.8 | 13 | 14 | 18.3 | 23 | 14 | 14 | 16.9 | 24 | 21.4 | 22.2 | 18.6 | 24.6 | 12.6 | 17.5 | 19.2 | 19.7 | 21.4 | 22 | 16 | 12.2 | 24.9 | 6 | 2.6 | 20.4 | 24.9 | 21 | 14.4 | 17.3 | 21.4 | 21.6 | 0
1011 | 17.5 | 11 | 19 | 17.4 | 16.4 | 17.5 | 19.9 | 18.9 | 24.1 | 18.5 | 12.2 | 14.9 | 8.1 | 21.7 | 22.3 | 9.5 | 13.4 | 14.2 | 16.5 | 18 | 15 | 20.5 | 4.7 | 13 | 18.9 | 17.4 | 15 | 13.2 | 18 | 12.6 | 14.2 | 18.3 | 22.6 | 13.6 | 14.1 | 15.8 | 23.8 | 21 | 21.8 | 18.4 | 24.4 | 12.2 | 16.9 | 18 | 18.8 | 20.6 | 20.5 | 15 | 11.3 | 24.4 | 4.8 | 2.7 | 19.4 | 24.7 | 20.4 | 13.7 | 17.2 | 21 | 21.9 | 0
1012 | 17.2 | 11 | 18.1 | 16.9 | 16.1 | 16.7 | 19.4 | 19.5 | 23.6 | 21 | 11.2 | 13.6 | 6 | 21.6 | 21.5 | 9.7 | 13.1 | 14 | 16.6 | 16.9 | 14.3 | 20 | 4.1 | 12.6 | 18.1 | 17.2 | 14.8 | 12 | 17.2 | 11.3 | 14.2 | 18.2 | 22.1 | 13.1 | 14.2 | 15.3 | 23.3 | 20.8 | 21.5 | 18 | 24.3 | 11.5 | 16.6 | 17.5 | 18.2 | 19.1 | 18.8 | 14.1 | 10.4 | 24.4 | 3.6 | 3.4 | 18.9 | 24.3 | 20.4 | 13.2 | 16.3 | 20.1 | 22.7 | 0
1013 | 16.7 | 10.4 | 18.3 | 17.6 | 15.4 | 17 | 19.3 | 20.1 | 22.5 | 19.6 | 16.4 | 15.4 | 7.6 | 21.4 | 20.5 | 9.8 | 12.2 | 13.9 | 15.2 | 16.4 | 14.1 | 19.8 | 9 | 15.2 | 17.4 | 16.7 | 14.7 | 9.4 | 19 | 9.4 | 10.4 | 17.8 | 21.6 | 12 | 14.1 | 15.2 | 21.8 | 19.8 | 21.4 | 17.8 | 23.9 | 11 | 16.8 | 17.6 | 17.4 | 20.2 | 20.4 | 14 | 10.6 | 24.4 | 3.4 | 2.4 | 20.2 | 23.8 | 20.4 | 12.2 | 16.3 | 21 | 22.2 | 0
1014 | 15.7 | 9.2 | 14.6 | 17.1 | 15.2 | 17.3 | 18.5 | 20 | 21.4 | 20 | 16 | 15.3 | 7.5 | 20.8 | 19.5 | 9.7 | 13.1 | 13.7 | 16.2 | 15.9 | 13.9 | 19.5 | 9.8 | 13.7 | 16.7 | 15.6 | 14.2 | 8.9 | 20.1 | 8.6 | 11.6 | 17.8 | 21.2 | 12 | 14.1 | 15.2 | 21.4 | 19.3 | 20.7 | 17.3 | 24.1 | 11.2 | 16.7 | 17.4 | 17.3 | 20.3 | 20.9 | 13.8 | 10.4 | 23.6 | 3.1 | 4 | 20.7 | 23.4 | 20 | 13.6 | 16.3 | 20.5 | 22.3 | 0
1015 | 14.6 | 8.4 | 13.9 | 17.9 | 14.9 | 17.3 | 18.4 | 20 | 21.8 | 18 | 16.1 | 16 | 8.8 | 20.4 | 19.7 | 9.7 | 14.3 | 13.4 | 17.7 | 15.8 | 13.7 | 19 | 11.1 | 13.9 | 15 | 15.7 | 13.8 | 10.2 | 21.8 | 9.3 | 13.1 | 17.5 | 21 | 12.9 | 14 | 16.2 | 22 | 18.9 | 20.6 | 17.4 | 23.9 | 12.6 | 17.7 | 17.1 | 16.8 | 21.1 | 22.2 | 14.5 | 11.4 | 22.9 | 4.3 | 6.3 | 21.5 | 23.1 | 19.9 | 15.6 | 15.3 | 18.8 | 23.1 | 0
1016 | 14.2 | 8.6 | 14.4 | 19.4 | 14.9 | 20.1 | 18.4 | 20.9 | 22.6 | 17 | 16.6 | 16.8 | 11.6 | 21.9 | 20.2 | 9.8 | 16.4 | 13.2 | 19.2 | 16.6 | 13.7 | 19.5 | 13.6 | 14.4 | 15.2 | 15.7 | 13.8 | 12 | 23.8 | 10.4 | 15.4 | 18.7 | 21.4 | 14.4 | 14 | 18.8 | 23.4 | 20.8 | 22 | 17.5 | 24.1 | 14.8 | 19.6 | 17.1 | 16.8 | 22.4 | 24 | 15.6 | 13.2 | 22.9 | 6 | 8.4 | 22.4 | 23.6 | 21.9 | 18 | 16.5 | 18.9 | 24.2 | 0
1017 | 19.7 | 10.4 | 21.1 | 22.4 | 16.6 | 22.7 | 21.7 | 23 | 23.8 | 20.5 | 17.9 | 18.5 | 14.8 | 24.7 | 21.3 | 9.5 | 18.2 | 15 | 20.8 | 18.2 | 14.6 | 22.2 | 15.9 | 17.7 | 18.8 | 16.6 | 16 | 15.5 | 25.7 | 13.6 | 17.3 | 20.5 | 24.2 | 16.7 | 14.3 | 23.3 | 25.9 | 24.3 | 25.3 | 17.3 | 25.4 | 18 | 22.7 | 18.4 | 20.6 | 24.3 | 26.3 | 17.6 | 16.1 | 24.7 | 9.9 | 10.1 | 23.3 | 25.4 | 24.9 | 20.3 | 21.2 | 20.4 | 25.9 | 0
1018 | 22.7 | 13 | 22.6 | 25.4 | 19.1 | 25.3 | 24 | 26.1 | 25.2 | 23.1 | 19.5 | 20.1 | 18.1 | 27.4 | 22.7 | 10.8 | 20.5 | 18.4 | 22.3 | 20.3 | 18 | 24 | 18.6 | 21.1 | 22 | 19.6 | 18.2 | 18.5 | 27.2 | 16.9 | 19.6 | 21.9 | 26.4 | 19.1 | 14.8 | 27.7 | 28.3 | 27.6 | 28.3 | 18.4 | 27.1 | 20.8 | 25.9 | 23.7 | 25.2 | 26 | 28.4 | 19.5 | 18.7 | 26.7 | 13.9 | 11 | 24.1 | 28.4 | 27.3 | 22.4 | 23.4 | 23.9 | 27.5 | 0
1019 | 25.2 | 15.3 | 25.2 | 28.4 | 21.9 | 27.4 | 25.9 | 29.2 | 26.6 | 25.3 | 21.4 | 22 | 20.6 | 29.2 | 24.6 | 11.6 | 22.2 | 21.9 | 23.6 | 22.4 | 21 | 24.5 | 20.6 | 25.4 | 24 | 23 | 21.3 | 21.6 | 28.2 | 21 | 21.2 | 24 | 28.5 | 21.4 | 16.8 | 30 | 30.6 | 29.1 | 30.3 | 20.7 | 29 | 23.4 | 29.1 | 26.5 | 30 | 27.4 | 30.4 | 21.6 | 20.8 | 28.6 | 18.6 | 11.4 | 25 | 29.9 | 28.8 | 24 | 26.2 | 25.3 | 28.8 | 0
1020 | 26.5 | 17 | 25.5 | 30 | 24.5 | 27.6 | 21.1 | 31.6 | 28 | 27.5 | 22.8 | 23 | 22.4 | 30.4 | 26.6 | 14 | 24 | 24.4 | 24.6 | 24 | 23.4 | 26 | 22.7 | 27.5 | 24.8 | 25.7 | 23.1 | 22.9 | 28.8 | 23.7 | 22.8 | 25.3 | 30.5 | 22.8 | 18.8 | 32.6 | 31.6 | 31.1 | 31.5 | 22.2 | 30.9 | 24.7 | 31.2 | 28.1 | 31.5 | 28.1 | 31.8 | 22.9 | 21.3 | 30.5 | 21.4 | 11.3 | 26 | 30.2 | 30.3 | 25.3 | 26.7 | 28.3 | 29.3 | 0
1021 | 27.5 | 18 | 27.1 | 31.1 | 25.1 | 28.9 | 28.3 | 33 | 29.3 | 29.7 | 24 | 23.9 | 22.9 | 30.6 | 28.9 | 15 | 24.7 | 25 | 25.4 | 24.9 | 24.8 | 27.5 | 23.7 | 29.4 | 26.1 | 27.1 | 24.2 | 24.1 | 29.2 | 26.4 | 23.4 | 25.9 | 31 | 23.5 | 19.2 | 32.6 | 32 | 31.9 | 32.5 | 22.9 | 30.5 | 25.5 | 32.3 | 29.6 | 31.6 | 28.4 | 32.8 | 24.1 | 21.2 | 31 | 23.6 | 11.2 | 27.1 | 30.4 | 31.2 | 26 | 27.7 | 29 | 29.3 | 0
1022 | 28 | 18.3 | 27.5 | 31.2 | 25 | 29.8 | 29.8 | 33.5 | 30.5 | 30.7 | 24.4 | 24 | 22.8 | 30.6 | 30.3 | 16.1 | 24.8 | 25.4 | 25.6 | 25.2 | 24.9 | 28.5 | 24.2 | 29.2 | 27.4 | 26.3 | 25.3 | 24.2 | 29.4 | 27.4 | 23.4 | 26.2 | 31.5 | 23.4 | 19.8 | 30.4 | 31.4 | 32.2 | 33.1 | 23.3 | 30.4 | 25.4 | 32.4 | 30.4 | 31.7 | 28.2 | 33.4 | 24.6 | 20.2 | 31.2 | 23.8 | 11 | 28 | 30.5 | 32 | 26 | 28.6 | 29.1 | 28.6 | 0
1023 | 28 | 19.4 | 29 | 31.5 | 25.1 | 30.1 | 29.8 | 33.5 | 31.3 | 31.2 | 24.6 | 24.2 | 21.8 | 30.8 | 30.4 | 17.1 | 23.4 | 25.4 | 25.3 | 25 | 25.4 | 27.5 | 23.2 | 29.6 | 28 | 27.1 | 25.9 | 24.9 | 29.4 | 28.6 | 22.1 | 26.4 | 32.1 | 23.2 | 20.3 | 29.9 | 30.9 | 32.2 | 33.7 | 23.3 | 30 | 25.2 | 32.2 | 31.2 | 31.2 | 28.1 | 33.7 | 25 | 19.7 | 32.2 | 23.9 | 11 | 28.6 | 31.3 | 32.3 | 25.1 | 28.6 | 29.6 | 28 | 0
1024 | 28 | 19.4 | 29 | 31.3 | 25.1 | 29.9 | 29.3 | 32.9 | 31.5 | 31 | 24.3 | 23.7 | 20.7 | 30.4 | 27.8 | 14.1 | 21.7 | 25.4 | 24.3 | 24.5 | 25.4 | 27.5 | 21.9 | 28.4 | 27.7 | 27.1 | 25.9 | 24.4 | 29.1 | 28 | 20.6 | 25.9 | 32.1 | 22.8 | 20.3 | 28.9 | 30 | 31.6 | 32.5 | 23.3 | 29.9 | 24.3 | 31.5 | 31.2 | 30.5 | 27.8 | 33.2 | 24.6 | 19 | 32.3 | 22.4 | 10.6 | 28.4 | 30.2 | 32.3 | 23.5 | 28.2 | 29.1 | 27.1 | 0
1025 | 28 | 19 | 28.5 | 31 | 25.1 | 29.7 | 28.4 | 31.8 | 31.2 | 30.9 | 23.8 | 23.2 | 19.2 | 29.3 | 24.8 | 13.5 | 19.2 | 25.4 | 23 | 23.8 | 25 | 27.5 | 19.6 | 27.8 | 27 | 27.1 | 25.8 | 23.9 | 28.4 | 27.4 | 18.6 | 25 | 32 | 22.6 | 20.2 | 28.6 | 29.4 | 30.6 | 32.5 | 23.3 | 29.3 | 23 | 30.8 | 30.7 | 29.8 | 27.4 | 32 | 23.8 | 18.8 | 32.1 | 21 | 10 | 27.6 | 30 | 31.4 | 21.4 | 27.2 | 28.9 | 26.6 | 0
1026 | 27 | 17.9 | 27.5 | 29.6 | 23.1 | 28.4 | 27.2 | 30.1 | 30.3 | 30 | 22.9 | 22 | 18.1 | 27 | 22.2 | 13.2 | 17.4 | 22.5 | 21.5 | 22.7 | 23.7 | 26.5 | 17.6 | 25.4 | 25.7 | 26.4 | 25.3 | 21.7 | 27.2 | 25.1 | 17.4 | 23.6 | 31.5 | 22.1 | 18.9 | 27.3 | 28.2 | 28.6 | 29.8 | 22.6 | 28 | 20.7 | 29.7 | 29.5 | 27.8 | 26.6 | 29.9 | 22.2 | 18 | 31.3 | 18.3 | 9 | 26.2 | 29.5 | 29.9 | 19.4 | 25.2 | 27.2 | 26 | 0
1027 | 24.7 | 15.9 | 24.1 | 27.9 | 21.3 | 24.9 | 25.8 | 28.2 | 28.7 | 27.9 | 22.1 | 21.1 | 16.7 | 26.2 | 22.8 | 12.1 | 15.5 | 21 | 20.3 | 21.1 | 22.1 | 25.5 | 15.2 | 23.8 | 23.6 | 24.1 | 22.9 | 19.5 | 25.6 | 23.5 | 16.2 | 22.4 | 30.5 | 21.7 | 17.9 | 25.8 | 27.3 | 27.3 | 27.5 | 21.2 | 26.9 | 18.2 | 28.5 | 26.8 | 26.4 | 25.6 | 27.5 | 20.6 | 17.3 | 30.2 | 16.4 | 8.1 | 24.7 | 28.5 | 27.8 | 17.6 | 23 | 26.1 | 25.7 | 0
1028 | 22.5 | 14.5 | 21.6 | 25.4 | 20.1 | 27.6 | 24.8 | 26.6 | 27 | 25.2 | 21.2 | 20 | 15.8 | 25.6 | 23.7 | 11.7 | 14.4 | 19.9 | 19.4 | 19 | 21 | 24.5 | 13.4 | 21.4 | 21.7 | 22.4 | 20.1 | 16.8 | 24 | 21.4 | 15.6 | 20.7 | 29 | 20.8 | 16.5 | 25.1 | 26 | 25.8 | 26.3 | 19 | 26.5 | 15.4 | 26.8 | 24.7 | 25.9 | 24.4 | 25 | 19 | 16 | 29.1 | 14 | 7.4 | 23.4 | 28 | 26.2 | 16.6 | 22.2 | 25.9 | 25.4 | 0
1029 | 19.6 | 13 | 20.1 | 23.3 | 18.9 | 22 | 23.4 | 25.1 | 25 | 21.5 | 20.7 | 19.7 | 14.8 | 25 | 25.9 | 11 | 13.2 | 18.9 | 19 | 16.8 | 20 | 24 | 11.5 | 20.6 | 21 | 21.3 | 19.2 | 15.5 | 22.5 | 20.8 | 14.7 | 19.2 | 27.9 | 19.8 | 15.7 | 25 | 25.3 | 25.4 | 25.8 | 18.8 | 26.1 | 13.5 | 25.1 | 23.7 | 25.2 | 23.5 | 23.2 | 18.2 | 15.2 | 28.4 | 12.9 | 7.2 | 22.7 | 27.7 | 25.1 | 16 | 21.6 | 25 | 25.4 | 0
1030 | 18.3 | 12.1 | 19.7 | 21.2 | 18.4 | 21.1 | 22.4 | 24 | 23.9 | 20.5 | 20 | 19.1 | 14.6 | 24.2 | 26.3 | 10.3 | 12.9 | 18 | 18.7 | 15 | 19.3 | 23.5 | 10.7 | 19.1 | 21.2 | 20.8 | 17.3 | 14.4 | 21.4 | 19.6 | 14.1 | 18 | 26.6 | 18.4 | 15.3 | 23.2 | 24.6 | 24.4 | 25.3 | 18.8 | 25.8 | 12.2 | 23.2 | 22.1 | 24 | 22.6 | 22 | 17.6 | 14.2 | 27.1 | 11.1 | 7 | 22.4 | 27.1 | 24.6 | 16 | 20.6 | 24.6 | 25.2 | 0
1031 | 18.4 | 11.1 | 19.1 | 20 | 17.9 | 21.1 | 21.8 | 22.9 | 23.7 | 23.5 | 19.6 | 18.8 | 14.4 | 23.4 | 25 | 10 | 12.6 | 17.5 | 18.4 | 14 | 18.7 | 23.3 | 10.2 | 18.8 | 21.1 | 20.5 | 16.9 | 14.4 | 20.6 | 19 | 13.2 | 18.3 | 26.3 | 17.1 | 14.7 | 21.4 | 24.4 | 23 | 24.8 | 18.8 | 25.4 | 12 | 21.6 | 19.9 | 22.8 | 22.2 | 21.6 | 17.6 | 13.8 | 26.3 | 10 | 6.8 | 22.4 | 26.6 | 23.8 | 15.8 | 20.2 | 24.1 | 25 | 0
1032 | 17.5 | 10.5 | 17 | 18.9 | 17.1 | 20.9 | 20.6 | 22.1 | 23.5 | 24 | 18.9 | 17.8 | 14.7 | 22.8 | 23.7 | 9.1 | 13.1 | 16.9 | 17.7 | 14.1 | 17.7 | 22.3 | 10.7 | 17.3 | 20.8 | 20.1 | 16.3 | 13.7 | 20 | 16.9 | 12.7 | 18.6 | 25.4 | 15.6 | 13.8 | 20.5 | 24 | 22.3 | 23.8 | 17.3 | 24.9 | 11.9 | 20.1 | 18.7 | 21.6 | 21.8 | 21.4 | 17.2 | 13.1 | 25.2 | 7.8 | 5.9 | 22.2 | 26.1 | 23.7 | 15.5 | 20.2 | 23.4 | 24.4 | 0
1033 | 16.1 | 10.4 | 16.1 | 18.8 | 16.7 | 18.9 | 20.2 | 21.6 | 23.2 | 24.1 | 18.3 | 17.1 | 14.2 | 22.2 | 22.6 | 8.6 | 13.2 | 16.5 | 16.7 | 14.9 | 16.9 | 21.2 | 10.8 | 16.9 | 19.7 | 19.6 | 17 | 13.3 | 19.5 | 15.1 | 11.9 | 18.4 | 24.8 | 14.5 | 13.7 | 19.8 | 23.9 | 22.9 | 23.5 | 16.8 | 24.4 | 12.2 | 19.1 | 17.9 | 21.1 | 21.6 | 21.3 | 16.9 | 12.9 | 24.6 | 6.3 | 4.6 | 21.7 | 25.7 | 23.2 | 14.7 | 20.1 | 21.5 | 23.9 | 0
1034 | 14.5 | 9.7 | 15.6 | 18.4 | 16.1 | 17.1 | 19.6 | 21.1 | 22.8 | 23.6 | 17.6 | 16 | 13.3 | 22.8 | 21.7 | 8.2 | 13.4 | 16.2 | 15.6 | 16 | 16.9 | 21.5 | 11 | 15.8 | 19 | 18.3 | 17.4 | 12 | 19 | 12.6 | 11.4 | 17.6 | 23.8 | 13.4 | 13.2 | 19.7 | 23.4 | 23.2 | 22.9 | 16 | 24.1 | 12 | 18.2 | 17.4 | 20.3 | 21.2 | 21 | 16 | 12.2 | 24.3 | 4.4 | 3 | 21 | 25 | 22.9 | 13.6 | 19.9 | 20.9 | 23.2 | 0
1035 | 14.4 | 8.4 | 14.1 | 18.5 | 16.1 | 15.6 | 19 | 20.6 | 22.4 | 22.8 | 17.2 | 15.7 | 11.3 | 22.6 | 20.8 | 7.7 | 12.8 | 15.9 | 14.9 | 16.7 | 16.9 | 21 | 10.2 | 16.1 | 18.6 | 18.1 | 18.7 | 11.2 | 18.6 | 11.3 | 10.5 | 16.8 | 23.2 | 12.8 | 12.8 | 19.5 | 23.1 | 22.8 | 22.4 | 15.6 | 23.9 | 11.8 | 17.7 | 17.1 | 20.3 | 20.9 | 20.7 | 15.3 | 11.8 | 24.1 | 3.9 | 1.9 | 20.4 | 24.4 | 22.7 | 12.4 | 19.3 | 20.6 | 22.7 | 0
1036 | 15.9 | 8.4 | 14.5 | 17.9 | 15.5 | 15.4 | 18.7 | 20.3 | 21.9 | 21 | 16.7 | 15.2 | 9.3 | 22.5 | 20.5 | 7.6 | 12.5 | 15.4 | 14.7 | 16.9 | 16.9 | 20.5 | 9.6 | 15.3 | 18.5 | 18 | 17.4 | 9.8 | 18.5 | 9.8 | 10.3 | 16 | 22.5 | 12.2 | 12.3 | 18.5 | 22.3 | 22.2 | 21.7 | 14.3 | 23.2 | 11.2 | 17.1 | 16.3 | 19.5 | 20.4 | 20.3 | 14.4 | 10.9 | 24 | 3.2 | 1.5 | 20 | 24 | 21.6 | 11.9 | 18.2 | 20.3 | 22.3 | 0
1037 | 15.7 | 7.8 | 13.1 | 18 | 15.1 | 15 | 18.5 | 20 | 21.4 | 19 | 16.6 | 16 | 12.2 | 22 | 20.6 | 7.2 | 10 | 14.9 | 15.4 | 10.4 | 16.9 | 20.5 | 6.4 | 14 | 18.5 | 16.6 | 16.8 | 10.6 | 17.4 | 8.4 | 10.4 | 16.2 | 21.9 | 17.4 | 12.2 | 17.5 | 22.4 | 23.2 | 21.5 | 14.3 | 23.3 | 8.6 | 17.3 | 16.2 | 19.5 | 19 | 23.2 | 13.8 | 10.6 | 23.5 | 2.2 | 7 | 19.8 | 23.5 | 21.9 | 12.8 | 17.9 | 20.1 | 22 | 0
1038 | 17.1 | 7.3 | 12.6 | 17.7 | 14.6 | 14.3 | 17.5 | 18.9 | 20.9 | 17.8 | 15.9 | 15.4 | 12.3 | 21.7 | 20.7 | 7 | 11.3 | 14.5 | 16.6 | 11.6 | 15.9 | 20 | 8.1 | 13.1 | 18.1 | 16.6 | 14.6 | 10.2 | 18.3 | 7.3 | 11.8 | 16.3 | 21.5 | 16.3 | 12.3 | 16.7 | 22.2 | 22.8 | 21.4 | 14.2 | 22.9 | 9.3 | 16.5 | 16.7 | 18.9 | 19.8 | 23.3 | 13.8 | 11.1 | 22.1 | 1.6 | 8 | 19.6 | 23.4 | 21.3 | 13.7 | 17.9 | 18.5 | 22.5 | 0
1039 | 17.5 | 7.2 | 11.9 | 18.5 | 14.6 | 15.2 | 17.2 | 18.3 | 21.1 | 16.8 | 15.6 | 16.1 | 13.2 | 21.7 | 20.6 | 7.1 | 13.2 | 14.4 | 18.2 | 13.9 | 15.4 | 19.5 | 9.8 | 14.3 | 17.7 | 16.5 | 14.2 | 11.5 | 20 | 8.9 | 13.7 | 15.9 | 21.3 | 15.7 | 12.4 | 16.7 | 22.9 | 21.9 | 21.1 | 14.3 | 22.5 | 11.6 | 17.2 | 16.7 | 18.4 | 21.1 | 24 | 14.8 | 12.8 | 21.6 | 3.4 | 9.5 | 20.3 | 23.4 | 20.9 | 14.8 | 17.8 | 17.6 | 23.6 | 0
1040 | 17.9 | 7.4 | 13.2 | 19.6 | 14.6 | 15.4 | 17.7 | 19 | 21.6 | 16.4 | 16.4 | 17.6 | 14.8 | 22.6 | 20.7 | 7.3 | 15.4 | 14.2 | 20 | 16.2 | 15.3 | 20 | 12.6 | 16 | 17.5 | 16.1 | 14.4 | 12.8 | 22.4 | 11.8 | 16.6 | 18.6 | 22.4 | 15.6 | 12.8 | 18.4 | 24 | 22.1 | 22.2 | 13.6 | 22.6 | 14.2 | 18.8 | 16.9 | 18.5 | 23.2 | 24.6 | 15.8 | 14.8 | 23.1 | 6.2 | 11.4 | 21.6 | 23.8 | 22.5 | 17 | 18.9 | 17.1 | 25.6 | 0
1041 | 20.3 | 9.3 | 20.7 | 22.4 | 17.6 | 22.6 | 20.5 | 20.9 | 22.4 | 21.1 | 17.8 | 20.9 | 17.2 | 25 | 21 | 11.2 | 17.7 | 15.2 | 21.5 | 18.8 | 16 | 21 | 14.7 | 19.6 | 20.7 | 16.8 | 16.6 | 16.6 | 25 | 16.9 | 18.7 | 20.9 | 27 | 16.9 | 13.7 | 22.8 | 26.3 | 24.5 | 24.7 | 15.5 | 26.2 | 17.6 | 22.3 | 17.5 | 23.3 | 25.3 | 26.3 | 17.7 | 17.5 | 25.1 | 10.9 | 13.1 | 23.5 | 25.6 | 25.4 | 19.1 | 20.7 | 19 | 27.4 | 0
1042 | 22.3 | 12.1 | 24 | 25.1 | 20.1 | 24.6 | 22.4 | 23.5 | 23.7 | 23.8 | 20 | 24.4 | 19.6 | 27.1 | 22 | 14 | 20 | 17.7 | 22.6 | 20.6 | 18.7 | 22.8 | 17.5 | 22.3 | 22.2 | 21.4 | 20.1 | 19.8 | 27.7 | 21.3 | 20.9 | 22.5 | 28.5 | 18.7 | 14.8 | 27.5 | 28.4 | 28 | 28.2 | 18 | 28.2 | 20.2 | 25.6 | 22.5 | 26.1 | 27.5 | 28.1 | 19.2 | 19.7 | 27.3 | 15.1 | 14.3 | 25.3 | 27.6 | 27.3 | 21.7 | 23.3 | 23 | 28.9 | 0
1043 | 24.8 | 14.6 | 26 | 28.4 | 23 | 26.5 | 25.1 | 26 | 25.3 | 27.6 | 22 | 28 | 22 | 29.2 | 23.3 | 16.4 | 22 | 20.1 | 23.6 | 22.2 | 21.9 | 25.5 | 19.6 | 25 | 24.1 | 25.7 | 23 | 24 | 30 | 25.4 | 22 | 23.8 | 31.3 | 21.2 | 17 | 30.9 | 30.6 | 30 | 30.4 | 19.5 | 29.7 | 22.6 | 29 | 27 | 27.7 | 29.3 | 30.6 | 21 | 21.8 | 29.1 | 19.2 | 14.8 | 27 | 29.9 | 29.2 | 23.8 | 25.3 | 25 | 29.4 | 0
1044 | 26.3 | 16.2 | 27.5 | 30.3 | 25.1 | 28.1 | 26.5 | 27.7 | 27.1 | 29.9 | 23.7 | 30 | 23.7 | 30.8 | 24.7 | 19.6 | 23.5 | 22.4 | 24.5 | 23.1 | 23.3 | 27.5 | 22.2 | 25.7 | 25.5 | 27.6 | 26 | 26 | 31.8 | 27.2 | 23.4 | 24.8 | 30.6 | 23.1 | 18.8 | 34.1 | 31.4 | 31.4 | 31.7 | 23.3 | 30.4 | 23.8 | 30.6 | 29.2 | 28.6 | 30.9 | 32.3 | 22 | 22.8 | 30.8 | 21.3 | 14.7 | 28.1 | 30.6 | 31 | 25.8 | 26.8 | 26.8 | 29.4 | 0
1045 | 27.8 | 17.4 | 28.8 | 32 | 25.5 | 29.3 | 28 | 28.5 | 28.6 | 32.7 | 24.3 | 30.9 | 25 | 30.6 | 25.9 | 21.2 | 24.2 | 23.2 | 25.5 | 24.3 | 25 | 29 | 23.2 | 26.6 | 26.4 | 28.6 | 27.8 | 28 | 32.8 | 28.5 | 23.7 | 25.3 | 32.1 | 24.6 | 20.4 | 33.7 | 31.7 | 32.2 | 32.3 | 24 | 29.9 | 24.8 | 31.5 | 30.4 | 28.7 | 31.8 | 33.9 | 23 | 23.7 | 31.6 | 23.2 | 14.2 | 28.9 | 29.9 | 32.4 | 26.5 | 27.3 | 27.6 | 28.7 | 0
1046 | 29 | 17.6 | 30 | 32.4 | 25.1 | 30 | 29 | 28.9 | 29.8 | 33.4 | 24.4 | 30.2 | 25.4 | 31.1 | 26.9 | 21.7 | 24 | 24.1 | 26.2 | 25 | 26.3 | 29 | 23.6 | 26.6 | 27.6 | 29.3 | 27.9 | 28 | 33 | 28.4 | 24 | 25.8 | 33.1 | 25.2 | 20.9 | 31.2 | 31 | 32.7 | 33.1 | 26 | 30.6 | 25 | 31.2 | 31 | 28.7 | 32.4 | 34.2 | 23.4 | 24 | 32.4 | 23.6 | 13.6 | 29.2 | 30 | 33.3 | 26.4 | 27.3 | 28.8 | 28 | 0
1047 | 28.7 | 17.6 | 31 | 33 | 25.1 | 31.1 | 29.9 | 29.1 | 30.5 | 33.4 | 23.9 | 29.1 | 25.3 | 30.7 | 27.6 | 22.1 | 22.9 | 24.3 | 26.4 | 25.8 | 26.6 | 29.5 | 21.9 | 27.7 | 28 | 29.3 | 28.1 | 28.7 | 32.2 | 29 | 22.8 | 25.7 | 33.3 | 25.6 | 21.3 | 31.5 | 30.5 | 33.3 | 33 | 27 | 30 | 25.3 | 31.3 | 31.5 | 28.7 | 32.2 | 34.1 | 24 | 24.5 | 32.5 | 24.3 | 12.9 | 29.4 | 29.7 | 33.6 | 24.9 | 27.3 | 29.4 | 27.1 | 0
1048 | 28.8 | 17.5 | 30.8 | 32.5 | 25.7 | 30.8 | 29.3 | 29.1 | 30.4 | 33.3 | 23.6 | 27.4 | 24.4 | 30.3 | 28 | 22.1 | 21.3 | 24.3 | 25.8 | 25.5 | 25.8 | 29.5 | 20 | 27.6 | 28.1 | 29.3 | 28.1 | 27.6 | 30.8 | 28.3 | 21.7 | 25.3 | 33.3 | 25.3 | 21.3 | 30.4 | 29.4 | 32.7 | 32.4 | 27.3 | 29.8 | 24.4 | 30.8 | 31.5 | 28.6 | 31.5 | 32.7 | 23.8 | 24.1 | 32.6 | 23.4 | 12.1 | 28.9 | 29.5 | 33.7 | 23.2 | 26.8 | 28.5 | 26.6 | 0
1049 | 28.8 | 17.2 | 30.3 | 32 | 25 | 30.4 | 28.5 | 28.7 | 29.8 | 32.8 | 23.4 | 26 | 23 | 29.5 | 28.1 | 21.9 | 19.6 | 24.2 | 24.4 | 24.4 | 25.2 | 28.5 | 17.4 | 27.4 | 27.1 | 28.8 | 28.3 | 26.8 | 29 | 27.6 | 19.6 | 24.3 | 33 | 25 | 20.5 | 29.4 | 28.8 | 31.3 | 31.2 | 27 | 28.6 | 23 | 30.5 | 31.1 | 28.2 | 30.2 | 31.2 | 23.4 | 23.4 | 32.4 | 22 | 11.2 | 28 | 29.4 | 33.2 | 21.2 | 25.8 | 28 | 26 | 0
1050 | 27.8 | 15.9 | 28.8 | 30.1 | 22.6 | 30.1 | 27.3 | 27.5 | 28.7 | 31.9 | 23.5 | 24.3 | 21 | 27.5 | 27.8 | 18.7 | 18.2 | 22.3 | 22.6 | 22.1 | 24.1 | 28.6 | 16.2 | 24.9 | 25.4 | 28.2 | 27.9 | 24.1 | 27.2 | 25 | 18.1 | 22.8 | 31.7 | 23.9 | 19.2 | 28 | 27.6 | 30.2 | 28.6 | 26.2 | 27.2 | 20.2 | 29 | 30.2 | 27.2 | 28.7 | 29.1 | 22 | 21.5 | 31.3 | 18.4 | 10.1 | 26.3 | 28.9 | 31.8 | 20 | 23.8 | 27 | 25.7 | 0
1051 | 24.9 | 14 | 25.5 | 28.4 | 21 | 26.1 | 25.7 | 25.7 | 27.4 | 29.9 | 23 | 23.1 | 19.2 | 26.3 | 27.1 | 16.7 | 17.4 | 20.9 | 21 | 19.6 | 22.2 | 26.5 | 15.1 | 22.2 | 23.1 | 26.2 | 24.2 | 22.5 | 25.5 | 22.5 | 16.2 | 20.9 | 30.7 | 22.8 | 17.7 | 26.4 | 27 | 27.5 | 26.3 | 25.8 | 26.3 | 17.6 | 27.5 | 27.5 | 26.1 | 26.7 | 27.7 | 20.9 | 19.7 | 29.5 | 15 | 8.7 | 24.4 | 27.7 | 29.2 | 18.7 | 22.5 | 26 | 25 | 0
1052 | 22.5 | 13.3 | 23.5 | 26 | 19.8 | 24 | 24.7 | 23.6 | 26.2 | 28 | 22.2 | 21.8 | 17.4 | 25.4 | 26.2 | 14.8 | 17 | 20 | 20 | 17.2 | 20.2 | 25.5 | 15 | 18.8 | 22.2 | 24.3 | 21.2 | 20.4 | 24.2 | 19.6 | 15 | 19.3 | 29.6 | 21.2 | 16.8 | 25.7 | 26 | 25.9 | 25 | 24.5 | 26.1 | 15 | 25 | 25.9 | 25.5 | 25 | 26.6 | 19.6 | 17.6 | 28.3 | 11.2 | 7.4 | 22.6 | 27.5 | 27.7 | 18 | 21.8 | 25 | 24.4 | 0
1053 | 20.3 | 13.1 | 19.8 | 24.6 | 18.7 | 22.2 | 23.5 | 22.1 | 24.9 | 26.6 | 20.5 | 21.1 | 16.3 | 24.3 | 25.1 | 13.2 | 16.8 | 19.4 | 19.7 | 15.9 | 19.8 | 24.8 | 14.1 | 17.3 | 17.5 | 23.2 | 19.4 | 20.3 | 23.1 | 18.6 | 13.4 | 17.8 | 28.6 | 19.9 | 16 | 25.5 | 25.8 | 24.7 | 24.4 | 22.8 | 25.6 | 13.9 | 23.2 | 23.5 | 24.9 | 23.3 | 26.6 | 19.2 | 16.6 | 27 | 9.5 | 6.4 | 21.5 | 26.8 | 26.4 | 16.8 | 21.3 | 24.6 | 23.6 | 0
1054 | 19 | 12.7 | 19 | 22.9 | 18.1 | 21 | 22.8 | 21 | 24 | 23.9 | 18.9 | 20.1 | 15.6 | 23.5 | 24.2 | 12.4 | 16.5 | 18.9 | 19.9 | 15.2 | 18.9 | 23.5 | 13.5 | 16.2 | 16.5 | 22.2 | 18.5 | 19.3 | 22.4 | 17.9 | 12.9 | 17 | 27.8 | 18.4 | 15.6 | 23.9 | 25.2 | 23.8 | 23.7 | 21 | 25.1 | 13.3 | 21.3 | 21.5 | 24.4 | 22.2 | 26.3 | 18.7 | 15.7 | 26.1 | 8.5 | 5.8 | 21.1 | 26.3 | 25.2 | 16.1 | 20.3 | 24.4 | 23.3 | 0
1055 | 19 | 11.8 | 19.3 | 22 | 17.1 | 20.2 | 22 | 19.9 | 23.6 | 22.3 | 17.4 | 19.6 | 15.4 | 23.2 | 23.3 | 11.8 | 15.6 | 18.3 | 20 | 15 | 18.2 | 22.5 | 12 | 17 | 17.6 | 20.9 | 17.6 | 19 | 21.6 | 18.6 | 12.4 | 16.6 | 26.1 | 17.6 | 15.2 | 22.1 | 25 | 23.7 | 23.3 | 20.7 | 24.7 | 13.6 | 20.4 | 20.7 | 23.6 | 21.4 | 26.2 | 18.6 | 15.4 | 25.3 | 9 | 5.8 | 21.4 | 26.1 | 24.1 | 15 | 19.7 | 22.4 | 23.2 | 0
1056 | 18.8 | 10.3 | 18.3 | 20.4 | 16.8 | 19.2 | 21 | 19.1 | 23.2 | 21.4 | 16.9 | 18.6 | 15 | 22.8 | 22.4 | 10.8 | 14.3 | 17.7 | 19.7 | 14.3 | 17.3 | 21.5 | 11.1 | 17.1 | 17.1 | 20.3 | 16.7 | 16.6 | 20.9 | 18.2 | 12.9 | 15.8 | 25.1 | 17 | 14.5 | 21.9 | 24.2 | 22.3 | 22.7 | 18.3 | 24.1 | 13.2 | 19.4 | 20.1 | 22.8 | 21.1 | 25.1 | 17.7 | 14.5 | 24.6 | 8.7 | 6.1 | 21.8 | 26.1 | 23.1 | 14.6 | 19.7 | 22.4 | 23.7 | 0
1057 | 18.3 | 9.3 | 18.3 | 19.6 | 16.6 | 18.4 | 20.5 | 18.4 | 22.7 | 21.4 | 17 | 18.2 | 14.6 | 22.7 | 21.8 | 10.6 | 12.6 | 17.2 | 18.6 | 13.4 | 17.6 | 20.5 | 9.4 | 17.7 | 17.1 | 19.5 | 15.8 | 14.8 | 20 | 17.6 | 12.7 | 15.3 | 24.7 | 17.2 | 14 | 21.5 | 23.8 | 22.2 | 22.3 | 18.1 | 23.8 | 12.6 | 19.3 | 19.5 | 22.3 | 20.8 | 24.2 | 16.8 | 13.7 | 24.3 | 8.5 | 6.4 | 22.1 | 26 | 21.8 | 14 | 19.2 | 21.6 | 24 | 0
1058 | 17.8 | 8.1 | 16.8 | 18.4 | 16.1 | 17.7 | 19.9 | 17.7 | 22.2 | 20.2 | 17.6 | 17.4 | 13.9 | 22.3 | 21.5 | 10.3 | 11 | 16.5 | 17.2 | 11.8 | 17.7 | 20.5 | 8.4 | 16.8 | 17 | 19.3 | 15.7 | 12 | 19 | 15.3 | 12.6 | 15.3 | 24.4 | 17.4 | 13.6 | 20.6 | 23 | 21.9 | 22.2 | 18 | 23.4 | 11 | 18.8 | 19.1 | 21.7 | 20.4 | 23 | 15.4 | 12.2 | 23.6 | 6.8 | 6.6 | 21.8 | 25.9 | 21.3 | 13.8 | 18.8 | 21.5 | 24 | 0
1059 | 15.8 | 7.3 | 16.6 | 18.3 | 15.6 | 17.2 | 19.1 | 17.3 | 21.7 | 19.5 | 17.7 | 17.2 | 13.2 | 22.3 | 21.2 | 10.2 | 9.9 | 15.9 | 15.8 | 10.7 | 17.5 | 19.5 | 6.8 | 16.3 | 16.7 | 19.2 | 15.4 | 11.2 | 18 | 13.1 | 11.4 | 15.8 | 24 | 18 | 13.4 | 20.5 | 22.9 | 21 | 21.7 | 17.5 | 23.4 | 9.8 | 18.7 | 18.5 | 21 | 19.7 | 22.8 | 14.6 | 11.3 | 23.2 | 5.4 | 6.6 | 21.3 | 25.7 | 21 | 13.1 | 18.7 | 21.4 | 23.3 | 0
1060 | 15.8 | 6.8 | 14.5 | 17.8 | 15.4 | 16.8 | 18.7 | 17.2 | 21.2 | 19.9 | 17.5 | 16.4 | 12.5 | 22.3 | 20.6 | 9.6 | 9.5 | 15.8 | 15.1 | 9.9 | 17.7 | 18.5 | 6.5 | 14.7 | 16.4 | 18 | 15.8 | 10.1 | 17.4 | 10.1 | 10.8 | 15.6 | 23.1 | 17.8 | 13.2 | 20.9 | 22.4 | 20.9 | 21.7 | 17.2 | 23.4 | 8.5 | 17.8 | 16.9 | 20.7 | 19.2 | 22.7 | 13.8 | 10.4 | 22.4 | 3.1 | 6.6 | 20.4 | 25.1 | 20.8 | 13 | 17.9 | 21 | 22.6 | 0
1061 | 15.9 | 6.1 | 16.8 | 17.8 | 15.1 | 16.3 | 18.3 | 17.1 | 20.9 | 19.4 | 13.6 | 17.2 | 12.4 | 21.8 | 19.7 | 9.7 | 12.4 | 15.2 | 19.4 | 12.6 | 17.7 | 19.5 | 9.4 | 13.4 | 15.7 | 17.3 | 15.2 | 15 | 18 | 12 | 10 | 15.9 | 22.4 | 14.2 | 12.9 | 21.8 | 22.4 | 22.2 | 21 | 17.2 | 22.6 | 10.6 | 15.4 | 16.2 | 20.1 | 19 | 23.6 | 17.6 | 12 | 22.3 | 4.8 | 5.8 | 18.6 | 24.9 | 20.8 | 11.6 | 17.8 | 20.6 | 20.4 | 0
1062 | 15.3 | 6.6 | 16.6 | 17.4 | 14.6 | 16 | 17 | 17.2 | 20.6 | 18.9 | 12.8 | 16.7 | 11.3 | 21.2 | 18.8 | 9.5 | 13.9 | 15.2 | 19.3 | 12.6 | 17.7 | 19 | 10.9 | 14 | 15.3 | 16.8 | 14.4 | 15.9 | 18.6 | 9.8 | 11.1 | 15.4 | 21.7 | 14.1 | 12.5 | 21 | 21.9 | 21.5 | 20.6 | 16.8 | 21.6 | 10.9 | 15.2 | 15.9 | 19.7 | 18.9 | 23.6 | 17.1 | 12.5 | 21.8 | 3.9 | 7.3 | 18 | 24.7 | 19.9 | 12.9 | 17.5 | 20.5 | 20.9 | 0
1063 | 13.8 | 6.6 | 16.3 | 18.5 | 14.1 | 15.7 | 16.6 | 17.9 | 21 | 18.4 | 13 | 17.8 | 11.5 | 21.7 | 18.6 | 9.2 | 15.8 | 15.2 | 19.2 | 13.7 | 17.4 | 19 | 12.6 | 15.6 | 15.3 | 16.3 | 14.1 | 17.6 | 20.4 | 10 | 13 | 15.3 | 21.2 | 14.5 | 12 | 20.3 | 22.5 | 20.4 | 20.2 | 16.6 | 21.6 | 12.3 | 16.3 | 15.2 | 19.6 | 19.5 | 24.4 | 17.4 | 13.6 | 20.9 | 5 | 9.1 | 18.4 | 24.2 | 19 | 14.5 | 17.5 | 20.4 | 22.2 | 0
1064 | 15.2 | 6.8 | 16.8 | 20.4 | 15.1 | 16.1 | 17.6 | 19.5 | 21.9 | 17.9 | 14.2 | 19.2 | 12.4 | 22.6 | 18.9 | 9.2 | 18.6 | 15.1 | 19.4 | 15 | 17.5 | 19.5 | 14.4 | 17.8 | 15.5 | 16.4 | 13 | 19.6 | 23 | 11 | 15.8 | 18 | 21.9 | 15.2 | 12.5 | 20.5 | 23.8 | 21.2 | 20.8 | 16.6 | 21.5 | 14.4 | 18.2 | 14.9 | 19.5 | 20.8 | 25.4 | 18.2 | 15.4 | 21.4 | 7 | 11.4 | 19.4 | 24.7 | 20.6 | 16.4 | 18.5 | 21 | 24 | 0
1065 | 19.6 | 9.9 | 23.6 | 23.1 | 17 | 22.4 | 21 | 22 | 23.4 | 21.3 | 17.1 | 22.2 | 15.1 | 25.6 | 19.7 | 12.5 | 20.4 | 15.8 | 19.6 | 17.4 | 19 | 22.5 | 15.9 | 20.4 | 17.3 | 16.6 | 16.2 | 21.7 | 26.2 | 15.4 | 18.3 | 21.8 | 25.3 | 16.7 | 17.2 | 21.5 | 26.4 | 24.4 | 25.3 | 16.4 | 24 | 17.4 | 21.3 | 19.3 | 21.2 | 22.4 | 27.1 | 19.4 | 17.6 | 24.5 | 11.7 | 13.1 | 21.9 | 26.3 | 23.4 | 18.6 | 19.4 | 22.2 | 26.3 | 0
1066 | 22.4 | 13 | 25.9 | 25.7 | 20.6 | 26.3 | 23.5 | 25 | 25.5 | 24.9 | 20.2 | 24.4 | 17.8 | 27 | 21.1 | 16.4 | 22.2 | 17.6 | 20.2 | 19.4 | 21.5 | 24.5 | 17.2 | 22.6 | 18.9 | 22.6 | 19.2 | 23.6 | 29.2 | 19.6 | 20.8 | 23.3 | 27.7 | 18.5 | 19.8 | 24.1 | 28.7 | 27 | 27.5 | 16.3 | 25.8 | 20.3 | 24.7 | 23.6 | 23.9 | 24 | 28.4 | 20.2 | 20 | 25 | 16.2 | 14.6 | 24.5 | 28.2 | 26.5 | 21 | 21.3 | 24.1 | 28.4 | 0
1067 | 24.6 | 16.6 | 27.7 | 28 | 23 | 27.9 | 25.2 | 27.8 | 27.8 | 28 | 23.4 | 26.6 | 20.8 | 28.6 | 22.7 | 19.5 | 22.6 | 20 | 20.6 | 21.6 | 23.5 | 26.5 | 18.4 | 24.4 | 20.4 | 25.3 | 23 | 25.4 | 31.6 | 24.6 | 22.6 | 24.7 | 29.3 | 20.8 | 22.7 | 25.3 | 31 | 28.5 | 29.7 | 18.4 | 28.5 | 23 | 28 | 28.3 | 26.9 | 25.2 | 29.8 | 20.4 | 22.2 | 30 | 21 | 15.2 | 27.6 | 29.3 | 29 | 23.4 | 23.5 | 25 | 30 | 0
1068 | 26.8 | 18.9 | 29 | 29.5 | 24.8 | 29 | 28.5 | 29.8 | 30 | 31.3 | 25.1 | 27.2 | 22.4 | 30.1 | 24.5 | 21.8 | 23.2 | 23.3 | 21.1 | 22.7 | 24.7 | 28.5 | 19.6 | 25.3 | 21.2 | 27.8 | 25.6 | 26.9 | 33 | 26.7 | 24.2 | 25.7 | 31.3 | 22.9 | 21.2 | 28.1 | 31.7 | 29 | 31.2 | 20.4 | 29.9 | 24.5 | 30.3 | 30.9 | 28.3 | 26 | 30.4 | 19.6 | 24.1 | 31 | 23.1 | 15.7 | 29.5 | 30.5 | 31 | 25.5 | 24.8 | 26.1 | 30.6 | 0
1069 | 28.6 | 21 | 29.6 | 30.9 | 25.7 | 30.4 | 29 | 31 | 31.6 | 33 | 25.9 | 27.9 | 23.8 | 30.5 | 26 | 23 | 22.7 | 24.2 | 21.2 | 23.9 | 25.1 | 29.5 | 20.5 | 26 | 22 | 29.5 | 28.9 | 28.3 | 33.5 | 28.6 | 24.9 | 26.2 | 33 | 24.8 | 21.7 | 28.9 | 31.9 | 30 | 32.1 | 22.6 | 30.5 | 25.4 | 31.8 | 32.3 | 28.4 | 26.3 | 31.2 | 18.6 | 25.1 | 32 | 24.6 | 15.4 | 31 | 30.2 | 32.8 | 26.7 | 25.3 | 27.4 | 30.5 | 0
1070 | 29.4 | 21.5 | 30.9 | 31.8 | 26.2 | 31 | 29.7 | 31.6 | 32.6 | 33.4 | 25.5 | 28 | 24 | 30 | 27.5 | 23.8 | 22.4 | 24.8 | 21 | 24.2 | 24.9 | 30 | 21 | 26.2 | 22.3 | 29.8 | 28.7 | 29.2 | 33 | 28.4 | 25 | 26.4 | 34.2 | 26 | 22.1 | 29.7 | 31 | 30.2 | 32.8 | 23.4 | 30 | 25.4 | 32 | 33.4 | 28.2 | 26.4 | 31.4 | 17.6 | 25.4 | 32.5 | 24 | 15 | 31.2 | 30 | 33.7 | 26.6 | 25.8 | 28 | 29.6 | 0
1071 | 29.8 | 21.5 | 31.7 | 32.7 | 26.4 | 30.7 | 30.2 | 31.8 | 32.7 | 33.8 | 25.2 | 29 | 24.5 | 30 | 28.7 | 23.5 | 21 | 28.3 | 20.3 | 24.7 | 24.5 | 30.5 | 20.7 | 26.4 | 22.6 | 30.7 | 29.1 | 29.6 | 32.1 | 29.3 | 23.8 | 26.2 | 34.3 | 26.8 | 22.1 | 28.8 | 30.4 | 31.8 | 33.2 | 24.4 | 30 | 25.3 | 31.7 | 33.8 | 28.2 | 26.3 | 31.9 | 17.4 | 24.8 | 33 | 24 | 13.8 | 31.1 | 29.7 | 34.4 | 25.3 | 26.3 | 28.5 | 28.7 | 0
1072 | 29.8 | 21.4 | 31.5 | 32.7 | 25.9 | 29.8 | 29.8 | 31.6 | 31.8 | 34.4 | 24.5 | 29 | 23.9 | 29.2 | 29.8 | 23.5 | 20.2 | 28.3 | 19.7 | 24 | 23.6 | 30.5 | 19.8 | 26.1 | 22.7 | 30.1 | 29.6 | 28.9 | 30.6 | 28.7 | 22.3 | 25.9 | 34.3 | 26.9 | 22.1 | 28.1 | 29.5 | 30.6 | 32.8 | 24.1 | 28.2 | 24.6 | 30.6 | 33.8 | 27.9 | 26 | 31.7 | 17.7 | 23.7 | 33 | 22.8 | 12.6 | 29.8 | 29.7 | 34.4 | 23.3 | 26.3 | 28.5 | 27.6 | 0
1073 | 29.6 | 20.6 | 30.5 | 32 | 25 | 28.8 | 28.8 | 30.8 | 30.3 | 32.5 | 24.2 | 28.8 | 23.2 | 28.7 | 30.3 | 21.5 | 18.8 | 28.3 | 19 | 23 | 22.2 | 30 | 18.4 | 25.4 | 21.2 | 29.8 | 29.1 | 27.4 | 29 | 28.6 | 20 | 24.8 | 34.3 | 26.6 | 21.7 | 28.1 | 29 | 30.7 | 31.9 | 24.1 | 27.7 | 24 | 29.4 | 33.8 | 27.3 | 25.4 | 31.2 | 18.4 | 22.2 | 32.5 | 22 | 11 | 28.4 | 29.2 | 33.8 | 21.2 | 25.4 | 27.2 | 27 | 0
1074 | 29 | 18 | 28.7 | 29.9 | 23.4 | 27.1 | 27.4 | 29.4 | 28.5 | 31.9 | 23.3 | 26.5 | 21.2 | 27.3 | 30.2 | 19 | 18.3 | 23.9 | 18.6 | 20.6 | 21.2 | 28.6 | 17 | 23.8 | 20.5 | 28.8 | 28.2 | 25.2 | 27.2 | 26.2 | 18.2 | 23.3 | 33.3 | 25.7 | 19.7 | 27.9 | 27.9 | 29 | 29 | 23.4 | 26.5 | 22.8 | 27.8 | 33.3 | 25.7 | 24.5 | 29.7 | 18.6 | 20.8 | 31.6 | 19.4 | 9.8 | 26 | 28.3 | 32.4 | 19.8 | 23.8 | 26.7 | 26.4 | 0
1075 | 26.9 | 15.5 | 25.2 | 27.3 | 22.4 | 24.6 | 25.2 | 27.5 | 26.9 | 30.1 | 22.4 | 23.9 | 19.3 | 26.3 | 28.8 | 16.7 | 17.2 | 22 | 18.3 | 18.4 | 20.1 | 27.5 | 15.8 | 21.9 | 18.9 | 27.2 | 24.6 | 23.1 | 25.5 | 24.4 | 16.5 | 21 | 31.8 | 24.7 | 17.8 | 26.3 | 27.2 | 26.3 | 27.3 | 21.6 | 25.7 | 21.6 | 26.2 | 30.8 | 24.6 | 23.4 | 28.2 | 18.3 | 19.4 | 29.8 | 17.3 | 8.3 | 24.1 | 27.7 | 29.4 | 19.5 | 22.4 | 26 | 26.2 | 0
1076 | 24.2 | 13.6 | 23.3 | 24.4 | 21.8 | 22.9 | 23 | 25.6 | 25.4 | 23.1 | 20.6 | 20.6 | 17 | 26 | 27.4 | 14.9 | 16.6 | 20.8 | 18.2 | 16 | 19.5 | 26.6 | 15.2 | 19.8 | 18.1 | 25.8 | 21.7 | 21.4 | 24 | 21.4 | 15.6 | 19.3 | 29.8 | 23.4 | 16.2 | 24.5 | 26.2 | 24 | 26.5 | 20.4 | 25.3 | 20 | 24.6 | 28.2 | 24.1 | 22.2 | 26.4 | 17.4 | 18.4 | 28.2 | 14 | 7.4 | 22.2 | 27.4 | 28.4 | 20 | 22.3 | 25.5 | 26 | 0
1077 | 23.5 | 12.5 | 22.8 | 22.4 | 21.3 | 21.7 | 22.4 | 23.9 | 23.9 | 21.9 | 18.9 | 18.9 | 15.9 | 26 | 25.4 | 14 | 15.2 | 20 | 18 | 14.9 | 18.8 | 26 | 14.9 | 18.2 | 17.5 | 25 | 20.1 | 20.7 | 23 | 20.5 | 14.9 | 18.2 | 26.8 | 22.2 | 15.7 | 23.7 | 25.9 | 24.3 | 25.6 | 19.4 | 24.9 | 18.7 | 23.4 | 26.7 | 23.5 | 21.2 | 25.5 | 16.5 | 17.4 | 27.3 | 12.2 | 6.3 | 21.4 | 27.4 | 27.3 | 20.7 | 21.4 | 25.5 | 25.9 | 0
1078 | 22.2 | 11.5 | 21.7 | 21.3 | 20 | 21 | 22.4 | 22.5 | 22.8 | 21.7 | 16.9 | 17.7 | 15 | 25.7 | 24.2 | 13.7 | 14.7 | 19 | 18 | 14.2 | 18.6 | 25.2 | 14.6 | 17.1 | 16.3 | 22.9 | 18.6 | 20.4 | 22.3 | 18.9 | 14.9 | 17.3 | 25.7 | 20.8 | 15.2 | 23.1 | 25.4 | 23.2 | 25.3 | 18.4 | 24.5 | 17.2 | 22.1 | 25.8 | 23 | 20.7 | 24.9 | 15.9 | 16.7 | 26.2 | 9.9 | 6 | 20.8 | 27.2 | 26.3 | 20.7 | 19.8 | 25.5 | 25.5 | 0
1079 | 20.6 | 11.5 | 20.4 | 21.4 | 18.6 | 20.1 | 21.6 | 21.1 | 22.1 | 21.5 | 15.5 | 18.2 | 15.2 | 24.9 | 23.9 | 13 | 14 | 18 | 18 | 14.4 | 18.5 | 24.6 | 14 | 16.6 | 15.6 | 21.3 | 18.2 | 20.4 | 22 | 19 | 14.8 | 16.8 | 25.4 | 19.4 | 14.1 | 22.7 | 25.4 | 21.3 | 24.9 | 16.9 | 24 | 16 | 21.2 | 25.1 | 22.7 | 20.6 | 25 | 16 | 16 | 25.8 | 9 | 5.6 | 21 | 26.3 | 25.3 | 19.8 | 19.3 | 25.1 | 25 | 0
1080 | 20.2 | 11.5 | 22.9 | 21.7 | 17.8 | 18.7 | 20.7 | 20 | 21.4 | 21.3 | 14.3 | 18.2 | 14.9 | 24.2 | 23.6 | 12.7 | 14.4 | 18 | 18.4 | 14.1 | 19 | 19 | 13 | 16.2 | 17.9 | 20.9 | 17.5 | 19.8 | 21.5 | 17.5 | 14.9 | 16 | 25.2 | 17.8 | 13.2 | 21.5 | 24.9 | 20.3 | 24.3 | 16.3 | 23.3 | 14.6 | 20.1 | 24.4 | 21.5 | 20.9 | 24.8 | 16.6 | 15.4 | 25.3 | 7.3 | 5.8 | 20.7 | 26 | 24.1 | 17.8 | 18.8 | 24.9 | 24 | 0
1081 | 20.2 | 11 | 20.9 | 22 | 17 | 18.3 | 20.2 | 19.3 | 20.7 | 21.1 | 14.1 | 18.9 | 15.1 | 24.1 | 23 | 12.1 | 14.2 | 17.6 | 18.9 | 14.1 | 18.8 | 23.3 | 11.5 | 15.8 | 14.9 | 20.7 | 17.6 | 18.8 | 20.9 | 17.2 | 14.1 | 15.7 | 24.2 | 16.6 | 12.8 | 21.3 | 24.7 | 20.3 | 24.2 | 16.2 | 23 | 13.5 | 19.2 | 23.9 | 21.3 | 21.1 | 24.7 | 17.6 | 14.6 | 24.5 | 6.9 | 5.8 | 20.6 | 25.7 | 23.4 | 15.3 | 18.4 | 24.9 | 23 | 0
1082 | 18.9 | 10 | 19.9 | 21.4 | 16.5 | 18.5 | 19.8 | 18.6 | 20.2 | 20.9 | 14 | 18.4 | 14.5 | 23.5 | 22.3 | 11.5 | 14.2 | 17 | 19.4 | 13.4 | 18.5 | 22.7 | 10 | 15 | 14.9 | 20.1 | 17.7 | 17.2 | 20 | 15.4 | 13.1 | 15.8 | 22.9 | 15.4 | 12.2 | 21.1 | 24 | 20.8 | 24.1 | 14.9 | 22.7 | 12.2 | 18 | 23.4 | 20.7 | 21 | 24.2 | 18.2 | 13.8 | 23.7 | 5.8 | 5.8 | 20 | 25.5 | 22.3 | 13 | 18.3 | 24.5 | 21.8 | 0
1083 | 17.9 | 9.8 | 19.4 | 20.4 | 16 | 18.3 | 19.4 | 18.5 | 19.7 | 20.5 | 14.4 | 18.4 | 14.3 | 23.3 | 21.6 | 10.9 | 13.1 | 16.6 | 19.6 | 13.1 | 18.3 | 22.1 | 8.9 | 14.2 | 14.3 | 19.7 | 17.7 | 15.8 | 19 | 15 | 11.4 | 15.3 | 22.3 | 14.8 | 12.8 | 21.1 | 23.7 | 20.6 | 23.5 | 14.4 | 22.2 | 11.4 | 17 | 18.4 | 20 | 20.4 | 24 | 18.5 | 12.9 | 22.7 | 5.9 | 5.4 | 19.8 | 25.2 | 22.8 | 11.5 | 17.6 | 24.4 | 21 | 0
1084 | 17.3 | 9.2 | 17.9 | 18.8 | 15 | 18.5 | 18.7 | 19.1 | 19.3 | 20.1 | 14 | 17.4 | 13.1 | 22.9 | 20.9 | 10.5 | 12.7 | 16.4 | 19.6 | 12.5 | 18.2 | 21.6 | 8.7 | 13.5 | 13.3 | 18.5 | 17.7 | 14.9 | 18.2 | 13 | 10.4 | 14.8 | 21.3 | 14.3 | 12.5 | 21 | 22.8 | 20.9 | 23.1 | 13.6 | 21.6 | 10.7 | 16 | 17.9 | 20 | 19.7 | 23.5 | 18.1 | 12.3 | 21.8 | 4.9 | 5.4 | 19 | 24.7 | 22.4 | 11 | 17.3 | 23.9 | 20.4 | 0
1085 | 16.1 | 8.6 | 17 | 16 | 14.4 | 18.3 | 18.3 | 19.7 | 19.1 | 19.1 | 11.8 | 15.4 | 13.8 | 22.3 | 20.3 | 10.1 | 15.8 | 16.3 | 17 | 9.2 | 18.1 | 21 | 13 | 12.8 | 12.5 | 19.8 | 16.7 | 15.8 | 19 | 10 | 11.4 | 14.7 | 20.9 | 17.4 | 11.8 | 19.5 | 22.6 | 20.5 | 22.8 | 13.1 | 21.5 | 10.6 | 15.2 | 16.9 | 19.9 | 19 | 21 | 15.4 | 12.6 | 21.6 | 6 | 7 | 18.2 | 24.2 | 22.3 | 15.6 | 16.6 | 23.4 | 21.8 | 0
1086 | 15.8 | 8.5 | 16.8 | 14.9 | 14 | 18.1 | 17.9 | 19.6 | 18.9 | 19 | 11.7 | 15.1 | 13.2 | 21.6 | 19.7 | 9.9 | 15.8 | 16.1 | 17.5 | 10.5 | 17.7 | 20.6 | 13.4 | 12.3 | 12.3 | 19.3 | 15.1 | 15.2 | 20.1 | 8.7 | 13.1 | 14.8 | 20.8 | 17.3 | 10.7 | 18.8 | 22.5 | 20.4 | 21.5 | 12.8 | 21.4 | 10.6 | 15.2 | 16.6 | 19 | 19.7 | 21.8 | 15 | 13 | 21.3 | 5.9 | 8.3 | 17.9 | 23.7 | 22 | 15.9 | 16.3 | 23 | 22.4 | 0
1087 | 15.7 | 8 | 17 | 15.2 | 14 | 17 | 17.5 | 19.5 | 19.8 | 20.2 | 12.2 | 16.1 | 13.7 | 21.2 | 19.4 | 9.6 | 16.2 | 15.8 | 17.8 | 12.6 | 17.6 | 20.1 | 14.1 | 13.1 | 12.3 | 18.8 | 14.1 | 16.1 | 21.9 | 9.5 | 15.3 | 14.8 | 20.4 | 18.1 | 10.1 | 18.5 | 23.2 | 20.4 | 21.4 | 12.4 | 20.5 | 12.1 | 16.1 | 16.1 | 19 | 21.4 | 22.1 | 15.1 | 14.8 | 21.4 | 6.9 | 10 | 18.4 | 24.1 | 21.8 | 16 | 16.3 | 22.5 | 23.3 | 0
1088 | 15.5 | 7.5 | 19.4 | 17.2 | 15.1 | 18.2 | 17.2 | 20 | 21.4 | 20.1 | 13 | 17.6 | 14.4 | 23.5 | 19.9 | 10.4 | 17.2 | 15.8 | 19 | 16 | 17.7 | 20.2 | 15.4 | 14.4 | 12.8 | 18.8 | 13.9 | 17.4 | 24.2 | 12 | 18.2 | 17.2 | 20.8 | 19.4 | 10.8 | 18.1 | 24.4 | 21.7 | 22.1 | 12.4 | 21.3 | 14.6 | 17.8 | 16.3 | 19 | 22.4 | 24 | 15.4 | 16.8 | 22.7 | 8.6 | 11.4 | 19.2 | 24 | 21.8 | 17.2 | 17.4 | 22 | 25.4 | 0
1089 | 20.7 | 10.4 | 22.7 | 20.5 | 17.1 | 20 | 21.1 | 21.5 | 23.3 | 22 | 14.6 | 20.5 | 17 | 25.6 | 20.9 | 13.2 | 18.9 | 16.9 | 19.8 | 18.6 | 18.5 | 21.5 | 16.7 | 17.3 | 16.6 | 18.3 | 18.6 | 20.2 | 26.2 | 16.5 | 20.6 | 21.9 | 24 | 21.2 | 13.3 | 22.8 | 26.7 | 23.3 | 24.3 | 14.3 | 24 | 18 | 20.2 | 21.6 | 21.2 | 24.6 | 24.9 | 16.7 | 19.6 | 24.7 | 11.7 | 12.8 | 21.1 | 25.4 | 24.2 | 18 | 21.9 | 23 | 26.9 | 0
1090 | 23.7 | 13.9 | 25.9 | 24.2 | 19.2 | 22.3 | 24.2 | 23.7 | 25.3 | 22.3 | 16.3 | 23.1 | 19.5 | 27.2 | 23.1 | 17.2 | 20.8 | 21.2 | 21.2 | 20.9 | 21 | 23.4 | 18.1 | 20.1 | 19.2 | 22.5 | 22.3 | 22.8 | 27.7 | 21.1 | 22.9 | 24.2 | 26.6 | 22.9 | 15.7 | 25.8 | 28.9 | 24.3 | 26.8 | 15.8 | 25.6 | 20.9 | 22.9 | 24.7 | 23 | 26.1 | 27.4 | 17.9 | 21.8 | 27.3 | 15 | 13.6 | 23.2 | 28 | 26.5 | 19.7 | 24.6 | 24.6 | 28.6 | 0
1091 | 25.3 | 18 | 27.5 | 27.4 | 21.2 | 25.4 | 27.2 | 26.2 | 27.4 | 23.5 | 18.4 | 25.6 | 22.6 | 30.1 | 24.9 | 19.6 | 22.4 | 23.6 | 22.2 | 22 | 22.5 | 26 | 19 | 23 | 20.7 | 27.4 | 26.8 | 25.6 | 28.5 | 25.4 | 24.4 | 25.5 | 28.6 | 24.4 | 18.7 | 27.7 | 31.2 | 25.5 | 28.7 | 16.7 | 27.5 | 23.4 | 25.6 | 28.5 | 24.6 | 28.3 | 29 | 19.6 | 23.8 | 29 | 18.6 | 14.2 | 25.8 | 29.7 | 30.1 | 21 | 26.4 | 25.4 | 29.4 | 0
1092 | 27 | 19.5 | 28.4 | 29.5 | 22.8 | 27.3 | 28.6 | 28.3 | 29.3 | 27 | 20.1 | 26.6 | 24.1 | 30.3 | 26 | 22.5 | 23 | 25.4 | 23.7 | 23.3 | 24 | 27.4 | 19.8 | 24.4 | 22.1 | 29.5 | 29.7 | 27 | 28.8 | 27.7 | 25.7 | 26.7 | 31.3 | 25.3 | 21.8 | 29.2 | 32.4 | 26.5 | 30.4 | 19.5 | 29 | 24.7 | 27.9 | 31.7 | 28.5 | 29.3 | 31.7 | 20.7 | 24.5 | 30.5 | 21.3 | 14.1 | 27.6 | 30.2 | 32 | 23 | 28.4 | 26.4 | 30.3 | 0
1093 | 28.3 | 19.5 | 29.5 | 30.6 | 23.2 | 29.4 | 29.6 | 29.6 | 31 | 29 | 21.7 | 27 | 25.3 | 30.7 | 24.6 | 23.2 | 22.7 | 26.4 | 24.4 | 23.9 | 25.4 | 29.4 | 19.9 | 25.5 | 22.4 | 30.9 | 30.1 | 28.3 | 28.7 | 29 | 26.1 | 27 | 32.1 | 25.9 | 22.7 | 29.7 | 33 | 26.6 | 31.5 | 21 | 29.9 | 25.5 | 29.5 | 33.1 | 28.6 | 30.7 | 32.2 | 21.8 | 24.9 | 31.8 | 23.5 | 13.9 | 29.3 | 30.5 | 33.3 | 23.9 | 28.8 | 26.5 | 30.1 | 0
1094 | 29.2 | 19.5 | 30.3 | 30.8 | 24.1 | 30.2 | 30.1 | 30.4 | 32 | 27.5 | 22.6 | 26.2 | 25 | 30.8 | 22.9 | 24.2 | 21.4 | 26.9 | 24.9 | 24.8 | 26 | 30 | 19.8 | 25.4 | 23.3 | 31.4 | 31.2 | 28.4 | 28.6 | 29 | 26 | 27.2 | 33.1 | 26.2 | 23.6 | 29.4 | 32.6 | 27.6 | 32.3 | 21.3 | 29.5 | 25.6 | 30.4 | 34.2 | 28.6 | 31 | 32 | 22.2 | 24.4 | 33.3 | 24.4 | 13.4 | 29.8 | 30 | 34.4 | 24.4 | 29.9 | 26.9 | 30 | 0
1095 | 29.4 | 19.5 | 30.4 | 30.7 | 24.1 | 31 | 30.7 | 30.7 | 32.4 | 23.7 | 23.3 | 25.7 | 25 | 30.1 | 21.5 | 24.1 | 19.9 | 26.9 | 24.1 | 24.7 | 26.6 | 30 | 19.2 | 25.6 | 21.5 | 31.9 | 31.5 | 28.8 | 28.4 | 29.1 | 24.9 | 27.3 | 33.8 | 26.5 | 23.7 | 29.4 | 32.1 | 27.8 | 32.6 | 21.6 | 28.3 | 25.7 | 30.5 | 35.2 | 28.6 | 31.7 | 28.8 | 22.7 | 24.1 | 33.3 | 24.7 | 13.1 | 30 | 30.2 | 34.6 | 23.2 | 29.9 | 26.6 | 28.8 | 0
1096 | 29.9 | 19 | 30 | 30.3 | 24.1 | 30.4 | 30.6 | 30.5 | 31.6 | 22.3 | 23.2 | 24.5 | 23.9 | 29.7 | 23.2 | 23.3 | 18.5 | 26.9 | 23.4 | 24.5 | 26.5 | 30 | 18.7 | 25.1 | 21.9 | 31.5 | 31.6 | 28.2 | 28.1 | 28.6 | 23.3 | 26.7 | 34.2 | 26.4 | 23.7 | 28.4 | 31.1 | 28.8 | 32.5 | 21.6 | 27.6 | 25.1 | 29.8 | 34.9 | 28.4 | 30.8 | 25.8 | 22.3 | 23.2 | 32.7 | 23.6 | 12.2 | 29.1 | 29.4 | 35 | 21.9 | 29.6 | 26.6 | 28.1 | 0
1097 | 29.5 | 17.6 | 30.3 | 29.4 | 23.2 | 29.3 | 30.1 | 29.7 | 30.2 | 21.1 | 22.8 | 23.8 | 23.2 | 28.5 | 25.7 | 22 | 17.6 | 25.9 | 22 | 22.8 | 24.3 | 29.7 | 18 | 24.8 | 23 | 30.5 | 31.4 | 27.4 | 27.4 | 28.2 | 21.2 | 25.9 | 33.9 | 26 | 23.4 | 27.8 | 30.2 | 28.4 | 30.8 | 21.7 | 26.9 | 24 | 28.5 | 35.1 | 27.4 | 30 | 22.2 | 21.8 | 22.4 | 32.5 | 22 | 11.4 | 28 | 29.2 | 34.3 | 20 | 27.9 | 26.3 | 27 | 0
1098 | 28.6 | 16.4 | 29 | 27.8 | 21.1 | 27.4 | 28.6 | 28.4 | 28.5 | 20.8 | 21.7 | 22.4 | 21.4 | 27 | 28.4 | 20 | 17 | 24.4 | 21.3 | 20.9 | 23.2 | 28.4 | 17.6 | 23.3 | 21.7 | 29.8 | 30.2 | 25.3 | 26.3 | 26.6 | 19.4 | 23.9 | 33 | 25 | 22.7 | 26.7 | 28.9 | 26.7 | 28.6 | 21.4 | 25.8 | 21.7 | 26.7 | 33.9 | 26.1 | 27.7 | 21.1 | 20.3 | 20.9 | 32 | 19.3 | 10.1 | 26.1 | 28.7 | 32.7 | 19.2 | 26 | 24.4 | 26.8 | 0
1099 | 27 | 14 | 25.7 | 25.4 | 19.3 | 24.6 | 26.6 | 26.8 | 27 | 20.4 | 20.5 | 21.6 | 20.2 | 26.2 | 28.8 | 18 | 16.7 | 23.2 | 20 | 17.9 | 22.2 | 27.4 | 16.8 | 21.9 | 18.8 | 28.9 | 28.7 | 23.5 | 24.7 | 24.7 | 17.5 | 21.3 | 31.4 | 23.6 | 20.2 | 25.3 | 27.9 | 24.3 | 26.7 | 19.5 | 25 | 19 | 24.5 | 31.7 | 24.6 | 26.4 | 20.2 | 19.1 | 19.8 | 29.8 | 16.7 | 9.2 | 24.6 | 28.1 | 30.5 | 18.2 | 24.4 | 23.4 | 26.1 | 0
1100 | 25.9 | 12.4 | 24.3 | 22.4 | 18.1 | 22.9 | 25.8 | 25.2 | 25.1 | 20 | 19.2 | 20.4 | 18.4 | 25.6 | 28.1 | 16.2 | 16.2 | 22.4 | 19.2 | 15.4 | 21.1 | 26.7 | 16 | 19.8 | 17.7 | 27.5 | 27.1 | 21.4 | 23.2 | 22 | 16.4 | 19.6 | 29.9 | 22 | 19 | 24.9 | 26.8 | 23.2 | 26 | 17.5 | 24.6 | 16.2 | 22.3 | 27.6 | 24.8 | 25 | 21 | 17.6 | 18.6 | 28 | 14 | 8.4 | 23.2 | 27.6 | 29 | 18 | 23.8 | 22.6 | 26 | 0
1101 | 24.1 | 10.7 | 23.7 | 19.6 | 17.2 | 21.7 | 25.1 | 23.7 | 23.4 | 19.8 | 18.3 | 20.1 | 17.7 | 24.8 | 26.8 | 15.4 | 15.8 | 21 | 17.6 | 13 | 20 | 25.9 | 14.8 | 18.4 | 16.5 | 26.4 | 25.6 | 20.6 | 21.9 | 19.8 | 15.4 | 18.4 | 28.1 | 20.7 | 17.6 | 24.7 | 26.3 | 22.5 | 25.2 | 17 | 24 | 14.4 | 20.3 | 27.4 | 23.3 | 25.2 | 20.5 | 17 | 18.4 | 26.8 | 12.3 | 8.3 | 22.8 | 27.3 | 27.7 | 17 | 23 | 21.8 | 25.2 | 0
1102 | 23.2 | 9.9 | 22 | 17.8 | 17.1 | 20.6 | 23.7 | 22.4 | 21.9 | 19.9 | 17.3 | 19.5 | 16.5 | 23.8 | 25.6 | 14.7 | 15.1 | 19.6 | 16.8 | 12.2 | 19.5 | 25.5 | 13.9 | 16.8 | 16.1 | 24.9 | 24.1 | 19.8 | 21.1 | 17.8 | 15 | 17.6 | 26.2 | 19.9 | 16.7 | 24.1 | 25.7 | 21.4 | 25.1 | 16.4 | 23.5 | 13.4 | 18.9 | 25.2 | 22.9 | 24.8 | 21.1 | 16.5 | 18.1 | 26 | 10.8 | 8.1 | 22.3 | 27.1 | 26.5 | 16.7 | 22 | 21.7 | 25 | 0
1103 | 22.8 | 9 | 21.9 | 17.2 | 16.1 | 19.8 | 22.7 | 21.1 | 20.5 | 19.7 | 16.6 | 19.4 | 16 | 23.2 | 24.4 | 14.1 | 14.6 | 18.9 | 16 | 12 | 18.9 | 25.2 | 13.2 | 16 | 15.1 | 24.4 | 22.6 | 20 | 20.8 | 17 | 14.6 | 16.9 | 25.4 | 19.6 | 16.6 | 22.7 | 25.4 | 20.2 | 24.9 | 16.2 | 22.9 | 13.6 | 18 | 24.7 | 21.7 | 24.6 | 20.6 | 16.6 | 18.2 | 26.5 | 10 | 8 | 22.2 | 26.7 | 25.5 | 16 | 21.4 | 21.6 | 24.6 | 0
1104 | 22.4 | 8.2 | 21.4 | 17.7 | 15.8 | 19.2 | 22.1 | 20 | 19.1 | 19 | 15.5 | 18.6 | 14.7 | 22.4 | 23.2 | 13.7 | 14.3 | 18.9 | 16.5 | 13 | 18.2 | 24.9 | 13.2 | 14.9 | 14.6 | 23.9 | 21 | 19.4 | 20.7 | 16.2 | 14.4 | 16.4 | 24.2 | 19.5 | 15.7 | 20.9 | 24.6 | 19.4 | 24 | 15.5 | 22 | 13.9 | 17.6 | 23.2 | 20.4 | 22.6 | 21.8 | 16.3 | 17.4 | 26.3 | 9 | 7.2 | 21.3 | 26.1 | 24.5 | 16.4 | 20.9 | 21.4 | 25.1 | 0
1105 | 21.6 | 7.9 | 20.2 | 18.8 | 14.8 | 18.1 | 21.7 | 19.1 | 18.2 | 18.5 | 14.5 | 18.1 | 14.3 | 22.3 | 22.3 | 13 | 14.4 | 18.8 | 16.8 | 13.2 | 17.1 | 24.4 | 13.3 | 14.5 | 14.1 | 22.9 | 19.5 | 19.1 | 20.5 | 16 | 13.6 | 15.9 | 23.2 | 19.5 | 15.3 | 20.8 | 24.2 | 18.5 | 23.7 | 14.7 | 21.3 | 14.2 | 17.3 | 21.2 | 20.8 | 20.8 | 22 | 16.2 | 16.4 | 25.5 | 8.4 | 6.5 | 20.6 | 26.1 | 23.3 | 16.5 | 20.6 | 21.4 | 24.9 | 0
1106 | 19.5 | 7.5 | 19.4 | 19.4 | 14.8 | 17.9 | 21.1 | 18.2 | 17.9 | 18.3 | 13.4 | 17 | 13.5 | 21.8 | 21.6 | 12.7 | 14.8 | 18.4 | 17.6 | 13 | 17 | 24.4 | 13.6 | 13.8 | 13.7 | 22 | 19.4 | 18 | 20 | 15 | 12.8 | 15.5 | 22.4 | 19.2 | 15.7 | 22.1 | 23.4 | 17.2 | 23.2 | 14 | 20.5 | 13.6 | 17 | 19.8 | 20.6 | 18.4 | 23 | 15.8 | 14.8 | 24.3 | 7.4 | 5.6 | 19.4 | 26.1 | 23 | 17 | 20.4 | 20.9 | 24.8 | 0
1107 | 18.5 | 6 | 19.6 | 19.1 | 14.6 | 16.8 | 20.1 | 18.2 | 17.6 | 18.3 | 12.7 | 16.5 | 13.8 | 21.8 | 20.9 | 12.8 | 15.4 | 17.6 | 17.4 | 11.3 | 16.7 | 24 | 13.4 | 13.7 | 13.5 | 21.3 | 19.6 | 17.4 | 19.3 | 13.8 | 11.6 | 15.4 | 22.9 | 18.7 | 15.2 | 22.2 | 23.1 | 16.2 | 22.7 | 13.3 | 20.4 | 12.7 | 16.4 | 19 | 20.7 | 17.9 | 22.2 | 15.8 | 13.7 | 23.5 | 6.9 | 5.5 | 18.9 | 25.9 | 22.5 | 16.5 | 19.9 | 19.8 | 23.6 | 0
1108 | 17.5 | 5.1 | 19.8 | 17.7 | 14.2 | 16.6 | 20.1 | 18.9 | 17.3 | 17.7 | 12 | 15.6 | 13.5 | 21.7 | 20.2 | 12.2 | 15.6 | 16.9 | 17.5 | 10.1 | 16.5 | 23.5 | 13.3 | 13 | 13 | 21.2 | 19.4 | 16.2 | 18.8 | 11.7 | 11.2 | 15.4 | 22.8 | 17.9 | 14.7 | 22.2 | 22.6 | 16.2 | 22.4 | 13.2 | 20 | 11.3 | 15.7 | 19 | 20 | 17.7 | 22.1 | 15.4 | 12.6 | 23.5 | 6.2 | 5.8 | 18.2 | 25.9 | 22 | 16.3 | 19.4 | 19.1 | 22.7 | 0
1109 | 17 | 5.4 | 19.8 | 15 | 14.1 | 16.8 | 19.7 | 19.6 | 17.2 | 17.7 | 12.6 | 16.4 | 11 | 21.6 | 19.5 | 12.2 | 13 | 15.9 | 13.8 | 9 | 15.8 | 22.5 | 9.6 | 12.4 | 12.4 | 20.5 | 19.8 | 18 | 15.6 | 10 | 13.6 | 15.7 | 22.3 | 16.8 | 13.9 | 22.2 | 23.4 | 15.7 | 22 | 12.9 | 19.9 | 11.2 | 13.4 | 18.2 | 19.4 | 20 | 21 | 11 | 16.2 | 22.8 | 3.8 | 7.2 | 18.6 | 25.6 | 21.5 | 14.8 | 19.4 | 18.9 | 21.6 | 0
1110 | 16.7 | 5.1 | 19.9 | 14.5 | 14.1 | 15.4 | 19.4 | 19.7 | 17.1 | 17.6 | 11.8 | 16.2 | 10.1 | 21.3 | 18.8 | 12.2 | 14.6 | 15.4 | 15.2 | 9.9 | 15 | 22 | 10.6 | 11.7 | 11.9 | 19.9 | 19.5 | 17.9 | 16.1 | 9 | 14.7 | 16.4 | 21.1 | 16.7 | 13.7 | 22.2 | 22.6 | 15.5 | 21.4 | 12.1 | 19.4 | 11.8 | 13.5 | 18.1 | 19 | 19.7 | 20.6 | 12.1 | 16.5 | 22.5 | 3.8 | 7.9 | 18.8 | 25.6 | 21.5 | 14.8 | 19.1 | 18.8 | 22 | 0
1111 | 16.6 | 4.6 | 20.2 | 15.5 | 13.6 | 15.6 | 19.2 | 19.8 | 18 | 17.5 | 12.1 | 16.9 | 10.8 | 21.3 | 18.9 | 12.1 | 16.1 | 14.9 | 16.7 | 11.6 | 14.3 | 21.2 | 12 | 12.8 | 11.9 | 19 | 19.3 | 18.7 | 17.4 | 10.1 | 16.2 | 14.9 | 20.1 | 17 | 13.4 | 22.1 | 23.2 | 15.6 | 21.1 | 12 | 19 | 13.2 | 14.8 | 17.7 | 19 | 20.2 | 21.4 | 13.6 | 17.2 | 22 | 5.2 | 9.3 | 19.7 | 25.3 | 21.5 | 15.1 | 18.9 | 18.8 | 23.1 | 0
1112 | 17.6 | 4.6 | 19.7 | 17 | 14 | 16.3 | 19.6 | 20.3 | 19.3 | 17.5 | 12.8 | 18.2 | 12.2 | 23.2 | 19.5 | 12.2 | 17.8 | 15.6 | 19 | 13.6 | 14 | 21.5 | 14.6 | 14.6 | 12.3 | 18.5 | 18.7 | 20 | 20.3 | 12.6 | 18.2 | 17 | 20.3 | 17.8 | 14 | 21.5 | 24.2 | 17.1 | 21.6 | 12 | 19 | 15.2 | 16.3 | 17.1 | 19 | 21.6 | 21.8 | 15.8 | 18.4 | 22.5 | 7.6 | 10.9 | 20.6 | 25.9 | 23.3 | 15.4 | 19.4 | 19.2 | 25 | 0
1113 | 20.3 | 7.9 | 23.7 | 20.6 | 16.6 | 20.8 | 23.5 | 21.4 | 21.2 | 18.8 | 15.1 | 20.4 | 15.8 | 25.7 | 20.6 | 13.9 | 18.2 | 19.2 | 20.5 | 16.1 | 15.8 | 22 | 16.9 | 18.1 | 17.2 | 17.5 | 19.4 | 22.2 | 22.7 | 17.2 | 20.2 | 21.6 | 25 | 19.2 | 15.5 | 23.4 | 26.9 | 21.8 | 25.4 | 13.4 | 22.7 | 17.6 | 19.3 | 21.9 | 21 | 23.3 | 24.3 | 17.5 | 19.3 | 24.6 | 11.5 | 12.6 | 22.2 | 27.2 | 25.8 | 16.2 | 20.1 | 20.3 | 26.9 | 0
1114 | 23.2 | 10.3 | 25.8 | 24 | 19.6 | 24.1 | 25.2 | 23 | 23.5 | 20.6 | 17.5 | 22.5 | 19.3 | 28.1 | 22 | 17.5 | 18.3 | 22.9 | 22.3 | 18.4 | 18.3 | 24 | 19.8 | 21.1 | 20.2 | 17.7 | 21.8 | 24.5 | 25.3 | 21.6 | 22.3 | 24.1 | 28 | 20.8 | 17.5 | 27.2 | 29.4 | 24.8 | 28.6 | 15.4 | 25.5 | 20.1 | 21.9 | 24.9 | 21.8 | 25 | 26.3 | 19 | 20.1 | 26.6 | 15.5 | 13.7 | 23.7 | 27.8 | 28.8 | 17.2 | 22.5 | 23.4 | 28.8 | 0
1115 | 25.9 | 13.3 | 27.5 | 27.8 | 22.6 | 26.6 | 27.2 | 24.7 | 26 | 23.1 | 20.4 | 24.4 | 23 | 30 | 23.5 | 20.4 | 17.6 | 25.4 | 23.2 | 20.6 | 17.5 | 26.5 | 22 | 24 | 21.9 | 19.4 | 23.6 | 26.6 | 26.6 | 25.8 | 24 | 26.3 | 29.9 | 22.6 | 20.4 | 30 | 32 | 26.2 | 31.2 | 18 | 27.6 | 22.4 | 25 | 27.6 | 27.1 | 26.5 | 29.2 | 20 | 20.2 | 28.5 | 19.6 | 14.4 | 25.6 | 29.3 | 31.4 | 18.6 | 24.7 | 24.6 | 30 | 0
1116 | 26.5 | 15.6 | 28.4 | 29.7 | 24.1 | 28.1 | 28.4 | 26.1 | 28.2 | 24.7 | 22.1 | 25.2 | 24.5 | 31 | 25.2 | 21.8 | 17.6 | 26.7 | 24.6 | 22.1 | 25.3 | 28 | 24.4 | 25 | 23.3 | 22 | 25.7 | 27.8 | 28 | 27.9 | 25.3 | 27.1 | 31.5 | 24 | 22.6 | 32.3 | 32.8 | 26.8 | 33.6 | 20.3 | 29.4 | 24.1 | 26.8 | 30.3 | 28.4 | 27.8 | 30.2 | 21.2 | 20.2 | 30 | 22.5 | 14.4 | 27.2 | 29.3 | 33.5 | 19.7 | 26.1 | 26.7 | 30.7 | 0
1117 | 27.5 | 17.4 | 28.9 | 31.1 | 24.6 | 29.8 | 29.2 | 27 | 29.9 | 27.6 | 23.6 | 25.5 | 25.1 | 31.4 | 26.8 | 23.4 | 17.4 | 27.4 | 25.1 | 23.4 | 27.2 | 29 | 25.3 | 25.5 | 23.9 | 25.9 | 26.8 | 28.6 | 28.6 | 29.1 | 25.7 | 27.8 | 33.2 | 25.1 | 23.2 | 31.6 | 33.1 | 28 | 34 | 21.3 | 29.5 | 25.2 | 28.5 | 32.4 | 28.4 | 28.7 | 31.6 | 22 | 19.8 | 30.9 | 24.5 | 14.3 | 28.8 | 29.4 | 34.5 | 20.8 | 26.7 | 27.3 | 30.5 | 0
1118 | 28.2 | 18.2 | 29.9 | 31 | 25.1 | 31 | 30 | 27.6 | 31 | 28.8 | 23.8 | 25 | 24 | 31.1 | 28.4 | 23.9 | 17.8 | 27.4 | 25.6 | 24 | 27.5 | 30 | 25.6 | 25 | 24.2 | 27.1 | 27.1 | 28.6 | 29.4 | 29 | 25.2 | 28.1 | 34.5 | 25.6 | 24.1 | 30.9 | 32 | 28 | 34.4 | 22.1 | 29.8 | 25.6 | 29 | 33.6 | 28.4 | 29.4 | 31.4 | 22.8 | 19.6 | 32 | 25 | 14 | 29.8 | 29.6 | 35 | 21.2 | 27.3 | 27.3 | 30 | 0
1119 | 28.1 | 18.4 | 30.4 | 31.4 | 26.6 | 30.5 | 30.5 | 27.9 | 31.6 | 30.1 | 24.2 | 24.7 | 23.4 | 30.5 | 29.7 | 23.9 | 17.4 | 27.7 | 24.7 | 24.3 | 27.3 | 30 | 24.1 | 25.2 | 24.2 | 27.8 | 27.3 | 28.7 | 29.2 | 29.2 | 23.8 | 28 | 35.5 | 25.8 | 24.1 | 30.9 | 31.5 | 27.8 | 33.8 | 22.3 | 29.4 | 25.3 | 29.8 | 34.4 | 28.6 | 29.5 | 32.1 | 22.8 | 19.2 | 32.4 | 24.9 | 13.7 | 30.5 | 28.5 | 35.5 | 21.3 | 27.5 | 27.2 | 29.1 | 0
1120 | 28.3 | 18.7 | 30.9 | 30.7 | 26.6 | 29.9 | 30.3 | 27.9 | 31.5 | 30.6 | 23.7 | 24.1 | 22.2 | 29.8 | 30.7 | 23.8 | 17.2 | 27.7 | 24 | 23.9 | 27.2 | 30 | 22.6 | 24.6 | 24.2 | 25 | 27.1 | 28.3 | 29 | 28.7 | 22.1 | 27.8 | 35.6 | 25.5 | 24.2 | 30.1 | 30.4 | 27.7 | 33.6 | 22.5 | 29.6 | 24.4 | 29.2 | 34.6 | 28.6 | 29 | 31.2 | 22.4 | 19 | 32.4 | 23.6 | 12.9 | 30 | 29.5 | 36.1 | 20.6 | 27.5 | 27.2 | 28.2 | 0
1121 | 28 | 18.5 | 30.3 | 30.4 | 26.8 | 29.2 | 29.5 | 27.5 | 30.6 | 30 | 23.4 | 23.6 | 22 | 28.7 | 31.1 | 22 | 16 | 27.7 | 22.4 | 23 | 25.5 | 29.8 | 20.4 | 24.4 | 23.5 | 24.8 | 26.6 | 28 | 27.4 | 28.2 | 20.4 | 26.7 | 35.5 | 25 | 24 | 29.8 | 30 | 27 | 32.5 | 22.6 | 28.6 | 23 | 28.6 | 33.4 | 28.2 | 27.6 | 30.6 | 21.2 | 18.6 | 32.3 | 22 | 11.8 | 29 | 29 | 35.5 | 19.8 | 26.6 | 26.2 | 27.4 | 0
1122 | 27.5 | 17.1 | 29.3 | 28.6 | 23.4 | 27.6 | 28.2 | 26.7 | 29.2 | 30.2 | 22.1 | 22.6 | 21.1 | 27.5 | 30.9 | 20.3 | 15.3 | 26.7 | 21.6 | 21.5 | 24 | 28.5 | 19.1 | 22.8 | 23 | 24.7 | 25.4 | 27.1 | 25.6 | 26.3 | 19.3 | 24.9 | 33.6 | 24.3 | 23 | 28.5 | 28.7 | 24.7 | 29.8 | 22.3 | 27.5 | 21.3 | 26.5 | 31.3 | 27.1 | 25.7 | 28.1 | 19.9 | 18.3 | 31.5 | 19.6 | 10 | 27.1 | 28.3 | 33.9 | 18.7 | 26.1 | 24.7 | 26.9 | 0
1123 | 25.8 | 13.9 | 25.4 | 27 | 21.4 | 25 | 26.8 | 25.5 | 27.1 | 28.2 | 21.2 | 21.7 | 20.8 | 26.8 | 29.5 | 18.2 | 14 | 23.8 | 20.2 | 19.9 | 22 | 27.5 | 17.4 | 21.3 | 20 | 24.2 | 23.8 | 26 | 22.4 | 24.3 | 18.6 | 21.8 | 31.5 | 23.6 | 20.5 | 27.6 | 28.1 | 22.3 | 28 | 20.3 | 26.2 | 19.6 | 24.8 | 28.9 | 25.9 | 23.6 | 26.6 | 18.3 | 17.6 | 29.8 | 17.5 | 8.2 | 25.4 | 27.8 | 31.5 | 17.8 | 24.1 | 24.2 | 26.3 | 0
1124 | 24.7 | 11.2 | 22.5 | 24.4 | 20.1 | 23.5 | 26.2 | 24.1 | 25.8 | 26.6 | 19.8 | 20.4 | 19.6 | 26.3 | 27.7 | 17.4 | 13.4 | 22.7 | 19.4 | 18.2 | 20.5 | 26.5 | 16.4 | 19 | 18.5 | 23.2 | 23.3 | 24.4 | 19.6 | 21.4 | 18.4 | 20.2 | 28.5 | 22.8 | 18.7 | 27.2 | 27 | 21.6 | 27.1 | 18.3 | 25.6 | 18 | 22.6 | 27.3 | 24.8 | 21.8 | 24.6 | 17.2 | 17 | 28.1 | 15.2 | 6.6 | 23.8 | 27.6 | 29.1 | 17.2 | 23.1 | 23.7 | 26 | 0
1125 | 23.6 | 10.3 | 21.2 | 22.8 | 19.1 | 22.7 | 25.2 | 22.7 | 23.9 | 25.3 | 19.2 | 19.6 | 19 | 25.8 | 25.5 | 17.4 | 12.6 | 21.7 | 17.7 | 17 | 19.6 | 26 | 14.6 | 17.8 | 16.9 | 21.6 | 22.5 | 23.1 | 16.6 | 19.5 | 18.1 | 18.9 | 26 | 22.1 | 18 | 26.5 | 26.9 | 20 | 26.4 | 16.8 | 25 | 16.7 | 21.6 | 25.5 | 23.5 | 20.8 | 24.7 | 16.2 | 16.2 | 27 | 13.7 | 5.9 | 23.2 | 27.6 | 27.4 | 17.1 | 22.1 | 23.7 | 25.5 | 0
1126 | 22.8 | 9.1 | 21.4 | 20.6 | 18.3 | 22 | 24.8 | 21.4 | 22.9 | 23.1 | 18.1 | 18.7 | 17.6 | 25.6 | 24 | 17.3 | 12.7 | 21.2 | 16.8 | 15.7 | 19.3 | 25 | 13.5 | 16.6 | 15.9 | 20.2 | 22.4 | 21.7 | 15.5 | 17.6 | 17.8 | 18.1 | 25 | 21.3 | 16.6 | 25.1 | 26.3 | 18.7 | 26.2 | 16.3 | 24.6 | 15.6 | 20.2 | 23.8 | 22.7 | 20.8 | 24.1 | 15.9 | 15.9 | 26 | 12.2 | 5.9 | 22.7 | 27.5 | 25.8 | 16.9 | 21.1 | 23.7 | 25.3 | 0
1127 | 21.9 | 8.1 | 16 | 19.4 | 17.6 | 21.5 | 24.1 | 20.1 | 22.7 | 23.1 | 17.5 | 18.4 | 16.6 | 24.8 | 23.1 | 16.3 | 12.8 | 20.7 | 15.6 | 14.6 | 18.9 | 24.5 | 12.2 | 16.4 | 14.9 | 19.6 | 21.8 | 20.8 | 15.4 | 17 | 17 | 17.2 | 24 | 20.6 | 15.7 | 23.8 | 26.4 | 17.5 | 25.6 | 15.5 | 24.2 | 14.8 | 19.4 | 23 | 22 | 21.6 | 24.4 | 15.6 | 16 | 25.5 | 11.2 | 6.6 | 22.6 | 27.3 | 24.8 | 16.8 | 20.1 | 23.2 | 25 | 0
1128 | 20.9 | 7.3 | 18.8 | 17.5 | 16.8 | 20.2 | 23.3 | 19.1 | 22.5 | 21.6 | 16.1 | 17.9 | 14.8 | 24.3 | 22.2 | 15.6 | 13.6 | 19.7 | 15.5 | 13.1 | 18 | 24 | 12 | 15.7 | 14.2 | 19 | 21.2 | 19.9 | 17.1 | 16.1 | 16.1 | 16.4 | 23.5 | 19.7 | 14.6 | 22.9 | 25.6 | 17.3 | 25 | 15.1 | 23.1 | 14 | 17.6 | 22.6 | 21 | 22.7 | 22.8 | 15.5 | 16.7 | 25 | 9.7 | 7.2 | 21.9 | 26.5 | 23.9 | 16.3 | 19.3 | 22 | 24.8 | 0
1129 | 20.4 | 6.3 | 20.6 | 16.6 | 16.3 | 19.9 | 23.4 | 18.4 | 22.1 | 22.1 | 15.2 | 17.8 | 13.9 | 23.7 | 21.6 | 15 | 13.7 | 19.4 | 15 | 11.7 | 18 | 23.2 | 11.4 | 15.6 | 13.2 | 18.8 | 21.4 | 19.5 | 18.3 | 15.7 | 14.9 | 16.9 | 23.2 | 19 | 14.4 | 22 | 25.3 | 17.3 | 24.4 | 14.3 | 22.5 | 13.2 | 16.2 | 21.9 | 21 | 23.4 | 21.9 | 14.8 | 17.2 | 24.9 | 8.5 | 7.7 | 21 | 26.3 | 23 | 15.8 | 19.2 | 20.7 | 24.4 | 0
1130 | 19.4 | 5.6 | 19.9 | 15.4 | 15.6 | 19 | 22.6 | 17.7 | 21.6 | 21.6 | 14 | 17.4 | 12.6 | 23.5 | 21.1 | 14.7 | 13.8 | 19.2 | 15 | 10.2 | 17.8 | 22 | 11.4 | 14.6 | 12.6 | 18.5 | 21.4 | 19 | 19.2 | 14.4 | 14 | 16.8 | 22.4 | 18.2 | 13.7 | 22 | 24.4 | 17 | 24 | 13.8 | 22 | 12.4 | 14.4 | 21.8 | 21 | 23.4 | 20.2 | 13.8 | 17.6 | 24.4 | 6.8 | 7.6 | 19.8 | 26 | 22 | 15.2 | 19.1 | 20.1 | 23.8 | 0
1131 | 18.4 | 5 | 19.4 | 15.4 | 15 | 18.7 | 22.1 | 17.1 | 21.1 | 20.6 | 13.6 | 17.2 | 12.3 | 23.5 | 20.6 | 14.7 | 13 | 19.2 | 14.1 | 9.2 | 17.5 | 21 | 10.4 | 14.1 | 12.1 | 18.1 | 21.2 | 18.7 | 18.2 | 13.3 | 13.3 | 15.8 | 22.1 | 17.6 | 13.5 | 21.9 | 24.3 | 16.6 | 23.2 | 13.1 | 21.5 | 11.7 | 13.8 | 21 | 21 | 22.4 | 20.4 | 12.3 | 17.2 | 24.5 | 5.6 | 7.3 | 19.1 | 25.8 | 21.9 | 14.9 | 18.8 | 19.6 | 22.8 | 0
1132 | 17.7 | 4.4 | 18.5 | 14.8 | 14.6 | 18.2 | 21.7 | 16.4 | 20.6 | 19.1 | 12.8 | 16.6 | 11.4 | 23.3 | 20.4 | 14.1 | 12.9 | 19.7 | 14 | 8.7 | 17 | 21 | 10.1 | 12.9 | 12.2 | 17.9 | 19.6 | 18.2 | 17 | 11.3 | 13.2 | 15.2 | 22 | 17.1 | 13.1 | 21.9 | 23.6 | 14.5 | 22.8 | 12.8 | 21.4 | 11.2 | 13 | 20.8 | 20.9 | 21.2 | 20.1 | 11.3 | 16.7 | 23.4 | 4.3 | 7 | 18.5 | 25.5 | 21.7 | 14.7 | 18.5 | 19 | 22.1 | 0
1133 | 17 | 3.9 | 19.4 | 15.2 | 14.4 | 17.3 | 21.5 | 15.7 | 20.2 | 19.1 | 16.2 | 16.4 | 8.6 | 23 | 20.4 | 14.2 | 11.6 | 19.7 | 13.2 | 10.2 | 16.8 | 21 | 8.6 | 12.8 | 11.7 | 17.9 | 19.5 | 17 | 9 | 11.6 | 14.7 | 15.1 | 21 | 16.6 | 12.7 | 21.9 | 23.4 | 14.7 | 22.4 | 12.3 | 21.1 | 11.4 | 11.4 | 20 | 20.6 | 19.6 | 24.4 | 11 | 15.2 | 22.4 | 4 | 8.2 | 20 | 25.3 | 21.5 | 13.4 | 17.9 | 18.7 | 22 | 0
1134 | 16.6 | 4.3 | 17.3 | 13.5 | 14.5 | 17 | 21.2 | 15.9 | 19.8 | 19.2 | 15.5 | 16.4 | 8 | 22.8 | 20.4 | 13.6 | 12.5 | 19.6 | 14 | 10.7 | 16.5 | 20.5 | 10.6 | 12.7 | 11 | 18 | 19.2 | 16.9 | 10.6 | 11.1 | 14.5 | 14.8 | 19.6 | 16.2 | 12.2 | 22.2 | 22.6 | 14.7 | 21.9 | 12.3 | 20.9 | 11.9 | 11.7 | 19.8 | 20 | 19.6 | 24.2 | 11.4 | 15.7 | 21.5 | 3.1 | 9.3 | 19.5 | 25.1 | 21.7 | 14.5 | 17.6 | 18 | 22.4 | 0
1135 | 15.7 | 2.8 | 16 | 14 | 14.1 | 17.1 | 21.2 | 16.8 | 20.6 | 18.2 | 15.9 | 17.2 | 8.5 | 22.8 | 20.9 | 13.3 | 13.9 | 19.4 | 15.4 | 12.5 | 16.4 | 20 | 13 | 13.9 | 10.7 | 18 | 19 | 17.9 | 13.6 | 12.1 | 14.5 | 15 | 18.5 | 16.7 | 12 | 24.9 | 23.2 | 14.2 | 21.8 | 11.7 | 20.6 | 13.6 | 13.5 | 19.9 | 19.7 | 20.1 | 24.7 | 13 | 15.8 | 20.9 | 4.6 | 10.8 | 19.6 | 25 | 21.7 | 15.8 | 17.6 | 17.9 | 23.5 | 0
1136 | 16 | 2.8 | 18.1 | 15.2 | 14 | 17.3 | 21.6 | 18.4 | 22 | 17.3 | 16 | 18.4 | 9.8 | 24.3 | 21.6 | 13.7 | 15.8 | 19.2 | 17.2 | 14.4 | 16.5 | 21 | 16.4 | 15.4 | 12.3 | 18.6 | 19.5 | 19 | 17.4 | 13.4 | 15.4 | 17.6 | 18.7 | 17.4 | 12.4 | 26.6 | 24.2 | 16.8 | 22.4 | 11.7 | 20.7 | 15.6 | 16.6 | 20.4 | 19.7 | 20.8 | 25.2 | 14.8 | 15.8 | 21.5 | 7.2 | 11.6 | 20 | 25.4 | 23.2 | 17.8 | 18.3 | 17.7 | 25.2 | 0
1137 | 19.9 | 7.2 | 23.5 | 19.8 | 16.7 | 21.1 | 23.6 | 20.5 | 23.8 | 19.6 | 17.9 | 20.5 | 12.3 | 26.6 | 22.6 | 15.5 | 17.6 | 19.6 | 19 | 16.6 | 16.9 | 23.5 | 19 | 18.3 | 16.7 | 19.1 | 19.5 | 21 | 21.2 | 16.7 | 16.3 | 23.7 | 23.7 | 19 | 16.6 | 28.3 | 26.8 | 21 | 25.5 | 14.9 | 24 | 18.3 | 20.2 | 22.8 | 21.6 | 21.8 | 26.6 | 17.2 | 15.5 | 24.9 | 12.5 | 12.5 | 21.3 | 26.8 | 26.6 | 19.5 | 22 | 18.8 | 27.3 | 0
1138 | 23.9 | 11.6 | 26.9 | 24 | 20.5 | 24 | 24.7 | 22.8 | 25.8 | 21.2 | 19.5 | 22.6 | 15.1 | 28.7 | 24 | 18.4 | 19.3 | 22.6 | 20.6 | 17.9 | 19.4 | 25.2 | 21.5 | 21 | 19.2 | 19.9 | 20.2 | 22.6 | 24.3 | 19.7 | 17.6 | 25.5 | 26.1 | 20.3 | 19.2 | 31.9 | 29.2 | 24.7 | 29 | 18.2 | 25.5 | 20.7 | 23.8 | 24.3 | 24.3 | 22.8 | 27.7 | 19 | 15.9 | 26.7 | 17.4 | 12.9 | 22.6 | 28.5 | 28.6 | 21.5 | 24 | 21.8 | 29.3 | 0
1139 | 25.5 | 14.2 | 28 | 29 | 23 | 26.3 | 25.8 | 25 | 28 | 23.6 | 22 | 24.8 | 18 | 29.8 | 25.6 | 20 | 20.6 | 24.8 | 22 | 18.8 | 20.9 | 27.4 | 23 | 24 | 21.8 | 20.5 | 20.4 | 24.4 | 26.4 | 23.4 | 18.4 | 26.7 | 27.9 | 21.8 | 21.5 | 34.2 | 31.6 | 26.5 | 31.9 | 20.7 | 27.3 | 23 | 26.6 | 25.7 | 26.6 | 24 | 29.2 | 20.6 | 16.8 | 29 | 22.4 | 13.4 | 24.3 | 30.5 | 31.5 | 23 | 25.9 | 23.2 | 30.8 | 0
1140 | 26.9 | 17.5 | 29 | 30.9 | 24.4 | 27.3 | 26.3 | 26.8 | 29.9 | 25.5 | 23.1 | 26.2 | 20.2 | 31.8 | 27.3 | 20.9 | 21.6 | 26.3 | 23.2 | 18.8 | 23.3 | 28.5 | 24.6 | 25.5 | 23.3 | 21.6 | 22.4 | 25.3 | 27.6 | 25.4 | 19.2 | 27.4 | 30.7 | 22.5 | 24.1 | 36.5 | 32.3 | 27.8 | 34.1 | 22.2 | 29.4 | 24.5 | 28.6 | 27.4 | 27.1 | 25.2 | 30.1 | 21.2 | 18.8 | 30.7 | 24.7 | 13.4 | 25.4 | 31.5 | 33.1 | 24.5 | 27 | 25.3 | 31.4 | 0
1141 | 28.4 | 17.9 | 29 | 32.4 | 25 | 28.3 | 28.7 | 27.9 | 31.5 | 26.4 | 24.5 | 27.2 | 21.9 | 31.7 | 28.8 | 21.1 | 22.2 | 26.8 | 24.3 | 19 | 24.8 | 29.5 | 25 | 26.8 | 24.2 | 19.8 | 22.5 | 26.5 | 28.3 | 27.2 | 19.2 | 28.5 | 31.3 | 23.1 | 25 | 34.2 | 32.5 | 29.9 | 35.1 | 23.4 | 29.1 | 25.9 | 29.7 | 28 | 27.7 | 26.4 | 31.3 | 21.8 | 20.7 | 32 | 26.2 | 13.8 | 26.4 | 31.5 | 34.5 | 25 | 27.3 | 25.8 | 31.3 | 0
1142 | 29.4 | 18.3 | 30.5 | 31.6 | 25.8 | 29.8 | 29.1 | 28.5 | 32.4 | 27.3 | 24.6 | 27.2 | 22.6 | 31.7 | 30.1 | 21.5 | 22.4 | 27.4 | 25 | 19 | 25.9 | 30 | 25.2 | 26.8 | 24.4 | 16.8 | 22.8 | 27 | 28.8 | 27.4 | 19 | 28.8 | 33 | 23.3 | 25.2 | 33.8 | 31.6 | 29.8 | 35.8 | 23.7 | 29.5 | 26.4 | 30.2 | 28.3 | 27.8 | 27.4 | 32 | 22 | 22.4 | 33 | 25.8 | 13.8 | 26.8 | 31.5 | 35.8 | 25 | 28 | 25.8 | 30.4 | 0
1143 | 29.5 | 18.4 | 30.9 | 31.9 | 26.1 | 29.3 | 29.3 | 28.5 | 32.7 | 28.2 | 25.4 | 26.8 | 22.9 | 31.1 | 31 | 21.4 | 22 | 27.4 | 25.2 | 19.5 | 26.7 | 30 | 23.9 | 27 | 24.8 | 18 | 22.4 | 27.7 | 29 | 27.8 | 18.2 | 28.5 | 33.9 | 24 | 25.2 | 32.4 | 31.2 | 30.2 | 36 | 24.7 | 29.4 | 26.6 | 30.2 | 29.5 | 28.1 | 28 | 32.8 | 22.4 | 22.6 | 33 | 26 | 14 | 27.2 | 31.1 | 35.6 | 23.8 | 27.8 | 26.6 | 29.4 | 0
1144 | 29.9 | 17.8 | 31.6 | 31 | 26.1 | 28.8 | 29.4 | 27.9 | 32 | 28.1 | 25.1 | 25.8 | 22.3 | 31 | 31.3 | 20.7 | 21 | 27.5 | 24.8 | 19.4 | 26.5 | 30.2 | 22.4 | 26.2 | 25.5 | 19.5 | 19.8 | 27.2 | 28.6 | 26.7 | 17.5 | 28.2 | 34.3 | 24.3 | 25.2 | 31.8 | 30.3 | 30.5 | 36 | 24.5 | 28.8 | 25.7 | 29.9 | 28.8 | 28 | 27.9 | 32.5 | 22.2 | 22 | 32.4 | 24.8 | 13.4 | 26.9 | 30 | 35.1 | 22.4 | 27.5 | 26.4 | 28.3 | 0
1145 | 29.4 | 16.8 | 31.4 | 31 | 25.4 | 27.5 | 28.8 | 27 | 30.8 | 27.7 | 25.2 | 24.6 | 21.4 | 30 | 31.2 | 20.2 | 19.4 | 27.5 | 23.6 | 19 | 25.7 | 29.5 | 20 | 25.6 | 24.5 | 20.1 | 18.7 | 26.2 | 27.4 | 25.8 | 16.6 | 27 | 34.2 | 24.8 | 24.8 | 31.4 | 30 | 29.7 | 34.4 | 23.9 | 28.1 | 24 | 29 | 28.8 | 27.6 | 27.2 | 31.6 | 21.8 | 20.4 | 32.5 | 24 | 12.6 | 26.5 | 29.4 | 35.1 | 20.6 | 26.8 | 25.8 | 27.6 | 0
1146 | 28.7 | 15.6 | 29.8 | 29.1 | 24 | 26.3 | 29.2 | 25.8 | 29.2 | 27.2 | 24 | 23 | 19.8 | 28.5 | 30.6 | 19 | 17.4 | 27.5 | 21.9 | 17.5 | 23.8 | 28.6 | 18.2 | 23.9 | 23.5 | 20.3 | 17.3 | 23.8 | 25.2 | 23.5 | 16.1 | 25.7 | 33.7 | 24.5 | 23.7 | 30.4 | 29 | 28.2 | 30.3 | 22.2 | 26.5 | 21.2 | 27.6 | 28.1 | 26.7 | 25.8 | 29.4 | 20.4 | 19.2 | 32.1 | 21.2 | 11.2 | 25.5 | 28.6 | 33.6 | 19.4 | 25 | 25.3 | 27 | 0
1147 | 27 | 12.5 | 27 | 27.9 | 22.2 | 24.3 | 27.1 | 24.4 | 27.6 | 25.7 | 23.4 | 21.8 | 18.2 | 27.7 | 29.8 | 18 | 15.2 | 24.5 | 20 | 15.9 | 22.4 | 27.5 | 16.2 | 22.7 | 20.4 | 19.6 | 17 | 21.6 | 22.4 | 21.9 | 15.3 | 22.8 | 31.6 | 24.1 | 21.6 | 29.5 | 28.4 | 25.7 | 28.2 | 20.7 | 25.4 | 18.5 | 25.6 | 26.8 | 25.6 | 24.3 | 27.2 | 19 | 18.2 | 30.4 | 18.8 | 10.2 | 24.5 | 28.2 | 31 | 18.2 | 24.2 | 24.3 | 26.9 | 0
1148 | 25.9 | 10.4 | 23.4 | 25.4 | 20.5 | 22.3 | 26.6 | 23.1 | 26.2 | 24.4 | 22.2 | 20.6 | 16.4 | 27.5 | 29.1 | 16.7 | 13.4 | 23.1 | 18.4 | 14.2 | 21.4 | 26.5 | 15 | 21 | 18.2 | 18.4 | 17.2 | 19.4 | 19.4 | 20 | 14.6 | 20.9 | 28.7 | 23 | 20.1 | 29.2 | 27.4 | 24.5 | 27.4 | 17.7 | 25 | 16 | 23.5 | 25.9 | 24.8 | 23 | 25 | 17.4 | 18 | 29 | 15.4 | 9.4 | 23.4 | 27.9 | 29.1 | 17.6 | 23.5 | 24.1 | 26.8 | 0
1149 | 24.4 | 8.5 | 22 | 24.5 | 19.5 | 20.3 | 25.8 | 22 | 24.7 | 23.3 | 22.1 | 20 | 15.2 | 27.3 | 28.2 | 15.8 | 12.1 | 22 | 17.3 | 13.6 | 20.7 | 25.5 | 13.6 | 20.3 | 17 | 18.4 | 17.4 | 18.7 | 16.9 | 19.6 | 13.6 | 19.9 | 26.9 | 22.2 | 19.1 | 27.7 | 27.3 | 23.8 | 26.5 | 16.5 | 24.4 | 14.8 | 21.5 | 25.1 | 23.7 | 22.3 | 24.2 | 16.7 | 17.8 | 28 | 13.6 | 9.5 | 22.8 | 27.8 | 27.4 | 16.8 | 22.5 | 23.9 | 26.9 | 0
1150 | 23.9 | 6.3 | 22.9 | 22.6 | 19 | 19.3 | 25.3 | 21.1 | 23.7 | 21.5 | 21.2 | 19.5 | 14.1 | 27.1 | 27.2 | 15.4 | 11.6 | 21.6 | 16.7 | 13.6 | 19.9 | 24.5 | 13 | 19.1 | 16.1 | 16.5 | 17.3 | 18.5 | 15.3 | 18.8 | 13.3 | 19.2 | 25.9 | 21.2 | 18.1 | 27 | 26.7 | 23 | 26.3 | 15.7 | 23.8 | 14.2 | 20 | 24.8 | 22.8 | 22 | 23.8 | 16.1 | 17.9 | 27 | 11.6 | 9.5 | 22.3 | 27.4 | 25.8 | 16.3 | 21.5 | 23.8 | 26.7 | 0
1151 | 22.5 | 5.2 | 21 | 22 | 18.5 | 18.3 | 24.8 | 20.2 | 23.1 | 21.8 | 20.8 | 19.2 | 13.6 | 27 | 26.1 | 15.1 | 11.6 | 21.1 | 16.4 | 14.2 | 18.9 | 23 | 12.2 | 18.4 | 16 | 17.4 | 17.3 | 19.2 | 14.4 | 18.6 | 13.2 | 18.4 | 25 | 20.5 | 17 | 25.6 | 26.8 | 22.7 | 26 | 15 | 23.1 | 14.4 | 19 | 24.5 | 22.5 | 22 | 24.4 | 16 | 17.4 | 26.4 | 11 | 9.6 | 22.2 | 27.3 | 24.8 | 15.6 | 20.9 | 23.3 | 26.4 | 0
1152 | 21 | 4.9 | 20 | 19.8 | 17.7 | 17.5 | 24 | 19.4 | 22.5 | 21.4 | 19.1 | 18.6 | 12.9 | 26.6 | 25 | 14 | 11.9 | 20.6 | 16.1 | 14.3 | 17.8 | 22 | 12 | 16.8 | 15.7 | 17.3 | 17.2 | 19.3 | 13.8 | 17 | 14.1 | 17.8 | 21.7 | 19.5 | 16.6 | 25.3 | 26.1 | 22.5 | 25.1 | 14.2 | 22.5 | 14.2 | 18.4 | 24.3 | 21.6 | 21.9 | 24.6 | 15.4 | 17 | 25.8 | 9.4 | 8.8 | 21.8 | 24.6 | 23.9 | 15.3 | 20 | 22.6 | 25.6 | 0
1153 | 20.4 | 3.9 | 21.5 | 19 | 17.5 | 16.8 | 23.8 | 18.7 | 21.9 | 20.3 | 18 | 18.1 | 12.4 | 26.4 | 24 | 14 | 12.1 | 20.1 | 15.5 | 14 | 17.4 | 21 | 11.1 | 15.6 | 14.2 | 17.6 | 16.8 | 19.4 | 12.9 | 15.8 | 14.9 | 18.2 | 20.3 | 18.9 | 15.7 | 24.4 | 25.9 | 21.2 | 24.7 | 13.7 | 22.3 | 13.8 | 17.5 | 24.3 | 21.2 | 21.6 | 24.9 | 14.6 | 16.1 | 25.4 | 8.7 | 7.9 | 21.7 | 27.1 | 23.8 | 14.6 | 19.5 | 20.8 | 24.7 | 0
1154 | 19.5 | 3.9 | 20.3 | 17.2 | 17.3 | 16.2 | 23.4 | 18 | 21.4 | 18 | 16.5 | 17.4 | 11.5 | 25.7 | 23.2 | 13 | 12 | 19.6 | 14.6 | 12.8 | 17.4 | 20.5 | 10.4 | 14 | 13.8 | 18.3 | 16.4 | 18.6 | 11.6 | 13.8 | 15.8 | 16.9 | 19.7 | 18 | 15.6 | 24 | 25 | 21.5 | 24.5 | 13.4 | 22 | 12.8 | 16.2 | 24.3 | 20.3 | 21 | 24.6 | 13.2 | 15.6 | 24.5 | 7 | 6.8 | 21.2 | 27 | 23.1 | 14.2 | 19 | 20.6 | 23.6 | 0
1155 | 18.7 | 3.3 | 18.7 | 17.1 | 17 | 15.8 | 22.7 | 17.1 | 20.9 | 17 | 16.4 | 17 | 10.6 | 25.5 | 22.4 | 13.3 | 11.6 | 19.4 | 13.7 | 11.6 | 16.9 | 19.8 | 9 | 13.4 | 13.6 | 18.5 | 16.6 | 18 | 10.1 | 12.9 | 15.8 | 17 | 20.2 | 17.6 | 15.6 | 24.4 | 24.7 | 21.5 | 23.8 | 13.4 | 21.5 | 12 | 14.3 | 24.1 | 19.8 | 20.4 | 24.7 | 12.1 | 15 | 24 | 6.3 | 6.7 | 20.9 | 26.6 | 22.1 | 13.5 | 18.5 | 19.8 | 22.8 | 0
1156 | 18.2 | 2.2 | 18.3 | 15.6 | 16.7 | 15.8 | 22.6 | 16 | 20.5 | 16.2 | 15.9 | 16.5 | 9.4 | 25.3 | 21.8 | 12.5 | 11.4 | 19.4 | 13.1 | 10.4 | 16.4 | 19 | 8.5 | 12.6 | 12.8 | 18.3 | 16.9 | 17.1 | 9 | 11.7 | 15.5 | 16.1 | 19.8 | 16.9 | 15.1 | 24.4 | 23.8 | 20.7 | 23.3 | 13.5 | 21.2 | 11.3 | 12.5 | 24.3 | 19.8 | 19.8 | 24.3 | 11.1 | 15.1 | 23.4 | 4.6 | 6.9 | 20.4 | 26.1 | 22.1 | 13.3 | 18 | 19.8 | 22.1 | 0
1157 | 17.4 | 1.9 | 18.4 | 14.8 | 16.5 | 15.5 | 22.6 | 14.9 | 20.2 | 15.8 | 16.4 | 17.6 | 9.4 | 25.3 | 21.5 | 12.4 | 8.8 | 19.6 | 13.9 | 10.2 | 15.9 | 18.6 | 8 | 13.4 | 12.3 | 18 | 16.9 | 13.4 | 9.2 | 13 | 14.8 | 16.7 | 19.3 | 16.6 | 14.5 | 24.2 | 23.8 | 20 | 23.1 | 13.5 | 21 | 12 | 18.6 | 24.1 | 19.9 | 17.5 | 23.6 | 10 | 15.2 | 23 | 4.2 | 9.8 | 19.8 | 25.7 | 22.2 | 12.2 | 17.6 | 19.7 | 23.2 | 0
1158 | 17.4 | 2 | 16.5 | 16.5 | 16.5 | 15.3 | 22.2 | 14.8 | 19.9 | 15.6 | 15.2 | 17.2 | 8.9 | 25 | 21.2 | 11.5 | 11 | 19.5 | 14.6 | 10.2 | 15.4 | 18 | 10.1 | 13.5 | 11.4 | 18 | 16.9 | 13.2 | 9.9 | 12.5 | 15.4 | 17.3 | 18.7 | 16.4 | 13.5 | 24.4 | 23.6 | 19.6 | 23.1 | 13.5 | 20.7 | 13.1 | 18.6 | 23.5 | 20 | 17.5 | 23 | 11.3 | 15.8 | 22.1 | 3.8 | 11 | 19.1 | 25.4 | 22 | 13.9 | 17.6 | 19.2 | 23.1 | 0
1159 | 17.4 | 1.1 | 15.9 | 19.1 | 16.2 | 15.3 | 22.3 | 15.8 | 20.7 | 15.6 | 15.3 | 17.7 | 9.2 | 24.9 | 21.4 | 11.1 | 13.7 | 19.1 | 15.8 | 10.6 | 15 | 17.6 | 12.6 | 15.1 | 11 | 18 | 16.9 | 14.2 | 12.3 | 13.5 | 16.1 | 17 | 18.2 | 17.3 | 13.6 | 24.2 | 24.4 | 19.4 | 22.9 | 13.7 | 20.2 | 15 | 18.8 | 23.7 | 20.1 | 18.5 | 23.3 | 13.4 | 16.8 | 21.1 | 6.3 | 12.1 | 19.6 | 25 | 21.5 | 16 | 17.5 | 18.8 | 23.8 | 0
1160 | 17.8 | 1.9 | 16.9 | 21.6 | 16.5 | 15.8 | 22.5 | 17.6 | 22.1 | 15.2 | 15.8 | 19 | 9.8 | 25.5 | 22.1 | 11.6 | 17 | 19.3 | 17.2 | 12.3 | 15.1 | 19.5 | 15.8 | 17.1 | 14.3 | 18 | 17 | 17.2 | 15.6 | 15.6 | 17.2 | 19.1 | 20 | 18.6 | 14 | 24.8 | 25.6 | 20.8 | 23.1 | 13.7 | 20.5 | 17 | 20 | 23.8 | 20.1 | 20.3 | 24.2 | 16 | 18.4 | 22 | 9.2 | 13.4 | 20.4 | 25.5 | 23 | 18.4 | 18.5 | 18.8 | 25.2 | 0
1161 | 21.7 | 6.9 | 22.9 | 24.2 | 18.6 | 18.7 | 22.8 | 19.7 | 24.1 | 19.4 | 18.4 | 21.8 | 11.9 | 27.5 | 22.8 | 15 | 19.4 | 21.2 | 18.9 | 14 | 16.9 | 24.2 | 18.2 | 20.6 | 16.3 | 18.3 | 18.4 | 20.3 | 19.8 | 18.6 | 18.4 | 22.4 | 21.8 | 21 | 20.4 | 27.7 | 27.8 | 24.5 | 25.2 | 16.3 | 23.2 | 19.5 | 21.3 | 24.5 | 23.5 | 22.6 | 25.9 | 18.5 | 20 | 24.6 | 14.8 | 14.1 | 22.6 | 25.5 | 26.2 | 20.5 | 20.4 | 22.5 | 27.1 | 0
1162 | 24.3 | 11.6 | 26.5 | 26.3 | 21.6 | 20.8 | 24.2 | 21.7 | 26.5 | 21.8 | 20.9 | 24.8 | 14.3 | 28.5 | 24 | 18.1 | 21.4 | 24.5 | 20.6 | 16.3 | 20.2 | 27 | 20.5 | 23.4 | 19.1 | 19.2 | 19.1 | 23.6 | 23.5 | 21.5 | 19.9 | 24.2 | 24.9 | 23.1 | 23.8 | 31.5 | 29.8 | 26 | 27.8 | 18.2 | 24.8 | 21.8 | 23.1 | 25 | 25.5 | 24.7 | 27.7 | 20.7 | 21.7 | 27.5 | 19.1 | 14.7 | 24.4 | 27 | 28.3 | 22.4 | 22.7 | 23.8 | 29.2 | 0
1163 | 26.5 | 14.7 | 28.9 | 28.4 | 24.2 | 23.1 | 25.7 | 23.5 | 29 | 23 | 24 | 28 | 17.2 | 31 | 25.5 | 20.2 | 22.6 | 26.2 | 22.4 | 18 | 22.5 | 29 | 22 | 26.4 | 21.4 | 20.7 | 21.6 | 25.6 | 26.6 | 24 | 21.4 | 25.4 | 27.7 | 25 | 26.9 | 34.1 | 31.6 | 27.7 | 29.7 | 20.4 | 27.1 | 24 | 24.4 | 27 | 27.8 | 26.4 | 29.4 | 22.4 | 23 | 30.1 | 23.6 | 15 | 26.5 | 28.7 | 30.3 | 24 | 22.5 | 24.8 | 30.8 | 0
1164 | 28.6 | 17.2 | 30.3 | 30.1 | 26.3 | 26.5 | 27.2 | 25 | 31.3 | 24.8 | 25.3 | 29.8 | 19 | 31.9 | 27.1 | 22.6 | 23.8 | 27.2 | 23.9 | 19.9 | 24.7 | 30.6 | 23.6 | 27.6 | 23 | 22 | 23 | 27.1 | 28.3 | 25.5 | 22.8 | 26.4 | 30.1 | 25.6 | 26.6 | 36.1 | 32.3 | 29 | 31.1 | 22.1 | 28.5 | 25.6 | 25.8 | 28 | 28.7 | 27.6 | 30.5 | 23.5 | 24.1 | 31 | 25 | 15.7 | 27.3 | 30.4 | 31.8 | 25.4 | 26.2 | 26.1 | 31.7 | 0
1165 | 29.5 | 18.1 | 30.3 | 32 | 27.5 | 28.2 | 27.1 | 26.1 | 32.8 | 25.8 | 26.6 | 30.7 | 20.3 | 32.5 | 28.4 | 24.1 | 24.2 | 27.4 | 25.1 | 21.1 | 25.8 | 31.6 | 24.2 | 28.7 | 24.3 | 22.3 | 23.5 | 27.5 | 29.5 | 26.3 | 23.6 | 26.8 | 31.3 | 25.9 | 26.9 | 37.2 | 32.5 | 30 | 32.4 | 23 | 28.7 | 26.8 | 26.5 | 28 | 29.2 | 28.6 | 31.6 | 24.1 | 24.7 | 32.5 | 26.5 | 16 | 28.1 | 31.4 | 33.7 | 26 | 26.9 | 26.6 | 31.7 | 0
1166 | 30.5 | 19.4 | 31.9 | 33.4 | 28.7 | 29.2 | 28.9 | 26.9 | 33.6 | 26.8 | 26.4 | 30 | 20.4 | 32.6 | 29.4 | 25.2 | 24.4 | 27.9 | 25.6 | 22.2 | 26.2 | 32.1 | 24.6 | 28.6 | 25 | 22.2 | 23.5 | 27.8 | 29.8 | 26.4 | 23.6 | 27.4 | 32.6 | 25.4 | 27.4 | 37.6 | 31.8 | 30.5 | 32.7 | 23.3 | 28.4 | 27.2 | 27.2 | 29.9 | 29.5 | 29.2 | 32.2 | 24 | 25 | 33.8 | 26.2 | 16.4 | 28.2 | 31.8 | 34.2 | 26 | 27.9 | 26.8 | 31 | 0
1167 | 30.9 | 19.6 | 31.4 | 34.4 | 29.7 | 28.8 | 30.9 | 27.3 | 33.6 | 27.3 | 26.9 | 29.1 | 20.5 | 32.2 | 30.3 | 26.4 | 23.4 | 28.2 | 25.5 | 22.3 | 26.2 | 32.9 | 23.7 | 29 | 25.7 | 22.4 | 23.1 | 27.4 | 30.1 | 26.3 | 22.7 | 27.9 | 33.3 | 25.5 | 27.6 | 35.4 | 31.1 | 30.8 | 32.5 | 23.8 | 28.5 | 27.1 | 27.2 | 30.2 | 29.6 | 29.6 | 32.8 | 23.3 | 24.7 | 33.6 | 27.1 | 16 | 28.9 | 31.7 | 34.9 | 24.9 | 28.2 | 26.4 | 29.9 | 0
1168 | 31 | 19.9 | 31.8 | 34.1 | 29.7 | 27.7 | 31.1 | 27.1 | 32.9 | 27.4 | 26.3 | 27.4 | 20 | 31.3 | 30.5 | 26.2 | 22 | 27.5 | 24.4 | 22.2 | 26.1 | 32.6 | 22.5 | 28.4 | 25.6 | 22.6 | 23.8 | 27.2 | 29.5 | 25.8 | 21.4 | 27.2 | 33.9 | 25.3 | 27.6 | 34.3 | 30 | 30.8 | 31.7 | 24 | 28.1 | 25.8 | 27.2 | 29 | 29.3 | 29.5 | 32.6 | 22.1 | 24.1 | 34.1 | 26.1 | 15.2 | 28.7 | 31.3 | 35.2 | 23.3 | 27.4 | 26.2 | 28.9 | 0
1169 | 30.8 | 19.5 | 31.5 | 32.8 | 27.9 | 26.2 | 30.4 | 26.4 | 31.7 | 27.2 | 26.2 | 26.2 | 19.6 | 30.2 | 30 | 24.2 | 19.8 | 26.5 | 23 | 21.2 | 25.5 | 31.3 | 20.6 | 27.8 | 25.7 | 22.6 | 23.8 | 26.2 | 28.2 | 25 | 20 | 26.2 | 33.9 | 25.4 | 27.4 | 32.9 | 29 | 30.4 | 30.9 | 24.4 | 27.7 | 24 | 26.4 | 28 | 28.6 | 28.6 | 31.6 | 20.6 | 23 | 33.6 | 25 | 13.8 | 28.6 | 30.6 | 34.3 | 21.4 | 26.9 | 26.1 | 28 | 0
1170 | 29.8 | 17.5 | 30.4 | 30.4 | 26 | 25 | 29.2 | 25.1 | 30.1 | 27.5 | 24.6 | 24.7 | 18.4 | 28.6 | 29.4 | 22 | 18.1 | 24.7 | 21.3 | 20 | 24.1 | 30.3 | 19.3 | 25.7 | 24.3 | 22.7 | 23.3 | 24.9 | 25.5 | 23.7 | 19 | 24 | 32 | 24.7 | 26.4 | 31.6 | 27.5 | 28.2 | 28.8 | 23.3 | 25.8 | 21.5 | 25.3 | 26.5 | 27.5 | 26.8 | 29.4 | 19.1 | 21.8 | 32.6 | 20.8 | 12.6 | 27.1 | 29 | 32.7 | 20 | 25.5 | 25.7 | 27.5 | 0
1171 | 27.7 | 15.1 | 27 | 28.1 | 24.6 | 21.8 | 27.7 | 23.4 | 28.5 | 26.6 | 23.6 | 23.7 | 17.5 | 27.9 | 28.7 | 20 | 16.4 | 23.4 | 19.8 | 17.9 | 22 | 28.5 | 18 | 23.9 | 21.4 | 22.1 | 22.3 | 22.3 | 22.4 | 22.2 | 18.3 | 21.3 | 30.4 | 24 | 23.8 | 30 | 26.3 | 25.3 | 27.6 | 21.8 | 24.9 | 19.4 | 23 | 25.2 | 26.2 | 24.6 | 26.5 | 17.9 | 20.2 | 31 | 16.8 | 11.3 | 25.6 | 28 | 30.2 | 19.1 | 23.5 | 24.8 | 27.1 | 0
1172 | 26 | 11.7 | 23.9 | 26 | 23.8 | 18.6 | 27 | 21.4 | 27.2 | 22.3 | 22 | 22.6 | 15.8 | 27.6 | 28.1 | 18 | 15.8 | 22.7 | 18.8 | 15.8 | 20.6 | 27.2 | 17.4 | 21.6 | 19.2 | 13.3 | 21.4 | 19.6 | 19 | 20.6 | 18 | 19.8 | 28.4 | 22.7 | 21.9 | 29.3 | 25 | 24.5 | 26.9 | 20.4 | 24.5 | 17.6 | 20.4 | 24.4 | 25.5 | 22.4 | 23.4 | 17.2 | 18.8 | 29.5 | 12 | 10.6 | 23.6 | 27.5 | 28.8 | 19 | 21.9 | 24.3 | 26.8 | 0
1173 | 24.8 | 11.7 | 23.4 | 24.8 | 22.7 | 17.8 | 26.2 | 19.9 | 25.7 | 22.2 | 21.8 | 22.1 | 14.5 | 27.5 | 27.2 | 17.2 | 15.3 | 22 | 18.3 | 13.3 | 19.6 | 25.6 | 16.5 | 20.5 | 17.9 | 12.7 | 20.6 | 16.5 | 16.6 | 19.4 | 17.6 | 17.4 | 27.8 | 21.9 | 20.6 | 29.2 | 24.5 | 23.1 | 25.8 | 19.9 | 23.8 | 16.8 | 17.3 | 23.7 | 24.9 | 20.8 | 21.2 | 16.8 | 17.4 | 28.1 | 10 | 10 | 22.7 | 27.1 | 27.4 | 19 | 21.4 | 24.3 | 26.4 | 0
1174 | 23.5 | 9.9 | 24 | 23.9 | 21.7 | 16.4 | 25.7 | 18.9 | 24.7 | 19.5 | 21 | 21.2 | 12.6 | 27.3 | 26.5 | 16.3 | 15.4 | 21.7 | 18 | 11.9 | 19 | 23.6 | 15.8 | 19.2 | 16.4 | 13.3 | 20.5 | 15 | 14.9 | 18.7 | 17.3 | 16.9 | 25.3 | 20.8 | 19.5 | 28 | 24.1 | 21.8 | 25.5 | 19.4 | 23.2 | 16.3 | 15.3 | 23.4 | 24 | 20.1 | 20 | 16.6 | 16.5 | 27.1 | 8.4 | 10.1 | 22 | 26.5 | 25.7 | 18.9 | 20.9 | 24.1 | 26.1 | 0
1175 | 22.8 | 9.8 | 23.3 | 23 | 20.7 | 16 | 25.2 | 17.9 | 24 | 18.5 | 21 | 20.6 | 11.3 | 27 | 26 | 15.7 | 15 | 21.2 | 17.6 | 11 | 18.1 | 22.5 | 14.6 | 18.8 | 15.2 | 13.3 | 20.5 | 14.6 | 14.2 | 18.6 | 16.6 | 16.3 | 24 | 20.3 | 18.4 | 26.8 | 24.4 | 20.5 | 25.2 | 18.8 | 22.8 | 16 | 14.2 | 23 | 23.1 | 20.2 | 20.4 | 16.2 | 16 | 26.6 | 9 | 10 | 22.2 | 26.2 | 24.7 | 18.2 | 20.1 | 22.8 | 25.8 | 0
1176 | 22.1 | 9.1 | 21.3 | 21.3 | 20.9 | 15.5 | 24 | 17.1 | 23.3 | 17.8 | 19.8 | 19.6 | 9.7 | 26.6 | 25.5 | 14.2 | 14.5 | 20.7 | 16.8 | 11.5 | 16.7 | 21.4 | 13.5 | 17.4 | 14.9 | 13 | 19.8 | 16 | 13.4 | 18.5 | 16 | 15.4 | 22.9 | 19.3 | 17.5 | 25.5 | 24.5 | 19.7 | 24.3 | 17.9 | 22.3 | 15.1 | 14.9 | 22.5 | 22.1 | 20.6 | 21.5 | 15.3 | 16 | 26.1 | 8.2 | 10.2 | 21.9 | 25.4 | 24 | 17 | 19.9 | 22.3 | 25.6 | 0
1177 | 21.8 | 8.7 | 23 | 19.1 | 20.6 | 14.7 | 23.7 | 16.4 | 22.8 | 17.3 | 19.3 | 19.1 | 9.1 | 25.9 | 25 | 14 | 12.9 | 20.2 | 15.8 | 12 | 15.9 | 20.6 | 11.6 | 16.5 | 14.4 | 13.1 | 14.4 | 17.2 | 12.9 | 18.3 | 15.2 | 15.4 | 22.4 | 18.7 | 17.1 | 24.6 | 24.8 | 19.5 | 24.3 | 17.3 | 21.8 | 14 | 16.3 | 21.8 | 21.6 | 20.8 | 23 | 13.9 | 16 | 25.5 | 8.2 | 10 | 22.1 | 25.4 | 23.4 | 15.1 | 19.9 | 21.5 | 25.3 | 0
1178 | 21.8 | 8.1 | 22.4 | 16.6 | 20 | 14.3 | 23.2 | 15.7 | 22.5 | 16.8 | 18 | 18.4 | 8.6 | 25.4 | 24.5 | 13.6 | 11.2 | 19.7 | 14.6 | 12.6 | 15.5 | 19.7 | 10 | 14.8 | 13.9 | 13.1 | 14.3 | 18 | 11.6 | 17.4 | 14.8 | 14.7 | 22.4 | 17.8 | 17.4 | 24 | 24.6 | 18.2 | 24.2 | 16.3 | 21.5 | 12.6 | 18 | 21.2 | 21 | 20.4 | 24 | 12.2 | 16 | 24.8 | 6.4 | 9.8 | 21.4 | 25 | 22.7 | 13.4 | 19.4 | 21.2 | 25 | 0
1179 | 20.9 | 7.1 | 22.3 | 14.9 | 19.7 | 13.6 | 22.8 | 14.7 | 22.2 | 16.3 | 17.8 | 18.3 | 9.1 | 25 | 24 | 13.7 | 9.2 | 19.7 | 13.9 | 12 | 15.1 | 19.4 | 8.2 | 14.1 | 13.8 | 12.8 | 14.4 | 16.9 | 10.5 | 16 | 14.5 | 14.4 | 21.9 | 17.4 | 16.5 | 24.5 | 24.5 | 17 | 23.5 | 16.3 | 20.8 | 11.8 | 18.8 | 20.7 | 20.5 | 19.5 | 24.5 | 10.7 | 15.6 | 24.1 | 5.8 | 9.3 | 21.2 | 24.7 | 22.2 | 12 | 18.9 | 20.8 | 24.4 | 0
1180 | 20.9 | 7.1 | 20.3 | 14 | 19.7 | 13 | 22.7 | 13.3 | 22.1 | 16.4 | 16.7 | 17.8 | 9.1 | 24.8 | 23.4 | 13.5 | 8.5 | 19.7 | 13.5 | 11.3 | 13.9 | 19.1 | 7.7 | 13.2 | 13.1 | 12.7 | 14.6 | 15.4 | 9.3 | 14.3 | 14.6 | 14.4 | 22.4 | 16.7 | 16.4 | 24 | 24 | 17 | 23.5 | 16.1 | 20.5 | 11.4 | 19.1 | 20.3 | 20.1 | 18.3 | 24.1 | 9.8 | 15.4 | 23.9 | 4.1 | 9.4 | 20.2 | 24.4 | 22.2 | 11.6 | 18.6 | 20.6 | 23.8 | 0
1181 | 21.3 | 7 | 19 | 16.4 | 18.7 | 11.9 | 22.4 | 11.9 | 22.3 | 16 | 16 | 17.2 | 5.8 | 24.8 | 22.6 | 13 | 13.2 | 19.7 | 17 | 10.2 | 12.7 | 18.4 | 9.2 | 15 | 12.6 | 12.6 | 14.6 | 9.6 | 9 | 14.6 | 14 | 14.8 | 21.9 | 16 | 15.9 | 23.4 | 23 | 17.2 | 23.3 | 16.3 | 20.3 | 11.6 | 8.3 | 20 | 19.6 | 18 | 16 | 11.2 | 11 | 23.1 | 5.4 | 8.4 | 19.6 | 24.4 | 22.4 | 14 | 18.4 | 20.1 | 21.4 | 0
1182 | 20.3 | 6.1 | 21.9 | 16.1 | 18.2 | 11.8 | 22.2 | 11.9 | 22.1 | 15.1 | 15.3 | 16.9 | 5.2 | 24.8 | 21.8 | 11.8 | 14.7 | 19.2 | 17.3 | 10.9 | 11.9 | 18.1 | 10.7 | 15.8 | 12.4 | 12.3 | 14.4 | 9.7 | 11.1 | 15.2 | 14.8 | 13.7 | 21.4 | 15.7 | 15.4 | 23.3 | 22.9 | 16.1 | 22.6 | 15.6 | 19.7 | 12 | 9.7 | 19.8 | 19.3 | 18.4 | 16.9 | 12.8 | 11.2 | 22.1 | 6.1 | 9.4 | 19.2 | 24.4 | 22.4 | 14.7 | 18.3 | 19.8 | 21.6 | 0
1183 | 19.3 | 6.1 | 18.5 | 17.5 | 18.7 | 11.5 | 22.1 | 13 | 22.1 | 14.3 | 15.9 | 18.4 | 6.4 | 24.8 | 21.6 | 11.5 | 16.6 | 18.7 | 17.9 | 11.8 | 11.4 | 17.6 | 12.1 | 18.1 | 12.5 | 11.8 | 14.3 | 10.7 | 14.9 | 16.6 | 15.5 | 13.7 | 21 | 16.1 | 15.3 | 23.4 | 23.9 | 15.1 | 22.5 | 15.7 | 19.3 | 13.9 | 11.9 | 19.5 | 20.2 | 19.8 | 19.2 | 15.2 | 12.4 | 21.6 | 8.7 | 10.8 | 19.9 | 24.4 | 22.2 | 15.9 | 18.1 | 19.7 | 22.5 | 0
1184 | 19 | 7 | 19 | 19.4 | 19.1 | 14.2 | 22.2 | 14.9 | 22.4 | 15 | 17 | 20.2 | 8.6 | 26 | 21.8 | 11 | 18.8 | 19.3 | 18.8 | 13 | 11 | 19.7 | 15 | 20.4 | 12.5 | 11.3 | 14.4 | 13.4 | 19 | 18.4 | 16.4 | 16.4 | 21.5 | 17 | 16.3 | 23.3 | 25 | 17.2 | 23.5 | 15.3 | 19.8 | 16.6 | 14.4 | 19.4 | 20.6 | 21 | 22 | 18 | 14.2 | 24.5 | 11.4 | 12.6 | 21 | 24.9 | 23.2 | 18 | 18.6 | 19.6 | 24.4 | 0
1185 | 21.4 | 9.7 | 25.3 | 23.2 | 21.1 | 18 | 24 | 17.2 | 23.1 | 20.6 | 19.6 | 23.5 | 12.4 | 27.7 | 22.6 | 15.5 | 20.6 | 21.8 | 19.8 | 14.4 | 11.4 | 24.3 | 16.9 | 23.6 | 18 | 10.9 | 12.8 | 15.4 | 23.1 | 20.7 | 16.5 | 23.3 | 27.2 | 18.7 | 19.2 | 27.6 | 27.3 | 21.5 | 26.1 | 15.2 | 22.9 | 20.2 | 17.2 | 21 | 23.8 | 23.3 | 25 | 20.4 | 16.5 | 24.9 | 16.2 | 14.1 | 23.3 | 26.8 | 27.1 | 20.3 | 22.3 | 20.9 | 26.2 | 0
1186 | 24 | 12.7 | 27.5 | 26.7 | 22.9 | 21.3 | 25.8 | 19.3 | 24.9 | 23.6 | 22.2 | 26 | 16 | 29.4 | 24 | 19.2 | 22.3 | 24.3 | 21.1 | 16.3 | 15.2 | 26.8 | 19.6 | 25.9 | 20.8 | 12.7 | 13.8 | 17.9 | 26.1 | 22.7 | 16.8 | 26.9 | 29.8 | 20.7 | 21.6 | 31.2 | 29.1 | 25.2 | 27.9 | 17.8 | 24.9 | 23.4 | 19.9 | 22.9 | 25.3 | 25.1 | 27.4 | 22.3 | 18.6 | 27.3 | 20.5 | 15.3 | 25.5 | 29.1 | 29.1 | 22.8 | 24.5 | 23.7 | 28.4 | 0
1187 | 26.6 | 15.8 | 29 | 30.4 | 25.4 | 23.7 | 27.1 | 21.3 | 27.2 | 25.6 | 25 | 28.2 | 19.4 | 31 | 25.7 | 22.2 | 23.6 | 26.6 | 22.4 | 18.4 | 17.7 | 29.7 | 21.4 | 28 | 21.8 | 14.8 | 14.8 | 19 | 28.2 | 24.4 | 16.8 | 29.3 | 30.8 | 22.8 | 24.3 | 32.4 | 31 | 27.1 | 29.8 | 20.2 | 27.4 | 26.2 | 22.6 | 24.2 | 27.1 | 27.4 | 29.2 | 23.6 | 20.4 | 29.9 | 25 | 16 | 27.8 | 30.4 | 30 | 24.8 | 26.3 | 25.4 | 29.8 | 0
1188 | 27.9 | 19.1 | 30.4 | 32.2 | 27.1 | 25.4 | 27.6 | 23 | 29.7 | 27.1 | 26.5 | 28.4 | 21.2 | 31.4 | 27.5 | 23.2 | 24.8 | 26.8 | 23.8 | 20.5 | 19 | 31.7 | 24.1 | 28.6 | 23 | 16.1 | 15.9 | 20.6 | 29.2 | 25.3 | 17.5 | 29.8 | 31.3 | 24.3 | 26.5 | 33.8 | 31.6 | 28.2 | 31.3 | 21.4 | 29 | 27.7 | 24.8 | 25.7 | 27.8 | 28.6 | 30.4 | 24.8 | 21.5 | 31.4 | 27.1 | 16.5 | 28.9 | 31.4 | 31.6 | 26.4 | 27.5 | 26.2 | 31.1 | 0
1189 | 28.9 | 20.6 | 31.1 | 33.8 | 28.1 | 26.5 | 29.4 | 24.4 | 31.6 | 28.4 | 27.8 | 28.3 | 22.5 | 31.9 | 28.9 | 25.2 | 25.3 | 27 | 24.8 | 22 | 19.6 | 32.8 | 25.2 | 29.5 | 24.1 | 17.4 | 16.7 | 21.1 | 30.1 | 25.9 | 18 | 30 | 32.3 | 25.4 | 27.7 | 35 | 31.9 | 28.9 | 31.6 | 22.7 | 30.4 | 28.7 | 26.8 | 26.7 | 29.1 | 29.8 | 31.3 | 26 | 22 | 32.4 | 28.6 | 16.6 | 29.5 | 31.7 | 33.2 | 26.7 | 27.9 | 26.2 | 31.2 | 0
1190 | 29.9 | 21.6 | 31.4 | 34 | 28.2 | 28.5 | 30.1 | 25.4 | 33 | 29.2 | 28 | 27.3 | 22.8 | 32 | 30 | 25.7 | 25.4 | 27 | 25.4 | 22.8 | 20.2 | 33.3 | 26.2 | 29.6 | 24.5 | 18.8 | 17.4 | 22 | 30.6 | 25.8 | 18.8 | 30.4 | 32.8 | 25.8 | 28.6 | 34.9 | 31.4 | 29.2 | 31.6 | 22.7 | 29.7 | 28.8 | 28 | 27.9 | 29.4 | 30 | 32 | 27 | 22 | 33 | 28 | 16.6 | 29.2 | 31.3 | 34.1 | 26.2 | 28.5 | 26.7 | 31 | 0
1191 | 30.4 | 21.6 | 32.5 | 34.8 | 29.2 | 29.1 | 30.5 | 26 | 33.5 | 29.8 | 28.5 | 27.3 | 23.3 | 31.7 | 30.6 | 25.7 | 24.5 | 27 | 25.2 | 22.6 | 20.4 | 32.5 | 25 | 30.5 | 24 | 19.5 | 18 | 21.7 | 31.2 | 25.7 | 18.8 | 31.1 | 33.3 | 25.9 | 28.7 | 34.6 | 31.3 | 29.7 | 31.8 | 23.2 | 29.7 | 28.7 | 28.6 | 29 | 29.4 | 30.3 | 32.4 | 27.4 | 21.8 | 33.7 | 27.8 | 16.1 | 29.1 | 31.2 | 34.1 | 24.6 | 28.5 | 26.7 | 29.8 | 0
1192 | 30.8 | 21.1 | 32.5 | 34.6 | 28.8 | 30.3 | 30.7 | 26.2 | 32.9 | 29.8 | 28.2 | 26.6 | 22.8 | 31.7 | 30.8 | 24.7 | 22.9 | 26.6 | 24.3 | 21.7 | 20.1 | 32.7 | 24 | 30.3 | 23.9 | 20.4 | 18.2 | 21.7 | 30.9 | 25.1 | 18.7 | 30.4 | 33.6 | 25.5 | 28.7 | 33.9 | 30.6 | 29.4 | 31.8 | 23.2 | 28.7 | 27.9 | 28.1 | 29 | 29.1 | 29.4 | 32 | 27.1 | 21.1 | 33.6 | 26.2 | 15.3 | 28.3 | 30.7 | 34.5 | 22.8 | 28 | 26.5 | 28.8 | 0
1193 | 30.8 | 20.1 | 31.8 | 34.4 | 28.2 | 29.3 | 30.3 | 26 | 31.5 | 29.5 | 28.2 | 26.4 | 22 | 29.7 | 30.7 | 24.2 | 20.8 | 25.6 | 22.9 | 20.4 | 19.1 | 33.1 | 22 | 30 | 24 | 20.4 | 18.4 | 20.4 | 29.6 | 24.4 | 17.8 | 29.6 | 33.9 | 25 | 28 | 33 | 30.2 | 28.7 | 31 | 23.8 | 27.4 | 26.6 | 26.8 | 28.5 | 28.8 | 28.4 | 30.6 | 25.8 | 20.2 | 33.5 | 25.2 | 13.8 | 27.8 | 30.2 | 33.7 | 21 | 27.5 | 25.7 | 27.6 | 0
1194 | 30.1 | 18.7 | 31 | 32.5 | 28.1 | 28 | 29.1 | 25.3 | 29.8 | 28.6 | 27.3 | 24.8 | 19.7 | 28.5 | 30.2 | 21.7 | 18.9 | 23.8 | 21.3 | 19.3 | 17.9 | 31 | 21.3 | 28 | 22.7 | 20 | 18.1 | 19.5 | 26.8 | 23.2 | 17.1 | 26.6 | 33.5 | 24.2 | 26.3 | 31.7 | 28.8 | 27.1 | 29.2 | 22.7 | 26.2 | 24.3 | 24.7 | 27 | 27.8 | 26.3 | 28 | 23.9 | 18.9 | 32.2 | 22.8 | 12.1 | 26.6 | 29.3 | 32.2 | 20 | 27 | 24.8 | 27.2 | 0
1195 | 27.3 | 17.4 | 27.2 | 30.8 | 24.5 | 24.5 | 27.3 | 24 | 28.3 | 26.9 | 26.7 | 23.5 | 17.1 | 27.7 | 29.3 | 19.1 | 17.3 | 22.6 | 19.8 | 18.4 | 16.4 | 29.3 | 19.8 | 26 | 20 | 18 | 16.5 | 17.2 | 23.5 | 22.2 | 16.2 | 23.7 | 31.3 | 23.4 | 23.6 | 30.1 | 27.8 | 24 | 27.5 | 20.2 | 25.4 | 21.9 | 22.7 | 25.4 | 26.3 | 24.8 | 25.1 | 21.6 | 17.4 | 30.4 | 21.3 | 10.2 | 25.6 | 28.4 | 30.4 | 19.2 | 25.5 | 24.2 | 26.7 | 0
1196 | 26.4 | 15.8 | 24.8 | 28 | 23.6 | 21.3 | 26.3 | 22.2 | 27.4 | 22.1 | 25.6 | 21.6 | 14 | 27.3 | 28.1 | 16.7 | 16.6 | 21.2 | 18.8 | 17.8 | 16 | 27.8 | 18.9 | 23.4 | 18.3 | 17 | 14.3 | 15.4 | 20.2 | 21 | 15.8 | 22.1 | 29.7 | 22.4 | 22.4 | 28.7 | 26.4 | 23.3 | 26.9 | 18.1 | 25 | 19.4 | 20.6 | 24 | 25.5 | 23.4 | 22.2 | 19.8 | 16 | 28.7 | 19 | 8.8 | 24.4 | 27.9 | 28.6 | 19 | 24 | 24.1 | 26.8 | 0
1197 | 25.4 | 14.6 | 24.7 | 26.3 | 22.4 | 20.1 | 25.8 | 20.6 | 26.3 | 20 | 25.3 | 21.1 | 12 | 26.8 | 26.8 | 15.7 | 16.3 | 20.8 | 18.1 | 17.1 | 15.2 | 24.8 | 16.5 | 22.1 | 17 | 15.8 | 12.6 | 13 | 18 | 20.3 | 15.3 | 20.8 | 28.4 | 21.5 | 21 | 26.6 | 25.9 | 20.9 | 26.2 | 16.4 | 24.4 | 17.8 | 19 | 22.6 | 25.2 | 23.4 | 20.3 | 18.5 | 15 | 28 | 17.9 | 7.8 | 23.9 | 27.8 | 27.1 | 18.6 | 22.7 | 23.7 | 26.5 | 0
1198 | 23.8 | 12.7 | 23.1 | 24.2 | 21.5 | 19.5 | 24.7 | 19 | 25.5 | 18.9 | 24.5 | 20.4 | 10.6 | 26.7 | 25.8 | 15 | 16.5 | 20.4 | 18 | 16.2 | 14.3 | 24.5 | 15 | 20.7 | 16.7 | 15.3 | 11.8 | 12.2 | 16.5 | 19.5 | 15.3 | 20.9 | 27.4 | 20.6 | 21 | 25.7 | 25.2 | 20.1 | 26 | 15.4 | 23.7 | 16.6 | 17.5 | 21.7 | 24.4 | 23.1 | 19.5 | 18 | 14.4 | 26.9 | 15.8 | 7.7 | 23.2 | 27.7 | 26.1 | 18.4 | 22 | 23.2 | 26.5 | 0
1199 | 24.4 | 12.5 | 21.7 | 23 | 20.8 | 18 | 24.7 | 17.4 | 25 | 18.3 | 24 | 20.8 | 10.4 | 26.4 | 25.1 | 14.2 | 16.4 | 20.4 | 18 | 14.8 | 13.8 | 21.8 | 12.8 | 20.2 | 16 | 14.4 | 11.4 | 12 | 15.8 | 19 | 15.2 | 20 | 26.9 | 19.8 | 20.3 | 25 | 25.2 | 19.9 | 25.8 | 14.4 | 23 | 16.2 | 15.9 | 21 | 23.8 | 23.2 | 19.6 | 17.6 | 14.2 | 26.6 | 14 | 8 | 23 | 27.3 | 25.1 | 17.8 | 21.3 | 22.2 | 26.2 | 0
1200 | 23.9 | 13 | 22.3 | 21 | 20.1 | 17.1 | 24.1 | 16.2 | 24.5 | 16.6 | 22.6 | 20.3 | 10.1 | 25.8 | 24.4 | 13.4 | 16 | 19.8 | 18.1 | 13.3 | 13 | 22 | 12.4 | 18.7 | 15.5 | 14.7 | 10.5 | 13.6 | 14.6 | 18.1 | 15.4 | 19.4 | 26.6 | 18.9 | 19.6 | 25.3 | 24.5 | 19 | 25.1 | 14.2 | 22 | 15.6 | 13.8 | 20.4 | 23.4 | 21.9 | 19.7 | 17 | 14.1 | 26.5 | 10.6 | 8.7 | 22.3 | 26.7 | 24.5 | 17.4 | 20.5 | 21.6 | 26.2 | 0
1201 | 23.4 | 11.4 | 20.3 | 19.8 | 19.6 | 16.4 | 23.5 | 15.5 | 24.2 | 16.5 | 21.3 | 20.2 | 10.1 | 25.2 | 23.7 | 13.8 | 15.1 | 19.6 | 18 | 11.7 | 12.7 | 21.8 | 11.4 | 17.6 | 15.2 | 14.5 | 11.8 | 14.4 | 13.2 | 17.2 | 15.1 | 19.5 | 26.4 | 18.3 | 18.9 | 24.5 | 24.2 | 17.6 | 25 | 13.8 | 21.7 | 15.1 | 11.7 | 19.9 | 23.2 | 20.7 | 19.6 | 15.7 | 13.8 | 26.2 | 8.2 | 9 | 21.9 | 26.5 | 23.5 | 16.7 | 20 | 20.8 | 25.7 | 0
1202 | 22.3 | 11.5 | 20 | 18 | 19.1 | 15.8 | 22.9 | 14.8 | 24 | 15.8 | 19.4 | 19 | 9.2 | 25.1 | 23 | 13.2 | 14 | 18.6 | 17.8 | 10.6 | 12.2 | 21.3 | 11.4 | 15.8 | 15.2 | 14.3 | 11.2 | 15 | 11 | 16 | 14.8 | 19.5 | 26.2 | 17.6 | 18.3 | 23.4 | 23.4 | 17.6 | 24.7 | 13.4 | 21 | 14 | 9.6 | 19.3 | 22.4 | 18.8 | 18.6 | 14 | 13.2 | 25.5 | 5.4 | 9 | 21 | 26.5 | 22.9 | 16 | 19.7 | 20.3 | 25 | 0
1203 | 21.2 | 11.5 | 19.1 | 17.4 | 18.6 | 14.9 | 22.3 | 13.7 | 23.9 | 15.6 | 18.2 | 18.5 | 8.3 | 24.5 | 22.3 | 12.2 | 13 | 17.8 | 17.4 | 9.9 | 12.2 | 20.7 | 10.1 | 15 | 15 | 14.2 | 10.5 | 13.3 | 9.3 | 15.2 | 14.1 | 20.2 | 26.2 | 17.1 | 18 | 24.6 | 23.3 | 17.3 | 24.1 | 13.6 | 20.1 | 13 | 8.2 | 18.7 | 21.5 | 18.1 | 17.3 | 12.1 | 12.4 | 24.9 | 4.8 | 8.6 | 20.6 | 26.4 | 22.6 | 15 | 19.2 | 19.9 | 23.6 | 0
1204 | 20.4 | 11.6 | 18.5 | 16.4 | 17.9 | 14.9 | 22 | 12.2 | 24 | 15.1 | 16.7 | 17.3 | 6.7 | 24.4 | 21.7 | 12.6 | 12.7 | 17.2 | 17.1 | 9.9 | 12 | 19.7 | 9.8 | 14.3 | 14.5 | 13.9 | 10.6 | 11.7 | 8.2 | 14.5 | 14 | 21 | 25 | 16.4 | 17.5 | 24.8 | 22.8 | 17.2 | 23.8 | 13.4 | 19.7 | 11.9 | 7.7 | 18.5 | 21.3 | 17.4 | 16.2 | 11.1 | 11.5 | 24.2 | 4.2 | 8.3 | 19.8 | 26.1 | 22.2 | 14.4 | 19.1 | 19.4 | 22.4 | 0
1205 | 19.5 | 11.5 | 18.8 | 18.6 | 17.9 | 14.6 | 21.9 | 10.7 | 24.4 | 14.9 | 20 | 17.6 | 8 | 24 | 21.2 | 12.2 | 14.6 | 16.8 | 13.8 | 7.2 | 11.5 | 19 | 9.4 | 16.6 | 14.3 | 13.7 | 10.6 | 9.4 | 11.6 | 17 | 13.8 | 21.5 | 23.6 | 17.4 | 17.3 | 24.5 | 22.4 | 16.9 | 23.3 | 13 | 19.1 | 13.2 | 8 | 17.7 | 20.8 | 19 | 19.6 | 16.6 | 8.2 | 23.4 | 9.2 | 5.4 | 20.2 | 25.9 | 22 | 15.8 | 19.1 | 19.2 | 22.6 | 0
1206 | 19.1 | 10.6 | 19 | 18.8 | 17.6 | 13.7 | 21.3 | 10.1 | 24.8 | 14.8 | 18.8 | 17.4 | 7.5 | 23.7 | 20.7 | 12.2 | 15.2 | 16.4 | 14.5 | 8.7 | 11 | 18.1 | 11.6 | 19.6 | 13.5 | 13.6 | 10.4 | 9.5 | 12.6 | 16 | 14.1 | 21.6 | 22.5 | 17.3 | 16.5 | 22.9 | 22.2 | 16.9 | 22.6 | 12.8 | 19 | 13.3 | 9.2 | 17 | 20.4 | 19.4 | 19.5 | 18.2 | 8.8 | 22.8 | 10.8 | 7.3 | 19.7 | 25.6 | 22.1 | 16.2 | 19.1 | 18.9 | 23.2 | 0
1207 | 17.9 | 10.6 | 17.8 | 20.3 | 16.9 | 13.5 | 21.3 | 10.6 | 24.8 | 13.6 | 18.6 | 18.4 | 9 | 23.7 | 20.9 | 11.6 | 16 | 15.6 | 16.1 | 11.6 | 11.2 | 17.7 | 13.5 | 20.7 | 13 | 13.4 | 10.3 | 10.9 | 15.5 | 16.3 | 14.9 | 21.5 | 22.3 | 18.3 | 16 | 23.2 | 23.2 | 16.8 | 22.5 | 12.7 | 18.8 | 15 | 11.6 | 16.7 | 20.3 | 20.7 | 20.9 | 19.8 | 10.2 | 22.3 | 13.1 | 9.7 | 19.9 | 25.4 | 22.7 | 17.5 | 19.1 | 18.5 | 24.1 | 0
1208 | 17.8 | 11 | 19.2 | 22.2 | 16.6 | 15.6 | 21.6 | 12.2 | 25 | 15.1 | 18.8 | 20.2 | 12 | 25.6 | 21.6 | 12.1 | 17.2 | 15.9 | 18.6 | 14.6 | 11 | 20.3 | 16.4 | 22.2 | 14.5 | 13.1 | 10.3 | 12.8 | 18.6 | 17 | 16.4 | 21.7 | 22.7 | 19.2 | 17.2 | 23.4 | 25 | 19.1 | 22.8 | 12.7 | 18.7 | 17 | 14.4 | 17 | 20.4 | 22.3 | 22 | 21.8 | 12.6 | 23.3 | 16.4 | 12.4 | 20.6 | 25.8 | 23.7 | 19.2 | 19.1 | 17.9 | 25.8 | 0
1209 | 20.5 | 13.3 | 22 | 25 | 19.8 | 21.9 | 24 | 14.5 | 25.6 | 21.3 | 20.8 | 23.1 | 16.3 | 27.7 | 22.6 | 16.1 | 18.8 | 19.1 | 21 | 17.7 | 12.9 | 24.3 | 18 | 19.9 | 17.6 | 12.9 | 13.6 | 15.9 | 23.1 | 19.6 | 18.5 | 22.9 | 25 | 21.6 | 18.9 | 26.2 | 27.7 | 24.1 | 25.2 | 15.1 | 21.8 | 20.5 | 17.8 | 18.9 | 24 | 24.5 | 24.6 | 23 | 14.8 | 25.4 | 19 | 14.1 | 22.1 | 27.3 | 26.2 | 21.7 | 23.2 | 18.6 | 27.2 | 0
1210 | 23 | 15.8 | 24.5 | 27.4 | 22.3 | 24.9 | 24.9 | 17 | 27.4 | 24.1 | 22.9 | 26 | 20.3 | 29.5 | 24 | 16.6 | 20.9 | 22.5 | 23.3 | 19.9 | 15.8 | 27.8 | 20.6 | 19.3 | 19.1 | 15.3 | 15.2 | 18.6 | 26.5 | 22.1 | 21.1 | 24.4 | 26.3 | 23.6 | 21.4 | 28.9 | 30.1 | 26.5 | 27 | 18.2 | 23.7 | 23.5 | 20.9 | 21.6 | 25.9 | 26.4 | 26.1 | 24.4 | 17.3 | 27.6 | 21.8 | 15.1 | 23.6 | 28.8 | 28.6 | 24.1 | 24.3 | 20.9 | 28.7 | 0
1211 | 24 | 20.1 | 26.2 | 29.8 | 24.8 | 27 | 26.3 | 19.3 | 29.3 | 26.8 | 25.8 | 28.6 | 23.6 | 31 | 25.5 | 18.4 | 23 | 23.3 | 24.8 | 21.6 | 17.7 | 29.6 | 22.4 | 18.6 | 20.6 | 16 | 18.8 | 21.4 | 29.8 | 25.2 | 23.4 | 26.1 | 28.2 | 26 | 24.2 | 32.3 | 32.2 | 27.8 | 29 | 20.7 | 27.8 | 26.6 | 24 | 23.3 | 27.5 | 28.4 | 28 | 25.3 | 19 | 29.3 | 23.4 | 15 | 25.2 | 30.8 | 30.2 | 26.4 | 26.6 | 23.2 | 29.6 | 0
1212 | 26.3 | 20.8 | 27.3 | 31.3 | 25.8 | 30.1 | 28.3 | 21.1 | 31 | 29 | 27.5 | 29.9 | 25.3 | 32.2 | 27 | 20.3 | 24.9 | 25.8 | 25.9 | 22.5 | 20.1 | 31.8 | 25.3 | 22.7 | 21.9 | 19.5 | 21 | 22.9 | 31 | 26.9 | 25.1 | 26.9 | 30.4 | 27.1 | 27.1 | 33.2 | 33 | 28.8 | 30.5 | 21.6 | 29.1 | 28 | 26.2 | 24.5 | 28.4 | 29.7 | 28.3 | 26.7 | 20.7 | 32.2 | 25.1 | 14.9 | 26.3 | 31.8 | 31.1 | 27.7 | 27.7 | 25.2 | 30.4 | 0
1213 | 27.3 | 22.6 | 29.6 | 32.7 | 26.8 | 31.6 | 29 | 22.4 | 31.6 | 30 | 29.1 | 30.3 | 26.3 | 32.5 | 28.3 | 21.4 | 25.9 | 26.3 | 26.2 | 23.6 | 21.3 | 32.8 | 26.8 | 26.8 | 22.8 | 21 | 22.3 | 24.2 | 32 | 28.6 | 25.6 | 28.6 | 31.3 | 28.3 | 27.7 | 32.9 | 33.1 | 29.2 | 30.8 | 22.6 | 28.4 | 29.4 | 28 | 25.9 | 28.9 | 30.9 | 29.2 | 27.7 | 21.4 | 32.2 | 25.5 | 14.6 | 27.2 | 31.8 | 32.2 | 28.2 | 27.9 | 25.2 | 30.5 | 0
1214 | 28.3 | 22.5 | 30.7 | 33.4 | 28.3 | 32.9 | 30.1 | 23.4 | 31.6 | 31 | 29.4 | 29.6 | 26.4 | 32.7 | 29.4 | 21.1 | 25.8 | 26.6 | 26.2 | 24.4 | 22 | 33.8 | 28 | 32.4 | 24.3 | 21.5 | 23.1 | 24.6 | 31.8 | 29 | 25 | 29.8 | 32.1 | 28.4 | 27.4 | 32.7 | 32.4 | 30 | 31 | 23.2 | 30 | 29.4 | 28.8 | 26.9 | 29.2 | 31.4 | 29.6 | 28.8 | 22 | 33 | 25.6 | 14.8 | 27.6 | 31.8 | 32.9 | 27.6 | 28.7 | 25.4 | 30.4 | 0
1215 | 28.7 | 22.5 | 31.8 | 34.1 | 28.1 | 33.5 | 31 | 24.1 | 31.1 | 31.3 | 30 | 28.8 | 26.7 | 32.1 | 30.1 | 23 | 24.6 | 26.6 | 25.5 | 25.3 | 22.2 | 34.3 | 26.6 | 33.5 | 25 | 22 | 23.5 | 25.2 | 32.1 | 29.9 | 23.6 | 28.4 | 31.8 | 29.1 | 27.5 | 32.2 | 31.8 | 30.7 | 31.4 | 23.3 | 30.5 | 29.7 | 29 | 28 | 30.1 | 31.7 | 31.2 | 28.8 | 21.5 | 33.1 | 24.3 | 14.6 | 27.9 | 31.3 | 33.7 | 26.6 | 28.7 | 25.7 | 29.5 | 0
1216 | 28.5 | 22.5 | 31.5 | 33.9 | 27.8 | 33.2 | 31.1 | 24.4 | 30.2 | 31.4 | 29.6 | 27.4 | 26.6 | 31.2 | 30.5 | 21.2 | 22.9 | 26.6 | 24.5 | 25.2 | 22.3 | 34.3 | 25.3 | 33.5 | 25.1 | 22.2 | 23.7 | 24.7 | 31.2 | 29.5 | 21.9 | 25.8 | 31.9 | 28.8 | 27.5 | 31.9 | 30.9 | 30.6 | 31.1 | 23.2 | 30 | 28.7 | 28.1 | 28.6 | 29.8 | 31.2 | 31.6 | 28.4 | 21.1 | 33.6 | 22.8 | 14.3 | 27.6 | 30.8 | 33.6 | 24.9 | 28.6 | 25.3 | 28.7 | 0
1217 | 28.5 | 22.1 | 31.4 | 33 | 26.9 | 31 | 30.5 | 24.3 | 29.2 | 30.6 | 29.4 | 26.2 | 26.4 | 30.3 | 30.5 | 20.1 | 21.2 | 25.1 | 23 | 24.2 | 21.9 | 34.2 | 22.8 | 29.6 | 24.2 | 22 | 23.3 | 24 | 30.2 | 29 | 20.4 | 25.2 | 31.5 | 28.6 | 27.5 | 30.6 | 30.2 | 30.3 | 30.1 | 22.4 | 29.4 | 27.4 | 26.6 | 28.4 | 29.1 | 30.4 | 31.6 | 27 | 20 | 33.2 | 20.6 | 13 | 27 | 29.9 | 33.1 | 23.4 | 28.1 | 24.5 | 27.6 | 0
1218 | 27 | 20.7 | 30.6 | 30.8 | 25.4 | 28.9 | 29.6 | 23.5 | 28.3 | 29.4 | 28.2 | 24.6 | 25.1 | 28.6 | 30.1 | 19.3 | 20.1 | 22.6 | 21.5 | 21.7 | 20.7 | 32.6 | 22 | 27.2 | 23.5 | 21.2 | 21.8 | 21.9 | 27.5 | 26.8 | 19.4 | 24.6 | 30.8 | 27 | 24.3 | 29.5 | 29.1 | 28.2 | 29 | 21.7 | 29.2 | 24.4 | 24.4 | 28.3 | 28 | 28.8 | 29 | 25.7 | 19.2 | 31.7 | 19.1 | 11.4 | 25.6 | 28.8 | 32.1 | 21.8 | 27.1 | 24.2 | 27.1 | 0
1219 | 25.7 | 17.2 | 28.2 | 28.4 | 24.1 | 25.8 | 27.6 | 22.1 | 27.8 | 27.3 | 27.5 | 23.3 | 23.4 | 27.6 | 29 | 17 | 19.6 | 21.1 | 19.8 | 19.1 | 19.5 | 30.6 | 20.7 | 23.7 | 21.3 | 19.9 | 19.2 | 19.8 | 25.1 | 24.7 | 18.9 | 23.8 | 29.8 | 25.7 | 22.9 | 27.6 | 28.1 | 25.8 | 28.3 | 19.7 | 26.4 | 21.9 | 22.4 | 27.1 | 26.9 | 27.4 | 26 | 23.8 | 17.8 | 29.7 | 17.2 | 9.2 | 24.2 | 28 | 30.6 | 20.8 | 25.6 | 23.9 | 26.4 | 0
1220 | 25 | 13.4 | 26.8 | 25.8 | 23.1 | 23.6 | 26.8 | 20.4 | 27.4 | 24 | 26.4 | 22 | 21 | 27.1 | 27.7 | 15.7 | 19.6 | 19 | 18.4 | 16.4 | 18.7 | 28.8 | 20.6 | 23.2 | 19.4 | 18 | 17.4 | 17.2 | 22.2 | 22 | 18.6 | 23.1 | 28.5 | 23.8 | 21.6 | 26.4 | 26.8 | 24.3 | 28 | 17.8 | 25.5 | 19 | 20.4 | 24.8 | 26.3 | 26 | 22 | 22.4 | 16.6 | 27.2 | 16.2 | 7.4 | 22.7 | 27.8 | 28.1 | 20 | 24.6 | 23.7 | 26.2 | 0
1221 | 24.4 | 12.2 | 25.4 | 24.2 | 21.9 | 21.9 | 26.1 | 19 | 26.9 | 19.8 | 26.3 | 21.4 | 19 | 26.6 | 26.2 | 14.7 | 19.6 | 17.7 | 17.2 | 15 | 17.6 | 27.5 | 19 | 21.6 | 17.9 | 17 | 16.4 | 15.7 | 20.8 | 20.6 | 18.2 | 22.8 | 27.9 | 22.9 | 20.6 | 25.1 | 25.9 | 24.2 | 27.5 | 17.5 | 24.7 | 17.9 | 19.1 | 23 | 25.6 | 25.3 | 19.9 | 20.6 | 14.9 | 25.6 | 14.8 | 6 | 22 | 27.4 | 26.7 | 19.9 | 23.6 | 23.5 | 25.7 | 0
1222 | 23.8 | 10.8 | 24.1 | 23.1 | 20.8 | 19.9 | 25.1 | 17.8 | 26.5 | 17.8 | 25.6 | 20.8 | 17.4 | 26.5 | 25.1 | 14.1 | 19.3 | 16.6 | 16.7 | 14.2 | 16.8 | 26.6 | 17.8 | 22.5 | 17.7 | 16.3 | 17 | 14.3 | 19.3 | 19.2 | 17.5 | 20.8 | 26.5 | 21.6 | 20 | 24.7 | 25.2 | 22.9 | 27.4 | 17.2 | 24.4 | 16.9 | 17.7 | 22 | 25.1 | 24.7 | 18.2 | 19.6 | 13.9 | 24.9 | 14.2 | 5.7 | 21.6 | 27.1 | 25.8 | 19.6 | 22.8 | 22.5 | 25.7 | 0
1223 | 22.5 | 10.1 | 23 | 22.8 | 19.8 | 19.4 | 24.5 | 16.6 | 26 | 20.3 | 25.4 | 20.8 | 16.6 | 26.1 | 24.4 | 13.6 | 18.4 | 16 | 16.6 | 14 | 16.2 | 25.8 | 15.4 | 21.8 | 17.1 | 15.6 | 16.6 | 13.8 | 18.6 | 19 | 16.6 | 19.8 | 25.5 | 21 | 18.8 | 24.5 | 25 | 21.4 | 27 | 16.7 | 24.4 | 17 | 16.4 | 21.3 | 24.5 | 24.4 | 18.4 | 18.4 | 12.8 | 24.2 | 13.4 | 5.8 | 21.8 | 26.4 | 25.1 | 19.4 | 22.1 | 21.8 | 25.4 | 0
1224 | 21.1 | 8.6 | 21.4 | 22.2 | 19 | 19.3 | 23.6 | 15.6 | 25.6 | 18.3 | 24.1 | 20.5 | 15.8 | 25.5 | 23.7 | 13 | 17.2 | 15.5 | 16.9 | 13.1 | 15.4 | 25 | 14.1 | 22.8 | 16.6 | 15 | 17 | 12.8 | 16.8 | 18.3 | 15.7 | 19.5 | 25 | 19.5 | 18 | 24.3 | 24.7 | 20.9 | 26.2 | 16 | 23.8 | 16.2 | 14.4 | 19.8 | 24.1 | 23.5 | 18.2 | 17.9 | 12.6 | 24.3 | 13.3 | 6.4 | 21.9 | 25.7 | 24.4 | 18.6 | 21.7 | 20.9 | 25.5 | 0
1225 | 20.2 | 7.4 | 20.4 | 21.7 | 18.9 | 18.9 | 23.1 | 14.7 | 25.3 | 16.3 | 23.4 | 20.3 | 15.1 | 25 | 23.1 | 12.1 | 16 | 14.7 | 16.8 | 11.8 | 14.9 | 23.9 | 12 | 21.2 | 15.7 | 14 | 16.5 | 12.2 | 15.3 | 18.4 | 14.9 | 19.7 | 24.9 | 18.7 | 17.4 | 23.8 | 24.7 | 18.1 | 25.7 | 16.3 | 23.1 | 15.8 | 12.3 | 19.7 | 23.2 | 22.5 | 18.9 | 17.2 | 11.9 | 25.2 | 12.5 | 6.5 | 22.1 | 25.5 | 23.6 | 17.9 | 21.2 | 20.3 | 25.2 | 0
1226 | 19.3 | 7 | 18.7 | 20.6 | 17.4 | 17.8 | 22.5 | 13.8 | 25.2 | 18.5 | 22 | 19.6 | 13.6 | 24.3 | 22.6 | 12 | 15 | 14.1 | 16.4 | 9.6 | 14.2 | 23.2 | 11 | 20.4 | 14.9 | 13.5 | 15.4 | 11 | 13 | 17.8 | 14.4 | 19.8 | 24.3 | 17.4 | 16.9 | 23.1 | 24.2 | 17.8 | 25.3 | 16.6 | 22.7 | 14.4 | 10 | 18.4 | 22.6 | 21 | 18.6 | 16.8 | 11.4 | 24.6 | 11.8 | 6.2 | 21.8 | 25.3 | 23.1 | 16.8 | 20.6 | 19.7 | 24.8 | 0
1227 | 18.7 | 6.7 | 18.2 | 19.8 | 17.2 | 16.8 | 21.6 | 13.2 | 25.1 | 14.9 | 21.5 | 19 | 11.8 | 24 | 22.1 | 11.9 | 14.4 | 14 | 15.3 | 7.9 | 13.4 | 22.3 | 9.3 | 17.3 | 14.6 | 12.9 | 15.2 | 10.4 | 11.9 | 18 | 14 | 20.4 | 23.9 | 17.3 | 16.2 | 22.4 | 23.7 | 17.6 | 25 | 16.7 | 22.4 | 13.9 | 8.4 | 17.9 | 22.2 | 19.9 | 19.2 | 16.1 | 10 | 23.6 | 10.2 | 5.3 | 21.5 | 25.3 | 23.1 | 16.2 | 19.6 | 19.3 | 23.8 | 0
1228 | 18.2 | 6.1 | 18.5 | 18.7 | 15.9 | 15.6 | 21.5 | 12.7 | 25 | 13.6 | 20.5 | 18.1 | 9.5 | 24 | 21.4 | 11.7 | 14.4 | 13.6 | 14.4 | 6.7 | 13.1 | 20.2 | 9.3 | 17 | 14.4 | 12.5 | 14.6 | 9.4 | 10.9 | 17.2 | 13.9 | 20.7 | 23.3 | 16.9 | 15.9 | 22 | 22.9 | 17.7 | 24.7 | 16.5 | 21.9 | 13 | 7.6 | 17.8 | 21.6 | 19 | 19 | 16.2 | 9 | 23 | 9.5 | 5 | 20.7 | 25 | 23.6 | 15.7 | 19.1 | 18.5 | 23.1 | 0
1229 | 18 | 6.1 | 18.1 | 20 | 15.3 | 15.4 | 21.3 | 12.2 | 25 | 13 | 19.6 | 17.4 | 10.6 | 24.2 | 20.7 | 11.5 | 17.2 | 13.5 | 15.8 | 13 | 12.9 | 20.3 | 12.4 | 17.4 | 15.2 | 12 | 13.9 | 9.8 | 13.6 | 17.4 | 12.8 | 20.5 | 23.5 | 19.8 | 16.3 | 21.6 | 23 | 17 | 24.4 | 16 | 21.2 | 13.6 | 9.4 | 16.9 | 21.6 | 20.2 | 14.6 | 15.4 | 7 | 22.6 | 9.4 | 6.4 | 19 | 24.8 | 23.6 | 16 | 18.3 | 17.9 | 24 | 0
1230 | 17.5 | 4.6 | 17.6 | 19.3 | 15.3 | 14.4 | 20.7 | 11.6 | 25 | 12.7 | 18.8 | 16.9 | 9.9 | 24.4 | 20 | 11.1 | 16.8 | 13 | 16.9 | 13.2 | 12.4 | 20 | 13 | 17.9 | 14.9 | 11.5 | 13.2 | 10.2 | 14.9 | 15.3 | 14.3 | 20.2 | 22.9 | 19.8 | 14.5 | 21 | 22.9 | 17.2 | 24.1 | 15.3 | 20.9 | 14.4 | 9.5 | 16.6 | 22.1 | 20.2 | 15.9 | 15.8 | 8.6 | 21.7 | 8.6 | 7.9 | 18.5 | 24.8 | 23.6 | 17.1 | 17.6 | 16.9 | 24.5 | 0
1231 | 17.5 | 4.7 | 17.7 | 19.9 | 14.3 | 13.5 | 20.6 | 11.4 | 25.1 | 13 | 19.5 | 17.7 | 10.3 | 24.5 | 20.3 | 10.3 | 16.6 | 13.8 | 18 | 14.8 | 12.1 | 20.3 | 14.9 | 19.3 | 14.8 | 11.5 | 12.8 | 12.1 | 17.1 | 14.5 | 16 | 20.3 | 22.3 | 20.7 | 13.9 | 21.1 | 23.9 | 17 | 24 | 15.2 | 20.5 | 16.2 | 11.4 | 16.1 | 22.1 | 21 | 18.4 | 17.3 | 10.8 | 20.7 | 9.1 | 10.3 | 19.3 | 24.7 | 23.6 | 18.8 | 17.1 | 16.7 | 25.3 | 0
1232 | 17.8 | 5.7 | 18.1 | 21 | 15.3 | 15.4 | 21.8 | 12 | 25.5 | 13.5 | 20.4 | 19.2 | 11.6 | 25.2 | 21.2 | 10.2 | 17 | 12.8 | 19.2 | 15.4 | 12 | 22.8 | 17.4 | 21 | 15.4 | 11.5 | 13 | 14.4 | 20.4 | 14.4 | 18.6 | 21.3 | 22.7 | 21.6 | 14.9 | 21.4 | 25.4 | 18.8 | 24.3 | 15.2 | 20.7 | 18.6 | 14 | 17.4 | 22 | 22.7 | 21.4 | 19.4 | 13.8 | 21.3 | 10.6 | 12.8 | 20.6 | 25.2 | 24.8 | 20.8 | 17.6 | 16.3 | 26.6 | 0
1233 | 19.2 | 10 | 20.4 | 23.7 | 19 | 22.3 | 23.9 | 13.3 | 26.3 | 19.3 | 22.8 | 22.6 | 14.7 | 27.5 | 22.4 | 14 | 17.7 | 14.7 | 20.2 | 18.5 | 13.2 | 26 | 20.6 | 23.5 | 18.3 | 12.9 | 15 | 18 | 23.7 | 16.9 | 20.4 | 21.6 | 25.1 | 23.3 | 17.6 | 24.1 | 28 | 22.4 | 25.8 | 14.3 | 23.8 | 21.4 | 17.9 | 21.2 | 22.9 | 24.9 | 24.5 | 21.9 | 15.8 | 25.5 | 13.9 | 15.3 | 23 | 27.1 | 26.2 | 22.6 | 18 | 18.4 | 28 | 0
1234 | 20.7 | 15.2 | 21.4 | 26.2 | 21.7 | 26.5 | 25.5 | 14.9 | 27.9 | 23.1 | 24.6 | 26.1 | 18.3 | 29.3 | 23.8 | 17.8 | 18.9 | 19.7 | 21.3 | 20.6 | 17.3 | 28.2 | 23.2 | 25.7 | 19.6 | 16.2 | 16.5 | 21.2 | 26.9 | 20.1 | 22.7 | 22.9 | 26.6 | 24.7 | 20.1 | 24.8 | 30.2 | 25.5 | 27.6 | 15 | 25.9 | 23.9 | 21.4 | 24.8 | 25.3 | 27.5 | 27 | 23.9 | 17.8 | 28.5 | 17.4 | 16.9 | 25.1 | 30.1 | 26.8 | 24.3 | 18.4 | 21.4 | 29.5 | 0
1235 | 22.2 | 18.7 | 23 | 29 | 23.7 | 27.9 | 27.4 | 16.2 | 29.8 | 26.3 | 26.8 | 29.8 | 22 | 31.3 | 25.3 | 20.1 | 20 | 22.2 | 22.4 | 24 | 20.8 | 31.7 | 25 | 27.8 | 20.8 | 18 | 19.2 | 24.4 | 29.2 | 24 | 24 | 24.1 | 28.2 | 26.2 | 22.3 | 27.1 | 32.2 | 28.2 | 29.3 | 16.8 | 29.1 | 26 | 24.6 | 27 | 27.9 | 29.8 | 29 | 25.2 | 18.8 | 30.9 | 21 | 17.8 | 27.2 | 30.3 | 30 | 25.4 | 19 | 24.2 | 30.6 | 0
1236 | 23.5 | 21.6 | 24.4 | 30.7 | 25.6 | 28.7 | 28.9 | 16.9 | 31.6 | 27.7 | 27.7 | 31.7 | 24.2 | 33 | 26.7 | 22.1 | 21 | 23.5 | 23.7 | 25 | 23.4 | 33.5 | 25.1 | 28.8 | 20.8 | 19.7 | 21.8 | 26 | 30.9 | 26.3 | 25.7 | 23.4 | 29.6 | 26.8 | 25.6 | 28.2 | 32.7 | 29.1 | 30.5 | 18.8 | 29.9 | 27.2 | 26.3 | 28.5 | 28.6 | 31.6 | 30.3 | 25.7 | 20.3 | 32.6 | 23.1 | 17.7 | 28.2 | 30.4 | 31.4 | 26.2 | 19.8 | 26.4 | 31.3 | 0
1237 | 24.5 | 23.2 | 25.9 | 32.3 | 26.7 | 29.6 | 29.3 | 17.3 | 32.7 | 29.8 | 28.9 | 32.6 | 25.4 | 34 | 27.9 | 23 | 21.2 | 24.3 | 24.6 | 26.7 | 24.3 | 34.5 | 24.2 | 29.7 | 21.9 | 20.8 | 23.4 | 27.4 | 31.6 | 27.9 | 26.2 | 23.6 | 30.9 | 27.4 | 26.3 | 29 | 32.7 | 29.7 | 31 | 19.1 | 30.5 | 28 | 27.6 | 29.5 | 29 | 32.5 | 31.1 | 25.8 | 21.3 | 33.6 | 24.4 | 17.3 | 29 | 30.5 | 32.9 | 26.4 | 20.5 | 28.2 | 31.2 | 0
1238 | 25.5 | 23.4 | 25.9 | 33 | 27.4 | 30.2 | 30 | 17.8 | 33.2 | 30.3 | 29.4 | 31.8 | 25.2 | 34.4 | 28.9 | 23.9 | 21 | 24.8 | 25.1 | 26.6 | 23.9 | 35.6 | 22.4 | 29.8 | 22.2 | 21.7 | 24.1 | 27.6 | 31.8 | 28 | 26.4 | 23.5 | 32.6 | 27.4 | 27.1 | 28.7 | 31.8 | 30 | 31.4 | 20.2 | 30.4 | 28.2 | 28 | 30.8 | 29.3 | 32.6 | 31.4 | 25.8 | 22.6 | 34.5 | 24.2 | 16.6 | 29 | 30.7 | 34.3 | 26.2 | 21 | 27.2 | 30.6 | 0
1239 | 26 | 23.6 | 26 | 33.8 | 28.2 | 29.7 | 30.5 | 18.6 | 32.9 | 31.7 | 30.7 | 30.9 | 24.9 | 34.2 | 29.6 | 24 | 20.2 | 24.8 | 24.7 | 27.9 | 23.8 | 36 | 21 | 30.1 | 21.8 | 23.1 | 24.5 | 28.1 | 31.3 | 28.4 | 25.1 | 24.4 | 33.8 | 27.7 | 27.1 | 28.9 | 31.3 | 30.1 | 31.3 | 20 | 30.7 | 28.1 | 28.6 | 31.3 | 29 | 31.9 | 31.1 | 26 | 22.8 | 34.6 | 23.9 | 16.1 | 29.2 | 30.3 | 33.6 | 25.4 | 20.5 | 26.2 | 29.6 | 0
1240 | 26.1 | 23.6 | 25.9 | 33.4 | 28.1 | 29.2 | 30.6 | 19.4 | 31.7 | 31.5 | 30.8 | 29.2 | 24.3 | 33.3 | 30 | 23.4 | 19.3 | 24.8 | 23.7 | 27 | 23.7 | 35.8 | 19.8 | 29.6 | 21.8 | 23.7 | 24.8 | 27.8 | 30.7 | 28.1 | 23.9 | 24.6 | 33.9 | 27.5 | 27.1 | 28.5 | 30.4 | 31.1 | 31.3 | 19.9 | 30.8 | 27.2 | 28.4 | 31.4 | 29 | 30.8 | 30 | 26 | 22.7 | 34.2 | 22.8 | 15 | 28.7 | 29.6 | 33.1 | 24.3 | 20.8 | 25.7 | 28.5 | 0
1241 | 25.8 | 23.7 | 25.4 | 32.2 | 26.9 | 27.7 | 30.2 | 19.7 | 30.2 | 31.3 | 30.8 | 28 | 24 | 31.5 | 29.9 | 23.3 | 18.4 | 23.2 | 22 | 26.6 | 23.2 | 35.3 | 19.6 | 29 | 21.3 | 23.4 | 24.8 | 27.4 | 29.6 | 28.4 | 22 | 24.6 | 34.2 | 27.2 | 26.2 | 27.8 | 30 | 30 | 30.4 | 19.5 | 29.6 | 25.8 | 28 | 31.3 | 28.3 | 29.4 | 28 | 25.6 | 21.4 | 33.6 | 21.8 | 13.6 | 28 | 29.3 | 33.2 | 23 | 20.8 | 25.6 | 27.6 | 0
1242 | 25.2 | 23.1 | 24.9 | 29.2 | 24.7 | 26.2 | 29 | 19.3 | 28.5 | 30.2 | 29 | 26.3 | 23.1 | 29.4 | 29.3 | 21 | 17.9 | 22.5 | 20.4 | 23.5 | 21.2 | 33.8 | 19.5 | 27.3 | 20.6 | 23.6 | 24.4 | 25.7 | 28.4 | 27.5 | 21.2 | 23.7 | 33.3 | 26 | 25 | 26.7 | 29 | 28.3 | 29.1 | 18.5 | 28.4 | 23.6 | 26.3 | 30.8 | 27.3 | 28.1 | 25.3 | 24.4 | 20.2 | 32.4 | 19.9 | 11.4 | 26.4 | 28.4 | 32.4 | 21.8 | 20.3 | 25.2 | 27.1 | 0
1243 | 23.8 | 18.5 | 23.4 | 26 | 22.7 | 23.4 | 27.9 | 18.2 | 27.4 | 28.1 | 27.3 | 25.4 | 22.1 | 27.9 | 28 | 18.4 | 17.4 | 20.2 | 18.8 | 21.7 | 19.5 | 31.6 | 19.8 | 25.5 | 20 | 21.8 | 22 | 24.2 | 26.6 | 26.7 | 20 | 22.5 | 31.8 | 24.9 | 22.6 | 25.8 | 28.3 | 25.3 | 28.1 | 18.1 | 27.1 | 21.3 | 24.2 | 29.3 | 26.2 | 26.7 | 22.4 | 22.5 | 18.2 | 30.1 | 18.1 | 9.2 | 24.7 | 28.3 | 29.9 | 20.8 | 19.3 | 24.4 | 26.9 | 0
1244 | 23 | 15.2 | 22.4 | 22.4 | 21.3 | 21.2 | 26.7 | 17 | 26.8 | 25.3 | 25 | 24.2 | 20 | 27.2 | 26.7 | 17.1 | 17.2 | 19 | 17.8 | 19 | 18.1 | 28.5 | 19.6 | 23.2 | 18.1 | 20.9 | 20.1 | 22 | 24.6 | 24.6 | 19.4 | 21.6 | 30.4 | 23.4 | 21 | 25.2 | 27.2 | 23.8 | 27.6 | 17.5 | 26.5 | 19 | 21.5 | 27.3 | 25.6 | 25.6 | 20 | 20.2 | 16.8 | 28 | 15.8 | 7 | 22.8 | 28.2 | 28.2 | 20.2 | 18.5 | 23.8 | 26.8 | 0
1245 | 22.5 | 14.7 | 21.4 | 20.4 | 20.5 | 19.8 | 25.7 | 16.2 | 26.3 | 21 | 24.2 | 23.8 | 17.8 | 26.6 | 25 | 16 | 16.8 | 18.2 | 17 | 18.9 | 17.3 | 26.8 | 19.4 | 21.6 | 17.4 | 19.5 | 20.2 | 20.6 | 22.3 | 23 | 17.9 | 20.6 | 29.3 | 22.5 | 20.1 | 24.8 | 26.7 | 21.7 | 27 | 17.3 | 25.5 | 17.5 | 19.4 | 26.1 | 25.1 | 24.5 | 18.6 | 18.2 | 15.1 | 26.6 | 14.1 | 5.8 | 21.8 | 28.2 | 27.5 | 19.8 | 18.4 | 23.2 | 26.6 | 0
1246 | 22 | 11.7 | 19 | 19.2 | 20.2 | 18.2 | 24.8 | 15.7 | 25.9 | 19.4 | 23.6 | 22.8 | 15.1 | 26.3 | 24 | 15.6 | 16.7 | 17.2 | 16.6 | 17.6 | 16 | 25.3 | 18.5 | 20.1 | 16.3 | 18.6 | 19.7 | 18.7 | 20.3 | 20.7 | 17 | 20 | 28.2 | 21.7 | 20.1 | 24.4 | 26 | 21.4 | 26.5 | 17.2 | 25.3 | 16.6 | 17.4 | 24.8 | 24 | 23.9 | 18 | 16.9 | 14.5 | 25.5 | 12.5 | 5.3 | 21.2 | 27.9 | 26.6 | 19.7 | 18.5 | 22.4 | 26.4 | 0
1247 | 20.4 | 11.1 | 18.6 | 19.6 | 19.2 | 17.2 | 24 | 15.2 | 25.7 | 18.3 | 24 | 22.2 | 13 | 26 | 23.7 | 15.1 | 16.6 | 17 | 16.2 | 17.4 | 15 | 25.4 | 17.6 | 19.4 | 15.7 | 18.2 | 18.4 | 17.4 | 18.6 | 19.4 | 15.6 | 19.6 | 26.9 | 21.4 | 20 | 23.4 | 25.8 | 21.6 | 26.3 | 16.8 | 24.8 | 16.4 | 16.2 | 23.3 | 24 | 23.4 | 18 | 16.4 | 13.6 | 24.7 | 11.8 | 5.6 | 21.4 | 28.7 | 26.1 | 19.4 | 17.8 | 21.7 | 26 | 0
1248 | 19.2 | 9.9 | 17.2 | 20 | 18.3 | 16 | 23 | 14.7 | 25.5 | 17 | 23.5 | 20.7 | 11.2 | 25.5 | 23.4 | 14.5 | 17 | 16.7 | 15.9 | 14.6 | 14.2 | 25.1 | 16.2 | 18.5 | 14.8 | 17.8 | 18.1 | 15.2 | 17.5 | 18 | 15.2 | 19.5 | 25.5 | 20.8 | 18.1 | 22.3 | 25.1 | 20.4 | 25.5 | 16.5 | 24.3 | 16.1 | 14.8 | 22.1 | 23.5 | 23.3 | 17.9 | 16.4 | 13.3 | 24.1 | 11.2 | 5.8 | 21.5 | 26.9 | 25.7 | 19 | 17.6 | 20.2 | 25.6 | 0
1249 | 18.2 | 9.5 | 15.8 | 20.9 | 17.7 | 16 | 22.4 | 14 | 25.2 | 16 | 23.3 | 19.8 | 10.7 | 25 | 23 | 14.1 | 17.5 | 16.2 | 15.5 | 12.9 | 13.9 | 24.1 | 15.1 | 18.1 | 14.3 | 17.5 | 17.5 | 13.5 | 16.5 | 18 | 14.3 | 19.1 | 25.4 | 20.6 | 17.6 | 21.4 | 24.8 | 19.7 | 25.2 | 16.3 | 24.3 | 15.8 | 13.7 | 21.1 | 23 | 23 | 17.5 | 16.7 | 12.1 | 23.8 | 11.3 | 5.9 | 21.7 | 26.6 | 25.1 | 18.1 | 16.6 | 19 | 25 | 0
1250 | 17.3 | 8.7 | 16.2 | 21 | 17 | 15.3 | 22 | 13.3 | 24.8 | 15.8 | 22 | 18.6 | 10.5 | 24.3 | 22.6 | 13 | 18 | 15.8 | 15.2 | 10.4 | 13.5 | 23.2 | 13.8 | 17.4 | 13.8 | 17.2 | 17.2 | 11.4 | 15.6 | 18 | 14 | 18.9 | 24.8 | 20 | 17 | 21.4 | 24 | 18.1 | 24.6 | 16 | 23.4 | 15 | 12.2 | 20.2 | 22.6 | 22.6 | 16.4 | 16.6 | 10.8 | 23.5 | 11 | 5.6 | 21.2 | 26.4 | 25 | 17.2 | 16.5 | 18.2 | 24.6 | 0
1251 | 16.7 | 9 | 15.4 | 21.2 | 16.7 | 14.7 | 21 | 12.5 | 24.4 | 15.3 | 21.3 | 18.3 | 11 | 24.1 | 22.2 | 13 | 18 | 15.7 | 15 | 10.9 | 12.9 | 22.4 | 13 | 17.3 | 14 | 17.2 | 16.1 | 10.4 | 14.4 | 18.7 | 13 | 18.8 | 24.3 | 19.9 | 15.7 | 21.3 | 23.7 | 17.7 | 23.9 | 14.3 | 22.8 | 14.2 | 11.1 | 20.2 | 22.3 | 21.8 | 15.2 | 16.2 | 8.6 | 23.1 | 10.9 | 5.5 | 20.7 | 26 | 25.1 | 16.2 | 16.4 | 18 | 24.2 | 0
1252 | 16.2 | 8.2 | 15.9 | 20.4 | 16 | 14.7 | 20.7 | 11.5 | 23.8 | 14.8 | 20 | 17.5 | 10.8 | 24.5 | 22.2 | 14 | 17.8 | 14.8 | 15.2 | 11 | 12.4 | 21.5 | 12.3 | 17 | 13.5 | 16.1 | 15.7 | 9.5 | 13.7 | 18.2 | 12.9 | 18.4 | 25.3 | 19.6 | 15.6 | 20.9 | 23.1 | 17.6 | 23.8 | 14.5 | 22.5 | 13.5 | 9.8 | 19.8 | 21.3 | 20.9 | 14.4 | 15.6 | 7.5 | 22.6 | 10.1 | 5.5 | 19.6 | 25.6 | 25.1 | 15.8 | 16.4 | 17.6 | 24 | 0
1253 | 15.7 | 8.4 | 15.8 | 14.4 | 15.7 | 14.5 | 20.3 | 10.5 | 23.1 | 15.3 | 19.6 | 19.8 | 8 | 24.3 | 22.7 | 13.4 | 15.8 | 14.2 | 14.4 | 15 | 12 | 21.5 | 11.6 | 15.4 | 13 | 16.1 | 15.5 | 14.4 | 16.6 | 11.8 | 13.8 | 18.9 | 24.9 | 18.6 | 15.1 | 20.8 | 23.2 | 17.1 | 23.8 | 14.6 | 22.2 | 13.4 | 11.4 | 19.9 | 20.8 | 21.2 | 14.2 | 13.8 | 8.6 | 21.9 | 7 | 7.2 | 17.8 | 25.5 | 25.1 | 15.4 | 16.4 | 17.4 | 24.2 | 0
1254 | 14.8 | 7.6 | 15.8 | 15 | 15.7 | 13.7 | 19.6 | 10 | 22.4 | 15.3 | 19.1 | 19.3 | 7 | 24.4 | 23.2 | 12.5 | 16.6 | 14.2 | 14.9 | 14.9 | 11.6 | 21.5 | 13.2 | 15.5 | 12.8 | 15.6 | 15.3 | 15.1 | 15.8 | 11.6 | 15.2 | 18.9 | 24.2 | 18.6 | 15.6 | 20.8 | 22.8 | 16.9 | 23.6 | 14.7 | 21.8 | 13.3 | 11 | 19.5 | 20.8 | 21.1 | 15.6 | 14.5 | 9.7 | 21 | 7 | 9.1 | 16.7 | 25.1 | 25.2 | 16.5 | 16.5 | 17.2 | 24 | 0
1255 | 14.7 | 7.2 | 14.9 | 16.8 | 15.7 | 13.2 | 19.6 | 10.4 | 22.2 | 14.8 | 19.5 | 19.7 | 8.5 | 24.3 | 22.9 | 12.3 | 17.6 | 14 | 15.8 | 16.3 | 11.4 | 21.2 | 16.2 | 16.4 | 12.6 | 15.6 | 15 | 16.5 | 16.7 | 13 | 17 | 19.3 | 23.3 | 19.5 | 15.3 | 20.7 | 23.5 | 16.6 | 23.5 | 14.8 | 21.4 | 14.1 | 12.3 | 18.3 | 20.9 | 22.1 | 18.9 | 15.7 | 11.8 | 20.5 | 8.7 | 11.2 | 17.2 | 24.8 | 25.2 | 17.8 | 16.5 | 17.2 | 24.8 | 0
1256 | 14.1 | 7.8 | 14.4 | 18.6 | 19.4 | 15 | 20 | 11.7 | 22.9 | 14.6 | 20 | 21.4 | 11.6 | 25.2 | 22.6 | 13 | 19 | 14 | 17 | 17.4 | 11.3 | 21.5 | 19.6 | 18.2 | 13.3 | 15.5 | 15.3 | 18.2 | 19 | 15.8 | 19.4 | 20.7 | 23.8 | 20.7 | 16.3 | 21.1 | 24.8 | 18.8 | 23.8 | 13.8 | 21.5 | 15.6 | 14.2 | 17.7 | 21.4 | 23.3 | 21.6 | 17 | 14.6 | 21.2 | 10.6 | 13.2 | 18.4 | 25.7 | 26.1 | 20 | 17 | 16.6 | 26 | 0
1257 | 16.9 | 12.3 | 17.8 | 21.4 | 21.2 | 20 | 23.2 | 13.6 | 24.2 | 19.4 | 22.1 | 23.9 | 16.3 | 26.8 | 22.6 | 16.5 | 20.2 | 17.4 | 18.5 | 20.5 | 13.8 | 29.1 | 22.9 | 20.3 | 13.9 | 16.5 | 16.3 | 20.1 | 22.2 | 19.7 | 21.5 | 21.4 | 27.2 | 22.9 | 20.1 | 23.4 | 27.1 | 22.9 | 25.4 | 14.1 | 25.5 | 18.1 | 18.1 | 20.2 | 24.6 | 25.7 | 25.3 | 18.5 | 17.6 | 25.2 | 14.6 | 14.6 | 21.8 | 26.4 | 27.9 | 21.6 | 19.1 | 19.3 | 28.1 | 0
1258 | 19 | 17.1 | 19.5 | 23.8 | 23.2 | 22.2 | 25.2 | 15.7 | 26.8 | 23.8 | 24.1 | 26.9 | 20.5 | 29.2 | 23.7 | 20.7 | 21.4 | 21.3 | 20.1 | 23.1 | 17.6 | 26.6 | 25.2 | 22.4 | 15.3 | 17.7 | 18.1 | 21.7 | 25.1 | 23.4 | 23.6 | 23 | 29.2 | 24.9 | 23.6 | 26.5 | 29.3 | 26 | 27.7 | 14.1 | 27.5 | 20.8 | 21.7 | 23.3 | 25.4 | 27.7 | 27.2 | 19.7 | 20.3 | 27.5 | 18 | 15.5 | 25.4 | 28.5 | 29.6 | 23.7 | 20.5 | 22.9 | 29.7 | 0
1259 | 20.7 | 19.3 | 20.8 | 26.6 | 26.1 | 24.2 | 26.8 | 17.8 | 29.7 | 29 | 26.8 | 29.2 | 23.8 | 31.4 | 25.2 | 20.7 | 22.4 | 23.5 | 21.6 | 26.4 | 20.6 | 34.7 | 26.4 | 24 | 17.3 | 22.6 | 21.1 | 23.2 | 27.4 | 26.6 | 25 | 25.4 | 30.9 | 27 | 26.6 | 28.2 | 31.2 | 29 | 29.6 | 14.1 | 29.5 | 23.6 | 25.5 | 27.5 | 27.7 | 29.8 | 29.2 | 21 | 22.4 | 30.2 | 21.8 | 16 | 29.4 | 30 | 29.9 | 25 | 22.5 | 25.7 | 31 | 0
1260 | 22.7 | 21.2 | 22.6 | 28.4 | 27 | 26.8 | 28.2 | 19.7 | 32.6 | 30.4 | 28.3 | 30.7 | 25.2 | 33 | 26.9 | 22.6 | 23.4 | 24 | 22.7 | 27.9 | 23.5 | 31.6 | 26.3 | 25.2 | 18.6 | 24.6 | 23.1 | 24.4 | 28.7 | 28.5 | 26.2 | 26.6 | 31.7 | 28.1 | 29.9 | 29.2 | 31.9 | 31.2 | 30.9 | 15 | 31.1 | 25.4 | 27.4 | 29.5 | 29.7 | 30.6 | 29.4 | 22 | 23.8 | 32.2 | 23.4 | 16.4 | 31.6 | 31.1 | 30.6 | 26.6 | 23.1 | 28.3 | 30.9 | 0
1261 | 23.2 | 22.2 | 24.1 | 30.4 | 28.1 | 28.3 | 28.8 | 21.4 | 34.4 | 31.8 | 30 | 30.9 | 25.8 | 34.3 | 28.2 | 22.5 | 24.1 | 24.7 | 23.4 | 29.5 | 24.9 | 33.6 | 25.7 | 25.9 | 19.1 | 25.7 | 25 | 25.4 | 29.8 | 29.6 | 26.7 | 27.4 | 32.7 | 29.1 | 30.3 | 29.2 | 32.1 | 32.1 | 31.5 | 15.8 | 30 | 26.6 | 28.8 | 31 | 30.9 | 31.5 | 30.6 | 23 | 24.4 | 33.5 | 24.8 | 16.7 | 33 | 31.4 | 30.9 | 26.9 | 23.5 | 28.3 | 30.3 | 0
1262 | 24.2 | 23.5 | 25.1 | 31.6 | 28.6 | 29.4 | 30 | 22.7 | 35.4 | 32.8 | 30.4 | 30.2 | 25.6 | 35 | 29.4 | 25.1 | 24.4 | 24.9 | 23.4 | 29.4 | 25.1 | 35 | 24.6 | 26.6 | 20.3 | 26.2 | 25.9 | 26 | 30.6 | 30 | 26.8 | 28.3 | 33.7 | 29.2 | 30.8 | 29.3 | 31.4 | 32.5 | 31.8 | 15.7 | 31.3 | 26.6 | 28.8 | 31.8 | 30 | 31.6 | 31 | 23.8 | 24.4 | 34 | 24.4 | 16.8 | 32.6 | 30.7 | 27.4 | 27 | 23.7 | 27.9 | 29 | 0
1263 | 25 | 23.7 | 26.1 | 32.9 | 28.8 | 30.4 | 31.2 | 23.6 | 35.5 | 33.4 | 31.2 | 28.9 | 26 | 35.1 | 30.1 | 23 | 23.9 | 25 | 23 | 29.8 | 25.1 | 35.2 | 23.5 | 27 | 21.5 | 26.2 | 26 | 26.2 | 31.4 | 30.3 | 26.1 | 28.8 | 34.2 | 29.4 | 32 | 28.8 | 30.9 | 33 | 31.7 | 13.3 | 30.5 | 26.2 | 29.2 | 32.8 | 29.4 | 32.3 | 32.5 | 24.4 | 23.9 | 34.5 | 24.6 | 16.4 | 32.2 | 30.9 | 30.5 | 25.6 | 23.9 | 28.2 | 28.1 | 0
1264 | 25.2 | 23.3 | 26.6 | 32.8 | 29 | 30.7 | 31.1 | 24 | 34.9 | 34.2 | 30.9 | 27.6 | 26 | 32.7 | 30.5 | 22.7 | 22.8 | 25 | 22.2 | 28.6 | 25 | 35.2 | 22 | 27.3 | 21.1 | 25.7 | 26.8 | 25.7 | 31.3 | 30.3 | 24.9 | 28.2 | 34 | 28.7 | 31.7 | 28.5 | 30.1 | 33 | 31.7 | 13.2 | 30.5 | 25.1 | 28.5 | 32.8 | 29.4 | 32.2 | 32.3 | 24.3 | 23.2 | 34 | 23.3 | 15.3 | 30.5 | 30.2 | 32 | 24.2 | 23.9 | 28.1 | 27.4 | 0
1265 | 24.7 | 23.2 | 26.1 | 32.2 | 28 | 30.2 | 30.6 | 23.9 | 33.7 | 33.7 | 30.8 | 26.4 | 26 | 30.7 | 30.4 | 21 | 21 | 25 | 21.2 | 27.6 | 23.9 | 35.2 | 20.4 | 26.8 | 19.6 | 26.2 | 26.5 | 24.4 | 29.7 | 30 | 23.2 | 27.7 | 33.9 | 27.8 | 31.6 | 28.1 | 29.6 | 32.2 | 30.5 | 12.2 | 29.5 | 24 | 28 | 32.8 | 28.6 | 32.2 | 31.4 | 23.6 | 22.2 | 34 | 22.2 | 13.4 | 29.2 | 29.2 | 31.1 | 22.2 | 23.6 | 28.2 | 27.2 | 0
1266 | 24.2 | 22.6 | 24.5 | 30.1 | 26 | 29 | 29.1 | 23.1 | 32.1 | 32.3 | 29.5 | 25.4 | 24.6 | 29 | 29.9 | 17.6 | 19.1 | 22.6 | 20.2 | 24.9 | 22.2 | 33.2 | 18.5 | 25.6 | 17.8 | 25.4 | 25.3 | 22.4 | 26 | 28.7 | 21.5 | 26.5 | 32.8 | 25.9 | 29 | 26.5 | 28.5 | 30.2 | 28.5 | 11.9 | 27.7 | 22.5 | 26.1 | 32 | 27.4 | 30.8 | 27.9 | 22.2 | 21.1 | 32.9 | 19.3 | 11.2 | 26.8 | 28.7 | 30 | 21.1 | 22.1 | 25.6 | 26.8 | 0
1267 | 23.1 | 19.1 | 21.4 | 28.1 | 25.2 | 26.1 | 27.8 | 21.5 | 30.3 | 29.8 | 28.7 | 24 | 22.6 | 28 | 28.8 | 16.4 | 17.2 | 21 | 19.3 | 23.3 | 20.3 | 31 | 17 | 23.5 | 16.3 | 24 | 23.1 | 20.3 | 21.1 | 26.7 | 19.8 | 26 | 31.7 | 24.3 | 25.6 | 26 | 27.6 | 26.8 | 26.9 | 11.7 | 26.8 | 21.3 | 24.4 | 29.7 | 26.4 | 29.5 | 24.8 | 20.7 | 19.8 | 30.5 | 17.1 | 9.1 | 25.2 | 28.6 | 28.5 | 19.9 | 21.7 | 24.6 | 26.8 | 0
1268 | 20.8 | 17.1 | 19.4 | 25.8 | 24.7 | 23.2 | 26.6 | 19.2 | 28.2 | 27.8 | 27.4 | 22.6 | 19.8 | 27.5 | 27.6 | 16.8 | 15.8 | 19.3 | 18.6 | 21.4 | 18.6 | 29 | 16 | 21 | 15.5 | 22.7 | 21.7 | 18.4 | 16 | 24 | 18.6 | 24.4 | 30.2 | 22.4 | 24.1 | 25.8 | 26.4 | 26.3 | 26.1 | 11.6 | 26.3 | 20 | 22 | 27.3 | 26.1 | 27.6 | 21.6 | 19.2 | 18.6 | 28.4 | 14.2 | 7.6 | 23.2 | 28.4 | 27.5 | 19.4 | 21.5 | 23.8 | 26.4 | 0
1269 | 18.7 | 14.9 | 17.6 | 24.6 | 24.2 | 22.2 | 25.5 | 17.2 | 26.1 | 24.3 | 27.1 | 20.9 | 17.9 | 27.2 | 26.1 | 16.2 | 14.9 | 18.2 | 18.1 | 21.5 | 17.3 | 29 | 16 | 18.6 | 14.5 | 21.4 | 20.8 | 17.2 | 12.5 | 21.4 | 17.5 | 23.8 | 27.7 | 21.5 | 23 | 25.5 | 25.7 | 26 | 25.4 | 11.4 | 25.8 | 19.2 | 20.6 | 25.3 | 25.1 | 26.7 | 21 | 18.2 | 17.4 | 27.3 | 13.1 | 7 | 22.5 | 28.4 | 27 | 18.4 | 21.4 | 23.3 | 26.4 | 0
1270 | 17.2 | 13.2 | 16.6 | 23.3 | 23 | 20.4 | 24.4 | 15.1 | 24.6 | 21.8 | 26.1 | 19.7 | 16.5 | 26.8 | 25 | 16.1 | 14.8 | 18.1 | 17.6 | 20.9 | 16.3 | 28.3 | 16.4 | 16.9 | 14 | 21.3 | 19.9 | 16.7 | 11.2 | 19.3 | 17 | 23.6 | 26.7 | 20.8 | 22.1 | 25 | 25.1 | 23.7 | 25.2 | 11.1 | 25 | 18.3 | 18.8 | 23.7 | 24.7 | 25.6 | 20.7 | 17.3 | 16.2 | 27.2 | 11.6 | 7 | 21.6 | 27.9 | 26.1 | 17.9 | 19.9 | 23 | 26.1 | 0
1271 | 15.8 | 12 | 15 | 22.4 | 21.1 | 18.8 | 23.7 | 13 | 23.7 | 20 | 25.5 | 19.2 | 16.4 | 26.2 | 24.2 | 15.6 | 15 | 17.6 | 17 | 21 | 16 | 27 | 17 | 16.2 | 12.3 | 20.2 | 18.8 | 16.6 | 12.6 | 18 | 16.4 | 23.5 | 26.2 | 20.8 | 21.1 | 23.8 | 25 | 22.7 | 24.8 | 10.6 | 24.1 | 17.6 | 17.8 | 22.7 | 24.2 | 25.2 | 21.6 | 16.8 | 15 | 27 | 11.2 | 7.2 | 21.6 | 27.7 | 25.5 | 17.2 | 18.9 | 22.3 | 26.2 | 0
1272 | 15.8 | 11.8 | 14.3 | 20.4 | 20.6 | 18 | 22.7 | 11.9 | 22.8 | 19.9 | 23.7 | 19.7 | 16.3 | 26.2 | 23.4 | 15 | 15.6 | 17.1 | 16.3 | 19.2 | 15.2 | 26.2 | 16.8 | 16.4 | 11.6 | 19.8 | 18.4 | 16.5 | 15.2 | 17.2 | 16 | 22 | 25.2 | 20.3 | 20.5 | 22.8 | 24.7 | 21.3 | 24.3 | 10 | 23.5 | 16.7 | 16 | 21.3 | 23.2 | 24.1 | 20.4 | 16.1 | 13.7 | 26.3 | 9.5 | 7.2 | 20.8 | 27 | 25.1 | 17.3 | 18.4 | 21.3 | 25.9 | 0
1273 | 14.2 | 11.7 | 14 | 18.6 | 20.7 | 16.9 | 22.2 | 11.7 | 22.2 | 19.6 | 22.3 | 20.5 | 16.2 | 26.2 | 22.8 | 14.7 | 15.9 | 16.6 | 15.5 | 17.9 | 15.3 | 25.6 | 16 | 16.8 | 10.7 | 19.7 | 18 | 16.3 | 18.1 | 16.7 | 15.3 | 21.5 | 25 | 20.1 | 20.2 | 22.1 | 24.8 | 21.7 | 24.2 | 9.3 | 23 | 15.9 | 14.9 | 20 | 23.1 | 23.4 | 19 | 15.3 | 12.3 | 25.3 | 8.6 | 6.8 | 20.5 | 26.9 | 24.9 | 16.9 | 17.9 | 21.1 | 25.9 | 0
1274 | 13.1 | 10.8 | 12.6 | 16.2 | 20.5 | 16.4 | 21.6 | 11.4 | 21.7 | 17.3 | 20.6 | 21.4 | 14.8 | 25.2 | 22.3 | 14.8 | 16 | 15.9 | 14.8 | 15.6 | 15.4 | 24.8 | 14.2 | 17 | 10.6 | 18.8 | 17.7 | 15.6 | 19.6 | 15.8 | 14.6 | 21.2 | 24.8 | 19.4 | 19.4 | 21 | 24.4 | 21 | 23.7 | 8.6 | 23 | 15 | 13.2 | 19.3 | 22.8 | 22.2 | 16 | 14.4 | 10.8 | 24 | 7 | 6.2 | 19.6 | 26.2 | 24.7 | 16.8 | 17.4 | 20.8 | 25.4 | 0
1275 | 12.7 | 11.2 | 11.7 | 14.9 | 20.2 | 16.2 | 21.1 | 11.2 | 21.2 | 17.3 | 20.1 | 21.4 | 12.9 | 25.2 | 21.8 | 15 | 15.7 | 15.1 | 14.4 | 15.1 | 15.5 | 24.6 | 12.5 | 16.7 | 9.8 | 18.7 | 16.8 | 14.9 | 19.6 | 14.6 | 13.8 | 20.8 | 24.2 | 19.1 | 19.1 | 21 | 24.2 | 20.7 | 23.1 | 8.4 | 22.5 | 14.4 | 12.6 | 19 | 22.5 | 21.8 | 14.4 | 13.8 | 9.4 | 23.3 | 6.9 | 5.8 | 19.4 | 25.7 | 24.5 | 15.9 | 16.9 | 20.1 | 25.1 | 0
1276 | 12.2 | 10.8 | 11.7 | 14 | 20.2 | 15.3 | 20.7 | 10.9 | 20.7 | 17.8 | 19.4 | 20.9 | 10 | 25.1 | 21.2 | 15 | 15.7 | 14.7 | 14.2 | 14.3 | 15.3 | 24.6 | 11.3 | 16 | 9 | 18.8 | 16.3 | 14.3 | 18.1 | 12.9 | 13.5 | 22 | 24.2 | 18.6 | 18.6 | 21 | 23.5 | 19.7 | 23.1 | 8.6 | 22.4 | 13.7 | 11.5 | 18.9 | 22.5 | 21.1 | 13.1 | 13.5 | 8.6 | 22.7 | 6.3 | 6.1 | 18.3 | 25.4 | 24.3 | 15.7 | 15.7 | 18.9 | 24.5 | 0
1277 | 11.8 | 10.8 | 12.2 | 13 | 19.2 | 15.2 | 20.6 | 10.7 | 20 | 17.2 | 21 | 16.4 | 13.2 | 25 | 20.4 | 14.6 | 12.6 | 14.3 | 14.6 | 19 | 15.3 | 24.2 | 11 | 11 | 8.3 | 19.1 | 16.2 | 10.6 | 16.6 | 13 | 16.8 | 23 | 22.8 | 18 | 18.8 | 20.8 | 22.8 | 20.2 | 22.7 | 8.7 | 22.3 | 12.6 | 11.5 | 18.4 | 21.7 | 21.8 | 15.6 | 13 | 11.6 | 22.5 | 4.4 | 4.2 | 17.2 | 25 | 24.3 | 14.8 | 13.9 | 18.7 | 25 | 0
1278 | 12.2 | 11.2 | 10.9 | 12.8 | 18 | 15 | 20.5 | 11.2 | 19.3 | 16.6 | 21.2 | 16.7 | 11.6 | 24.6 | 19.6 | 14.2 | 14.6 | 14 | 15.1 | 19 | 15.2 | 24.1 | 12.7 | 11.2 | 7.9 | 18.1 | 15.5 | 10.4 | 14.7 | 12.7 | 17 | 23.2 | 22.2 | 17.4 | 19.2 | 20.5 | 22.9 | 18.5 | 22.2 | 8.6 | 22 | 12.8 | 11.5 | 18.3 | 20.7 | 23 | 16.9 | 14 | 12.4 | 22.4 | 4.4 | 7 | 16.9 | 24.5 | 24.1 | 15.7 | 12.9 | 18.4 | 24.9 | 0
1279 | 12.2 | 12.3 | 10.1 | 14.9 | 17.7 | 15.3 | 20.2 | 12 | 19.9 | 16.2 | 21.7 | 17.4 | 12.3 | 24.6 | 19.8 | 14.1 | 16.9 | 13.6 | 16 | 19.1 | 14.8 | 24.2 | 14.9 | 12.4 | 7.8 | 18 | 15.1 | 11.9 | 15.4 | 13.1 | 17.8 | 23 | 21.8 | 17.5 | 19.1 | 20.1 | 23.7 | 17.9 | 22.2 | 8.8 | 21.7 | 14 | 12.9 | 17.9 | 19.6 | 24.4 | 19.5 | 16 | 13.7 | 22 | 6.4 | 10.7 | 17.8 | 24.2 | 24.1 | 17.2 | 12.6 | 18.2 | 25.1 | 0
1280 | 12.7 | 12.4 | 13.1 | 17.6 | 19.4 | 19.2 | 21.4 | 13.3 | 20.3 | 16.3 | 23 | 18.6 | 13.2 | 25.9 | 20.6 | 13.5 | 19.8 | 14.8 | 17.6 | 19 | 14.8 | 24.4 | 18.2 | 14.8 | 9.4 | 18 | 15.4 | 14.2 | 17.5 | 15.4 | 19 | 23.8 | 22.3 | 17.8 | 20 | 20.9 | 24.8 | 21 | 23.2 | 8.9 | 22 | 16.2 | 15 | 17.9 | 19.6 | 26.2 | 21.6 | 18 | 15.8 | 22.5 | 9.2 | 14.2 | 19.4 | 25 | 25.5 | 19.2 | 14.9 | 18.5 | 25.8 | 0
1281 | 17.8 | 13.3 | 19.7 | 22 | 21.2 | 23.6 | 23.3 | 15.1 | 20.8 | 22.2 | 24.1 | 20.2 | 17.1 | 27 | 21.9 | 13.1 | 21.7 | 16.4 | 19.1 | 19.3 | 15.7 | 25.4 | 20.5 | 17.4 | 13.7 | 18.7 | 19.6 | 17.9 | 21.6 | 18.4 | 20.5 | 25.1 | 26.5 | 19.7 | 21.7 | 23.7 | 26.8 | 21.5 | 25.6 | 8.3 | 23.9 | 19 | 18.7 | 21.8 | 26.1 | 27.6 | 24.6 | 20.2 | 18 | 25.4 | 13.6 | 16.5 | 22.2 | 26.5 | 28 | 21.5 | 16 | 20 | 26.9 | 0
1282 | 21 | 15.2 | 22.1 | 25.8 | 23.2 | 27.7 | 24.6 | 17.2 | 20.6 | 24.8 | 25.6 | 22.3 | 20.4 | 29 | 23.4 | 14.5 | 23.4 | 19 | 20.8 | 20 | 16.7 | 27.6 | 22.6 | 20 | 16.2 | 22.3 | 22.1 | 21.3 | 25 | 22.6 | 21.6 | 26.1 | 28.5 | 22.1 | 24.7 | 26.6 | 28.6 | 23.7 | 27.4 | 9.8 | 26.6 | 21.8 | 22.2 | 25.3 | 28.1 | 29 | 26.6 | 21.8 | 20.4 | 28.9 | 17.6 | 17.4 | 25.1 | 29.3 | 29.6 | 23.9 | 18.3 | 23.2 | 28.1 | 0
1283 | 24 | 16.9 | 24.1 | 29.6 | 26.1 | 30.8 | 26.3 | 19.3 | 21.4 | 27.5 | 27 | 24.4 | 24.6 | 31.2 | 25.1 | 13.7 | 24.2 | 21.5 | 22 | 21.2 | 18.9 | 30.1 | 23.2 | 22 | 17.5 | 25.2 | 24.9 | 24.4 | 28 | 26 | 22.2 | 27.7 | 30 | 25.6 | 26.7 | 27.9 | 30.6 | 24.8 | 29.9 | 13 | 29.8 | 24.2 | 25.7 | 27.6 | 29.9 | 30 | 29 | 23.2 | 22.4 | 30.9 | 21.6 | 17.2 | 28 | 29.5 | 30.7 | 26 | 20.3 | 25 | 29.2 | 0
1284 | 25.9 | 19.4 | 25.1 | 31.4 | 27 | 32.2 | 27.2 | 21 | 23.2 | 30.4 | 28.8 | 26.3 | 26.2 | 33.2 | 26.7 | 14 | 25.3 | 23.2 | 23 | 22.6 | 19.7 | 32.6 | 23.9 | 23.6 | 18.8 | 27.1 | 27.4 | 25.9 | 29.1 | 28.9 | 21.9 | 29.1 | 32.1 | 28.3 | 28.6 | 28.5 | 31.5 | 25.2 | 30.8 | 15.1 | 30.7 | 25.9 | 27.7 | 29.5 | 31 | 31.1 | 30 | 24 | 24.2 | 32.5 | 23.9 | 16.7 | 29.8 | 30.4 | 32.2 | 27.5 | 21.3 | 26.6 | 29.8 | 0
1285 | 27.2 | 17.3 | 26.3 | 33 | 28.1 | 32.7 | 29.1 | 22.5 | 27.6 | 32.5 | 30.2 | 27.5 | 28.1 | 33.8 | 28 | 15 | 25.7 | 23.5 | 23.2 | 24 | 20.5 | 31.6 | 23.6 | 24.7 | 20 | 28.2 | 29.4 | 26.8 | 30.2 | 29.8 | 21.1 | 29.9 | 33.6 | 30.8 | 29.6 | 29.4 | 32 | 26.2 | 31.9 | 16.4 | 30.6 | 26.8 | 29.1 | 31.6 | 31.8 | 31.8 | 31.6 | 24.8 | 25.1 | 33.6 | 25.9 | 16.4 | 30.9 | 30.7 | 33.4 | 28.2 | 21.9 | 27.2 | 29.8 | 0
1286 | 27.9 | 16.8 | 26.7 | 33.4 | 28.6 | 33.8 | 29.8 | 23.7 | 30.9 | 32.6 | 31.4 | 27.8 | 28.2 | 33.5 | 29.1 | 14 | 26 | 24 | 23 | 25 | 20.5 | 34.8 | 23.6 | 25.6 | 20.7 | 29.2 | 30 | 26.6 | 30.6 | 30 | 20 | 30.4 | 34.6 | 31.8 | 30.1 | 29.5 | 31.6 | 27.5 | 31.9 | 16.4 | 30.3 | 27 | 29.3 | 33 | 31.9 | 32.4 | 32.2 | 25.2 | 25.4 | 34.1 | 26.6 | 16.4 | 30.8 | 31.1 | 34.3 | 28 | 22.3 | 27.7 | 29.4 | 0
1287 | 28.1 | 15.9 | 27.5 | 34.2 | 28.8 | 34.6 | 30.5 | 24.7 | 32.6 | 32.9 | 31.6 | 27.1 | 29.5 | 33 | 29.9 | 13.7 | 25.1 | 24 | 22.1 | 25.4 | 21.2 | 35.1 | 22.5 | 26 | 21 | 29.5 | 30.8 | 26.5 | 31.7 | 29.1 | 19.1 | 31.1 | 34.7 | 32.3 | 30 | 29.2 | 31.2 | 27.7 | 31.5 | 17.5 | 30.2 | 26.7 | 29.7 | 33.8 | 31.4 | 32.2 | 33.2 | 25.6 | 24.8 | 34.5 | 27.2 | 16.3 | 30.4 | 30.6 | 33.8 | 26.9 | 22.8 | 27.2 | 28.7 | 0
1288 | 28.3 | 15.3 | 28.2 | 33.9 | 29 | 34.2 | 31.1 | 25.2 | 29.4 | 33.4 | 31.6 | 25.7 | 28.9 | 32.3 | 30.5 | 13.2 | 24 | 22.6 | 21.3 | 25 | 16 | 35.1 | 21.5 | 26.1 | 20.9 | 29.2 | 30.1 | 25.6 | 31.4 | 29.2 | 18.4 | 31.1 | 34.7 | 31.4 | 29.7 | 28.9 | 30.3 | 28 | 31.2 | 17.3 | 30.3 | 25.9 | 29.1 | 34.5 | 30.6 | 31.8 | 32.5 | 25.3 | 24 | 34.6 | 26.2 | 15.7 | 29.2 | 30.9 | 34 | 25.2 | 22.6 | 27.1 | 27.8 | 0
1289 | 28.2 | 15.2 | 28.2 | 33.4 | 28 | 33.7 | 30.3 | 24.9 | 26.3 | 32.9 | 30.8 | 24 | 28.4 | 30.7 | 30.6 | 12.5 | 22 | 22.3 | 20.2 | 24 | 20.5 | 34.4 | 19.6 | 25.4 | 20.4 | 29.2 | 30.4 | 24.6 | 29.6 | 29.4 | 18 | 29.9 | 34.7 | 30.4 | 29.1 | 28.5 | 29.6 | 28 | 30.4 | 17.2 | 29.4 | 24.6 | 28.6 | 34.1 | 29.8 | 30.8 | 31.4 | 24.4 | 22.8 | 34.4 | 24.4 | 14.2 | 28 | 30.1 | 33.2 | 23.2 | 21.8 | 27 | 27 | 0
1290 | 27.3 | 14.4 | 27.6 | 31.3 | 26 | 30.8 | 29.8 | 23.7 | 26.1 | 32.1 | 30.3 | 22.4 | 25 | 28.5 | 30.1 | 12 | 20.4 | 20.3 | 19.5 | 22.6 | 19.5 | 32.1 | 18 | 24.1 | 19.7 | 28.7 | 29.4 | 22.4 | 24.6 | 30.6 | 17.5 | 28.1 | 34.1 | 28.6 | 26.6 | 26.6 | 28.5 | 26.2 | 28.4 | 16.8 | 27.6 | 22.9 | 26.8 | 33.1 | 27.8 | 29.9 | 28.4 | 22.6 | 22 | 33.5 | 20.6 | 12.1 | 26.3 | 29.4 | 32 | 21.4 | 20 | 26.3 | 26.2 | 0
1291 | 25 | 14.5 | 24.7 | 29.4 | 24 | 27 | 27.8 | 22.1 | 26 | 29.4 | 29.5 | 21.1 | 22.3 | 27.6 | 28.6 | 11.7 | 18.5 | 19.3 | 18.6 | 21.4 | 18.6 | 30.6 | 15.5 | 22 | 18.3 | 28.2 | 27 | 20.2 | 18.6 | 30.5 | 17.1 | 25.6 | 32.6 | 27.6 | 24.3 | 25.6 | 28 | 24.5 | 27.2 | 15.2 | 26.4 | 21.1 | 25 | 30.4 | 26.4 | 28.5 | 26.2 | 20.9 | 20.9 | 31.6 | 16.9 | 9.9 | 25 | 28.6 | 30 | 19.9 | 17.8 | 25.3 | 25.5 | 0
1292 | 23.5 | 14.4 | 21.4 | 27 | 22.7 | 25.1 | 26.9 | 20.5 | 26.5 | 28.3 | 29 | 20.2 | 18.6 | 27 | 27 | 12 | 17.4 | 18.6 | 18 | 20.4 | 18 | 29.2 | 13.6 | 19.8 | 16.5 | 27.2 | 24.6 | 17.6 | 12 | 29.4 | 16.4 | 23.7 | 30.4 | 26.6 | 23.6 | 25.1 | 27.4 | 21.2 | 26.6 | 13.4 | 25.7 | 19.2 | 22.4 | 28.1 | 25.8 | 27.4 | 24 | 19.2 | 20 | 29 | 13 | 8.4 | 23.6 | 28.4 | 28.9 | 19 | 17 | 24.7 | 24.8 | 0
1293 | 21.3 | 14.3 | 19.8 | 26 | 21.3 | 23.2 | 26.3 | 19 | 25.1 | 26.4 | 28.2 | 19.6 | 17.6 | 26.5 | 25 | 11.8 | 16.2 | 18.2 | 17.2 | 20 | 17.4 | 28.2 | 11.4 | 17.6 | 15.9 | 26 | 23.4 | 16 | 8.3 | 25.9 | 15.9 | 22.6 | 28.2 | 26.5 | 22.2 | 24.3 | 27.4 | 20.5 | 26.2 | 12.1 | 25.4 | 17.7 | 20.5 | 26.2 | 25 | 26 | 23.9 | 18.4 | 18.7 | 27.6 | 11.1 | 7.8 | 23 | 28 | 27.7 | 18.5 | 16.3 | 24.3 | 24.2 | 0
1294 | 18.7 | 14.2 | 19 | 24.8 | 20.2 | 22.3 | 24.8 | 17.9 | 24.2 | 24.8 | 27.8 | 19.1 | 16.5 | 26.2 | 23.8 | 10.5 | 15.9 | 18 | 16.7 | 19.7 | 16.3 | 27.6 | 10.6 | 16.3 | 15.2 | 25.1 | 22.5 | 14.7 | 7.3 | 22.1 | 15.4 | 21.4 | 27 | 25.8 | 22 | 24 | 27.1 | 21.2 | 26 | 11.5 | 24.5 | 16.7 | 18.4 | 25 | 24.3 | 25 | 23.5 | 17.9 | 17.5 | 26.7 | 9.8 | 8.1 | 22.3 | 27.7 | 27 | 18.2 | 15.3 | 23.7 | 23.8 | 0
1295 | 17.3 | 14.2 | 17.3 | 24.4 | 19.3 | 21.7 | 24.1 | 16.8 | 23.9 | 23.1 | 27 | 18.6 | 17.4 | 25.5 | 23.4 | 10.1 | 15.4 | 17.2 | 16.2 | 19.6 | 15.8 | 26.6 | 10.2 | 15.6 | 14.2 | 24.5 | 21.6 | 14.4 | 10 | 18 | 15.4 | 20.7 | 26.2 | 25 | 21.6 | 23.2 | 26.8 | 20.7 | 25.7 | 10.9 | 23.9 | 16.2 | 17 | 23.2 | 23.8 | 24 | 23.6 | 17.8 | 16.2 | 26.8 | 10 | 8.6 | 22 | 27.2 | 26.2 | 17.8 | 15.3 | 23.3 | 23.8 | 0
1296 | 15.9 | 13.3 | 15.7 | 22.6 | 18.7 | 20.6 | 22.8 | 15.4 | 23.6 | 23.4 | 26.5 | 18.1 | 16.7 | 24.6 | 23 | 9.7 | 15.3 | 17 | 16.2 | 19.2 | 15.5 | 26.1 | 11.3 | 15.6 | 13.5 | 23.1 | 20.4 | 13.9 | 13.7 | 15.9 | 15.6 | 20.1 | 26.1 | 23 | 21.1 | 21.9 | 25.7 | 19.4 | 25.4 | 10.2 | 23.3 | 15.9 | 15.2 | 23 | 23 | 23.5 | 21.7 | 17.1 | 15.3 | 25.5 | 9.5 | 8.6 | 21.2 | 26.6 | 25.6 | 17.2 | 15.1 | 23 | 24.1 | 0
1297 | 17.8 | 13.3 | 15.3 | 20.9 | 18.7 | 20 | 22.4 | 13.8 | 23.3 | 22.4 | 25.5 | 17.5 | 16.9 | 24.3 | 22.7 | 9.5 | 14.5 | 17 | 15.9 | 18.9 | 15.3 | 25.3 | 11.8 | 15.4 | 12.5 | 21.3 | 19.7 | 13.8 | 18 | 14.7 | 16.1 | 20 | 25.6 | 21.3 | 20.6 | 21.5 | 24.8 | 18.7 | 25.1 | 10.3 | 22.8 | 15.6 | 14.2 | 22.3 | 22.8 | 22.8 | 19.7 | 16.1 | 14.2 | 24.6 | 9.2 | 7.6 | 20.5 | 26.4 | 24.5 | 16.5 | 14.2 | 23 | 24.6 | 0
1298 | 16.8 | 12.9 | 15.6 | 18 | 18.2 | 20.2 | 22.2 | 12.2 | 23.2 | 21.9 | 24.5 | 17 | 15.4 | 23.9 | 22.4 | 9.1 | 13.8 | 17 | 15.8 | 18.6 | 15.4 | 24.9 | 12.4 | 14.8 | 11.6 | 20 | 19.4 | 13 | 20 | 15 | 16.4 | 19.7 | 25.1 | 19.4 | 20.6 | 21.1 | 23.6 | 17.2 | 24.9 | 10.3 | 22.2 | 15 | 12.8 | 21.6 | 21.1 | 22.4 | 16.6 | 14.6 | 13.4 | 24.2 | 7.6 | 5.8 | 19.4 | 26 | 24.5 | 15.6 | 13.5 | 23.2 | 25 | 0
1299 | 14.9 | 12.6 | 14.4 | 15.9 | 18.2 | 20.2 | 21.9 | 11.7 | 23.1 | 21.4 | 22.9 | 16.6 | 15.2 | 24.1 | 22.1 | 9.4 | 12.5 | 16.8 | 15.2 | 18.6 | 15.4 | 24.2 | 11.6 | 13.5 | 11.1 | 19.2 | 19 | 12.3 | 20.5 | 14.6 | 16.7 | 19.3 | 24.6 | 18.7 | 20.3 | 20.8 | 23.1 | 17.2 | 24.6 | 10.1 | 21.6 | 14.1 | 12.3 | 21.2 | 20 | 21.7 | 15.2 | 13.4 | 12.4 | 24 | 6.4 | 3.9 | 18.6 | 25.8 | 24.5 | 14.9 | 13.3 | 23.7 | 25.2 | 0
1300 | 15 | 12.7 | 14.6 | 13.6 | 17.8 | 19.5 | 21.4 | 12.4 | 22.7 | 21.3 | 21.9 | 16.4 | 13.6 | 24 | 21.7 | 9.5 | 12.3 | 16.5 | 14.9 | 18.7 | 15.4 | 23.9 | 11.3 | 12.1 | 10.5 | 18.6 | 18.1 | 11.1 | 18.5 | 14.2 | 16.7 | 19 | 24.1 | 18 | 20 | 20.6 | 22.6 | 16.7 | 24.2 | 10.1 | 20.8 | 13.2 | 11.5 | 20.6 | 19.4 | 21.6 | 14.4 | 12.7 | 11.9 | 23.9 | 4.8 | 3.2 | 17.6 | 25.6 | 24.2 | 14.6 | 13.3 | 23.7 | 25.2 | 0
1301 | 14.4 | 12.9 | 13.2 | 16.4 | 17.2 | 19.1 | 21.3 | 13.1 | 22 | 21.1 | 18 | 14.8 | 13.4 | 23.7 | 21 | 9.3 | 16 | 16.5 | 13 | 19 | 15.5 | 23 | 7.4 | 12.4 | 9.9 | 18.1 | 18.3 | 10.4 | 17.2 | 14 | 13.8 | 18.6 | 23.9 | 20 | 19.6 | 20.4 | 24.4 | 17.1 | 23.6 | 10 | 20.6 | 12.6 | 11.6 | 20.3 | 19.3 | 21 | 24 | 14 | 10.8 | 23.1 | 4.6 | 7.4 | 18.2 | 25.1 | 24.3 | 17.2 | 12.8 | 23.7 | 23.8 | 0
1302 | 14.5 | 12.8 | 12.3 | 15.5 | 18.2 | 18.9 | 21.3 | 14.2 | 21.3 | 21.4 | 16.5 | 15 | 12.4 | 23.4 | 20.3 | 9.1 | 16.9 | 16.2 | 14.1 | 18.5 | 15.3 | 22.1 | 9.6 | 12.2 | 8.9 | 17.7 | 18.8 | 10.7 | 15.9 | 12.4 | 14.4 | 18.6 | 23.6 | 18.8 | 18.7 | 20.5 | 24.1 | 17.2 | 23.6 | 9.6 | 20.7 | 13.1 | 12 | 19.6 | 19.7 | 20.1 | 23.6 | 15 | 11.9 | 22.5 | 4.7 | 9.2 | 16.9 | 24.4 | 24 | 17.5 | 12.4 | 24 | 23.9 | 0
1303 | 13.8 | 12.5 | 12.3 | 16.5 | 19.1 | 19 | 20.4 | 15.2 | 21.6 | 21.9 | 16 | 16 | 13.4 | 23.7 | 20.9 | 9.1 | 17.9 | 16.2 | 15.8 | 18.5 | 15.2 | 21 | 11.6 | 13.2 | 8.5 | 17.4 | 17.6 | 12.7 | 17.1 | 12.4 | 15.1 | 18.8 | 23.2 | 18.8 | 18.5 | 20.3 | 24.8 | 16 | 23.5 | 9.1 | 20.6 | 15 | 13.8 | 19.6 | 19.4 | 21.3 | 23.9 | 16.7 | 13.6 | 21.9 | 7 | 11.6 | 17.2 | 24.2 | 24 | 18.4 | 12.3 | 24 | 24.5 | 0
1304 | 14.8 | 12.6 | 13.5 | 18.4 | 20.1 | 21 | 21.3 | 16.7 | 22.4 | 20.9 | 17.2 | 17.4 | 16 | 25.4 | 22.1 | 9.6 | 18.6 | 16.2 | 18 | 18.4 | 15.1 | 21.6 | 15 | 14.6 | 9.4 | 17.3 | 17.6 | 14.8 | 20 | 13.4 | 16 | 21.7 | 23.5 | 19.8 | 19.6 | 20.7 | 26.2 | 18 | 24.4 | 9.9 | 20.2 | 17 | 16.2 | 19.6 | 19.9 | 23 | 24.6 | 18.8 | 16.2 | 23 | 10 | 14.6 | 18.2 | 24.4 | 25.2 | 19.2 | 14.4 | 24 | 25.4 | 0
1305 | 20 | 13.5 | 22 | 22.4 | 21.1 | 24.4 | 24.2 | 18.8 | 24 | 22.8 | 19.1 | 19.7 | 20.5 | 27.4 | 23.7 | 11.2 | 19.9 | 17.6 | 19.9 | 19.8 | 14.7 | 24.5 | 17 | 17.3 | 12.3 | 17.2 | 19.8 | 18.5 | 24 | 17 | 16.8 | 26.3 | 25.4 | 21.7 | 21.7 | 23.4 | 28.4 | 21 | 25.8 | 11.2 | 25.2 | 20.1 | 19.7 | 22.3 | 23.6 | 26.8 | 26.5 | 20.7 | 18.5 | 26.5 | 15.1 | 16.4 | 21.6 | 26 | 27.3 | 21.1 | 18.5 | 24.2 | 26.8 | 0
1306 | 23.4 | 14.2 | 25.1 | 26.4 | 23.6 | 27.4 | 25.7 | 21.5 | 26.5 | 24.6 | 21.9 | 21.9 | 25 | 29.4 | 25.2 | 14.2 | 21 | 18.1 | 21.5 | 21.3 | 14.7 | 27 | 19.6 | 19.8 | 15.5 | 19 | 22 | 21.6 | 27.3 | 20.9 | 17.9 | 28.3 | 27.6 | 23.8 | 24 | 25.9 | 30.5 | 22.3 | 27.5 | 13.7 | 26.2 | 22.6 | 23 | 24.5 | 25.5 | 29.5 | 28.5 | 22.3 | 20.9 | 29.6 | 19.6 | 17.7 | 25.3 | 29.1 | 28.9 | 22.9 | 21.5 | 24.3 | 28 | 0
1307 | 25.7 | 16.9 | 26.9 | 30.6 | 24.9 | 28.8 | 27.8 | 24.1 | 29.5 | 25.9 | 24.2 | 24.4 | 29 | 30.9 | 26.5 | 16 | 22.4 | 18.6 | 22.6 | 23.6 | 14.8 | 29.5 | 21 | 22.6 | 18.8 | 21.5 | 25 | 25 | 29.6 | 25.4 | 18.8 | 30.1 | 29.3 | 25.8 | 26.9 | 27.4 | 32.2 | 24.7 | 29.3 | 16.7 | 28.7 | 25.2 | 26.2 | 29.7 | 27.8 | 32 | 30.8 | 23.4 | 22.6 | 31.7 | 24.2 | 17.6 | 29.5 | 30.6 | 30.6 | 25 | 23 | 24.6 | 29 | 0
1308 | 27.7 | 19.4 | 28.6 | 33.1 | 26.6 | 30 | 29.3 | 26.3 | 32.3 | 28.4 | 26.4 | 26.1 | 31 | 32.5 | 27.7 | 18 | 23 | 18.1 | 23.6 | 25 | 15.7 | 31.5 | 23.4 | 24.2 | 20 | 24.5 | 27.1 | 26.8 | 30.6 | 27.8 | 19.8 | 31 | 30.6 | 27.2 | 28.4 | 28.5 | 32.8 | 25.7 | 31.2 | 18.3 | 29.2 | 26.5 | 28.3 | 29.3 | 28.5 | 31.6 | 32 | 24.3 | 24.3 | 33 | 26.4 | 17.6 | 32 | 30.7 | 31.6 | 25.9 | 24.7 | 25.1 | 29.1 | 0
1309 | 29 | 17.4 | 28.6 | 35 | 27.1 | 30.8 | 31.3 | 28 | 34.3 | 29.4 | 27.7 | 27.4 | 31.9 | 33.4 | 28.6 | 20.4 | 23.3 | 18.1 | 24.2 | 26.4 | 15.5 | 33.2 | 24.3 | 25.7 | 20.9 | 26.4 | 29.4 | 28.6 | 31.5 | 29.1 | 20.3 | 31.9 | 31.2 | 28.1 | 29.1 | 29.2 | 32.8 | 26.3 | 32.1 | 19.7 | 29.9 | 27.8 | 29.9 | 31.5 | 29.6 | 31.2 | 32.6 | 25 | 25.3 | 34.1 | 28.1 | 16.9 | 33.8 | 30.7 | 32.8 | 26.4 | 25.5 | 25.6 | 28.8 | 0
1310 | 30 | 17.8 | 30 | 35.4 | 28 | 30.1 | 31.5 | 29.2 | 35.4 | 30.4 | 28.6 | 27.6 | 31.6 | 34.3 | 29.5 | 22.1 | 22.6 | 18.1 | 24.8 | 26.6 | 15.4 | 34.5 | 25.4 | 26.2 | 21.6 | 28.1 | 30.4 | 29 | 32.4 | 28.4 | 20.4 | 32.5 | 32.2 | 28.6 | 29.8 | 29.5 | 32 | 26.8 | 32.1 | 20.6 | 30.1 | 28 | 30.4 | 32.8 | 30.1 | 29.6 | 32 | 25.6 | 26 | 34.2 | 28 | 16.8 | 33.8 | 30.8 | 34 | 25.6 | 26 | 25.6 | 28 | 0
1311 | 30.5 | 18.4 | 30 | 35.9 | 28.1 | 30.2 | 31.9 | 30 | 35.5 | 31.4 | 28.6 | 27.4 | 31.6 | 33.3 | 30.2 | 22.6 | 21.7 | 17.6 | 24.7 | 26.9 | 14.5 | 34 | 24.2 | 26.9 | 22.4 | 28.7 | 31 | 29.6 | 33.6 | 27.8 | 19.7 | 32.5 | 32.6 | 28.9 | 30 | 29.8 | 31.3 | 27.6 | 31.7 | 20.9 | 30.2 | 28.3 | 30.7 | 33.8 | 30.2 | 29.8 | 31.3 | 25.9 | 25.8 | 34.6 | 28.2 | 15.9 | 33.8 | 30.4 | 34.6 | 24.8 | 26.5 | 25.4 | 27.4 | 0
1312 | 30.5 | 18.9 | 30.9 | 35 | 28.1 | 29.8 | 31.3 | 30.1 | 34.1 | 31.4 | 28.6 | 26.3 | 31.2 | 32.5 | 31.1 | 21.6 | 20.4 | 17.8 | 24.1 | 26.2 | 14.4 | 34.5 | 23.2 | 26.5 | 22.5 | 29 | 31.1 | 28.6 | 33.5 | 26.2 | 18.8 | 32.1 | 33 | 28.9 | 30.2 | 28.4 | 30.5 | 27.6 | 30.8 | 20.8 | 30.5 | 27.3 | 30 | 34 | 29.8 | 29.5 | 30 | 25.8 | 25.5 | 34.1 | 27 | 15.1 | 32.4 | 30.7 | 34.6 | 23.2 | 26 | 24.9 | 26.7 | 0
1313 | 30.2 | 19 | 30.4 | 34 | 27 | 29.4 | 30.7 | 29.2 | 32 | 30.5 | 28 | 25 | 31 | 30.9 | 31.4 | 19.6 | 19.6 | 17.8 | 22.6 | 25.6 | 14.6 | 34.5 | 20.8 | 26 | 22.2 | 28.7 | 31 | 27.4 | 31.4 | 25.5 | 17.8 | 30 | 33.1 | 28.5 | 29.4 | 27.3 | 30 | 27.4 | 30 | 20.7 | 29.9 | 26 | 28.9 | 34.3 | 28.7 | 30 | 29 | 25 | 24.6 | 33.9 | 25.8 | 13.2 | 31.2 | 29.8 | 34.1 | 22.2 | 25 | 24.3 | 26.4 | 0
1314 | 29.5 | 18.2 | 29.9 | 31.4 | 25.1 | 27.7 | 29.5 | 27.5 | 29.6 | 30 | 27.3 | 23.3 | 29.8 | 29.2 | 30.9 | 18.2 | 18.9 | 17 | 20.7 | 24.1 | 14.7 | 32.7 | 19.7 | 24.1 | 21.6 | 28.2 | 30.6 | 24.5 | 26.3 | 24.1 | 17.2 | 28.1 | 32.1 | 27.5 | 26.9 | 26.2 | 29.2 | 26 | 28.7 | 20.2 | 28.2 | 23.4 | 26.8 | 33.5 | 27.3 | 28.6 | 27.7 | 23.7 | 23.8 | 32.7 | 22.8 | 11.2 | 28.7 | 29.3 | 32.6 | 20.9 | 22.5 | 23.4 | 25.9 | 0
1315 | 27 | 16.8 | 25.5 | 29.2 | 23.3 | 27.4 | 27.9 | 25.4 | 27.8 | 28.6 | 25.8 | 21.9 | 28.2 | 27.9 | 28.7 | 17.4 | 18.9 | 16.6 | 18.6 | 23.1 | 14.5 | 31.4 | 17.5 | 22.3 | 19.5 | 26.8 | 28 | 22.3 | 19.5 | 23.5 | 16.9 | 26.6 | 30.7 | 26.3 | 24.5 | 25.2 | 28.4 | 23.2 | 27.8 | 18.2 | 26.8 | 21.2 | 24.6 | 31.7 | 26.2 | 27.5 | 26.9 | 22 | 22.5 | 31.5 | 20.2 | 8.3 | 26.8 | 28.7 | 31 | 20.6 | 20.7 | 22.6 | 25.5 | 0
1316 | 24.5 | 15.4 | 23 | 26.4 | 22.2 | 23.9 | 26.8 | 23.7 | 26.9 | 27.4 | 24.2 | 20.8 | 25.6 | 27.4 | 26.7 | 16.9 | 19 | 16.6 | 16.8 | 21.8 | 14.5 | 30.2 | 16.2 | 20 | 17.5 | 25.6 | 25.6 | 19.8 | 12.5 | 22.4 | 17 | 26 | 29.6 | 24.9 | 23.8 | 24.5 | 27.4 | 21.7 | 26.9 | 16.2 | 26 | 19 | 22.2 | 29.7 | 25.7 | 25.2 | 26 | 20.4 | 21.4 | 29.5 | 17 | 6 | 24.4 | 28.5 | 29.2 | 20.2 | 19.7 | 22 | 25 | 0
1317 | 22.5 | 14.6 | 19.9 | 25 | 20.6 | 22.9 | 26.1 | 21.9 | 25.9 | 25.4 | 22.2 | 20.4 | 23.4 | 26.8 | 23.8 | 16.1 | 19.3 | 16.5 | 15.5 | 21.4 | 14.3 | 29 | 13.4 | 18.6 | 15.4 | 24.7 | 24.2 | 19.1 | 8.1 | 22.2 | 17 | 25.5 | 28.6 | 24 | 22.9 | 24.4 | 26.7 | 20.7 | 26.3 | 14.2 | 25.7 | 18.3 | 20.6 | 27.8 | 25.1 | 24.5 | 25.7 | 19.1 | 19.8 | 28.2 | 15.4 | 3.8 | 23.4 | 28.5 | 28 | 20.5 | 18.2 | 21.6 | 24.7 | 0
1318 | 21.5 | 14.3 | 19.5 | 23.7 | 19.6 | 22 | 25 | 20.6 | 25.4 | 24 | 21.3 | 19.9 | 21.2 | 26.4 | 22.6 | 15.9 | 18.9 | 16.5 | 15 | 20.6 | 14.3 | 22.6 | 11.7 | 17.1 | 15.3 | 24.2 | 23.3 | 18.2 | 7.1 | 21.1 | 16.9 | 24.5 | 27.4 | 23.6 | 22.9 | 24.2 | 26.1 | 19.9 | 26.2 | 13.3 | 25.1 | 17.8 | 19 | 25.8 | 24.5 | 23.5 | 25.2 | 18.4 | 18.5 | 27.1 | 13.5 | 3.4 | 22.3 | 28.4 | 27 | 20.1 | 18.5 | 20.9 | 24.3 | 0
1319 | 19.4 | 13.9 | 18.5 | 23.4 | 18.9 | 20.1 | 24.2 | 19.3 | 25.4 | 23.6 | 21 | 19.6 | 20 | 26 | 22.9 | 15.7 | 18 | 16.5 | 15 | 20.2 | 14.3 | 21 | 9.6 | 16.4 | 15.1 | 23.7 | 22.7 | 18 | 10 | 20.6 | 16.4 | 23.8 | 26.6 | 24 | 21.9 | 23 | 26 | 19.7 | 25.7 | 12.4 | 24 | 18 | 18 | 24.8 | 23.8 | 24 | 25 | 18 | 17 | 26 | 12.6 | 3.8 | 22.2 | 27.3 | 26.1 | 19.6 | 18 | 20.2 | 24.2 | 0
1320 | 19.4 | 14 | 18.5 | 22.3 | 18.3 | 19.4 | 23.4 | 18.4 | 25.4 | 23.4 | 22 | 18.7 | 18.9 | 25.4 | 23.2 | 14.5 | 16.3 | 16.5 | 15.3 | 19.1 | 13.8 | 25.5 | 9.4 | 15.2 | 14.6 | 22.8 | 21.8 | 16.3 | 14.6 | 19 | 15.8 | 23.6 | 25.4 | 24.6 | 20.4 | 22.1 | 25.9 | 19.2 | 25.2 | 11.7 | 23.3 | 17.1 | 16.6 | 24.3 | 23.3 | 23.4 | 24.4 | 17.7 | 16 | 26 | 10.5 | 5.6 | 21.3 | 26.7 | 25.3 | 18 | 17.5 | 19.9 | 23.9 | 0
1321 | 18.1 | 14.9 | 18.5 | 21.6 | 17.5 | 19.1 | 22.8 | 17.9 | 25.3 | 23.4 | 22.9 | 17.7 | 18.5 | 24.6 | 23 | 14 | 15 | 16.4 | 15.1 | 18.6 | 14.3 | 24.5 | 8.6 | 14.5 | 14.5 | 22.1 | 21.7 | 14.8 | 19.2 | 18.2 | 15 | 18.4 | 25 | 25 | 19.7 | 21.4 | 26 | 18 | 25 | 11.7 | 22.7 | 16.2 | 15.4 | 23.7 | 22.9 | 23.6 | 24.3 | 17 | 14.6 | 25 | 9.1 | 6.8 | 21.1 | 26.7 | 25 | 16.9 | 17 | 19.9 | 24 | 0
1322 | 17.2 | 14.8 | 16.9 | 20 | 17.1 | 18.9 | 22.1 | 17.4 | 25.2 | 22.5 | 23.4 | 16.4 | 17.5 | 24.1 | 22.2 | 13.1 | 14 | 16.1 | 14.6 | 18 | 14.3 | 24 | 8.8 | 13.4 | 14 | 20.8 | 22.4 | 12.4 | 21.6 | 16.8 | 14.4 | 18.6 | 24.4 | 24.6 | 20.7 | 20.9 | 25.8 | 17.6 | 24.8 | 11.7 | 22 | 14.4 | 13.8 | 23.3 | 22.6 | 22.6 | 24 | 16 | 13.4 | 24.3 | 6.8 | 7.8 | 20.2 | 26.5 | 24.1 | 15.8 | 16.1 | 18.3 | 23.8 | 0
1323 | 17.9 | 14.4 | 16.8 | 19 | 17.1 | 18.9 | 21.5 | 16.7 | 25.1 | 21.8 | 22.3 | 15.6 | 16.6 | 23.9 | 21.4 | 13 | 14.2 | 16.1 | 13.6 | 18.5 | 14.4 | 23 | 7.6 | 13 | 14 | 20.4 | 21.8 | 11.2 | 21.6 | 16.3 | 13.8 | 18.6 | 24.1 | 23.5 | 19.9 | 20.7 | 25.5 | 17.3 | 24.7 | 11.9 | 21.5 | 13.4 | 12.7 | 22.6 | 22.7 | 22.5 | 24.2 | 14.8 | 11.9 | 24 | 5.8 | 7.4 | 20 | 25.7 | 23.9 | 16 | 15.5 | 18.3 | 23.9 | 0
1324 | 18 | 13.8 | 16 | 17.2 | 17.2 | 18.5 | 21.1 | 15.8 | 25 | 20.5 | 20.5 | 14.8 | 14.7 | 23.8 | 20.3 | 12.6 | 14.8 | 16.2 | 13 | 18.6 | 14.5 | 22.5 | 7.6 | 12.4 | 14 | 20.2 | 21.1 | 10 | 19.5 | 14.9 | 13.7 | 19.3 | 23.6 | 21.7 | 18.8 | 20.4 | 24.9 | 17.6 | 24.3 | 10.7 | 20.8 | 12.3 | 11.7 | 22 | 22.7 | 21.2 | 24 | 14.1 | 11.1 | 23.6 | 4.4 | 7.3 | 18.9 | 25.4 | 23.3 | 16.2 | 15.3 | 18.4 | 23.7 | 0
1325 | 17 | 13.5 | 15.4 | 18 | 17.9 | 18.1 | 20.8 | 14.9 | 24.9 | 19.5 | 16.4 | 17 | 15 | 23.8 | 18.8 | 12.3 | 16.4 | 16.2 | 14.2 | 18 | 14.6 | 21.5 | 5.4 | 12.2 | 13.9 | 19.5 | 20.6 | 14.4 | 22 | 16.6 | 15 | 19.8 | 23.3 | 18.4 | 18.9 | 20.3 | 24.4 | 17.7 | 23.8 | 10.2 | 20.8 | 14.2 | 11.4 | 21.6 | 22.6 | 20 | 24.8 | 14.2 | 11.8 | 24.1 | 5 | 0.2 | 19.6 | 25 | 23.2 | 18 | 15 | 17.5 | 22 | 0
1326 | 17 | 12.9 | 14 | 17.2 | 18.6 | 17.9 | 20.5 | 14.9 | 24.8 | 19.7 | 15.4 | 16.7 | 13.4 | 23.9 | 17.3 | 11.8 | 16.1 | 17.6 | 15 | 18.2 | 14.7 | 21 | 7.6 | 13.2 | 13.6 | 19.1 | 19.9 | 14.5 | 18.8 | 15.2 | 15.1 | 19.9 | 22.9 | 17.5 | 19 | 20.7 | 24 | 16.8 | 23.8 | 10 | 20.4 | 14.9 | 12.1 | 21.3 | 21.9 | 20 | 25 | 15.8 | 12.9 | 22.2 | 5.8 | 3.9 | 19.5 | 24.7 | 23.1 | 18.3 | 14.7 | 17.6 | 22.5 | 0
1327 | 16.5 | 12.9 | 13.3 | 18.4 | 19.4 | 17.3 | 20.3 | 15.7 | 25.1 | 19 | 15.6 | 17.2 | 13.5 | 24 | 17.8 | 10.6 | 16.3 | 17.3 | 16.2 | 18.5 | 14.6 | 20.5 | 9.6 | 15.3 | 13.6 | 18.1 | 19.4 | 16.4 | 18.3 | 15.8 | 15.6 | 19.9 | 22.7 | 16.8 | 18.8 | 20.8 | 24.4 | 15.9 | 23.8 | 10.2 | 20.1 | 16.6 | 14 | 21.2 | 21.3 | 21 | 25.7 | 18.2 | 15 | 21.7 | 8.2 | 8.5 | 20.2 | 24.5 | 23.1 | 18.3 | 14.5 | 17.6 | 23.6 | 0
1328 | 17 | 13.2 | 16.8 | 20 | 20.1 | 18.4 | 20.6 | 17.4 | 25.8 | 18.9 | 16.2 | 18.4 | 14 | 25.3 | 19.2 | 10.8 | 16.8 | 17.1 | 17.4 | 19.4 | 14.5 | 21.5 | 13.6 | 17.6 | 14.4 | 18.7 | 19.3 | 17.8 | 19 | 16.4 | 16.8 | 20 | 23.1 | 17.8 | 19.4 | 21.1 | 25.4 | 18.1 | 24.7 | 11.3 | 21 | 18.8 | 17.2 | 20.8 | 20.8 | 22.6 | 27 | 20.8 | 17.8 | 23 | 11.6 | 13.4 | 21.8 | 25.3 | 24.1 | 19 | 16.3 | 16.8 | 25.4 | 0
1329 | 21.5 | 13.9 | 22.8 | 24 | 20.8 | 20.1 | 22.4 | 19.8 | 27 | 22.8 | 18.5 | 20.4 | 17 | 27.2 | 21.1 | 14.3 | 17.9 | 16.1 | 18.7 | 20.3 | 14.3 | 25 | 16.2 | 20.3 | 16.1 | 20 | 20.7 | 21.3 | 22.8 | 19.8 | 18.3 | 26.4 | 25.2 | 18.6 | 19.7 | 23.7 | 27.6 | 20.3 | 27 | 14.1 | 23.3 | 21.6 | 20.7 | 22.9 | 21.2 | 24.6 | 28.3 | 23.4 | 20.6 | 25.4 | 16.3 | 15.7 | 24.3 | 26.7 | 26.3 | 19.2 | 18.9 | 18 | 27.3 | 0
1330 | 24.2 | 15.9 | 25.5 | 27.5 | 23.2 | 25.4 | 24.5 | 22.4 | 28.8 | 26 | 20.7 | 22.6 | 20.1 | 29.7 | 23 | 16.5 | 19 | 16.2 | 19.6 | 21.9 | 14.4 | 28.6 | 19.8 | 22.7 | 18.9 | 22.2 | 23.1 | 23.9 | 26.1 | 22.6 | 20 | 29.2 | 26.4 | 20.7 | 21.4 | 26.1 | 30 | 22.5 | 29 | 16.7 | 24.8 | 24.3 | 24.2 | 25.3 | 25.2 | 26.4 | 29.6 | 25.3 | 23.2 | 29.3 | 20.7 | 16.9 | 27.2 | 28.7 | 28.1 | 20.3 | 19.6 | 19.3 | 28.9 | 0
1331 | 26.4 | 17.8 | 27.5 | 31.6 | 25.7 | 27.4 | 27 | 24.8 | 30.9 | 28.2 | 23.4 | 24.8 | 24.2 | 31.5 | 24.9 | 18 | 19.8 | 16.9 | 20.4 | 23.6 | 14.9 | 31 | 22 | 25 | 19.7 | 25 | 26.2 | 27.4 | 29.6 | 26.4 | 21.4 | 31.6 | 27.8 | 22.2 | 22.4 | 27 | 32.4 | 24.5 | 30.6 | 18.7 | 28.7 | 26.8 | 26.8 | 27.4 | 28.5 | 27.8 | 30.6 | 26.8 | 25 | 31.9 | 24.8 | 16 | 30.2 | 31 | 30.4 | 21 | 24.4 | 21.2 | 29.8 | 0
1332 | 28.1 | 20 | 28.8 | 33.4 | 27.2 | 30.4 | 28.9 | 26.5 | 32.9 | 30.8 | 24.8 | 26.5 | 26.7 | 32.8 | 26.8 | 18.5 | 19.8 | 19.8 | 20.9 | 25.8 | 15.8 | 33.6 | 25.2 | 26.6 | 22.2 | 27.5 | 28.6 | 28.8 | 30.6 | 28 | 22.4 | 32.6 | 29 | 24.6 | 23.9 | 28 | 33.7 | 25.5 | 31.8 | 19.2 | 29.4 | 28.5 | 28.7 | 29.9 | 29.2 | 28.7 | 31.6 | 27.6 | 26.2 | 33 | 27 | 15.8 | 32.5 | 32.4 | 32 | 22.5 | 25.4 | 24.1 | 29.9 | 0
1333 | 29.6 | 23.2 | 29.8 | 35.3 | 27.2 | 31.5 | 30 | 27.7 | 34.4 | 32.2 | 26.2 | 27.6 | 29.1 | 34.4 | 28.5 | 19 | 19.5 | 20.4 | 21.4 | 27.5 | 17.2 | 34.6 | 26 | 28.1 | 22.5 | 29 | 31 | 30.8 | 32 | 30 | 22.7 | 33.1 | 29.9 | 25.8 | 25.8 | 28.5 | 34.3 | 26.6 | 32.7 | 19.8 | 29.3 | 29.8 | 29.6 | 31.6 | 29.5 | 29.4 | 32.6 | 28.4 | 26.8 | 33.9 | 27.9 | 15.3 | 33.8 | 31.6 | 33.6 | 22.9 | 25.9 | 24.2 | 29.3 | 0
1334 | 30.7 | 23.8 | 31.3 | 35.4 | 27.8 | 32.4 | 30.8 | 28.5 | 35.2 | 33.2 | 26.5 | 27.8 | 30 | 34.9 | 30.1 | 19.4 | 18.8 | 22.4 | 21.6 | 28.8 | 17.9 | 35 | 26.8 | 29 | 24.3 | 29.5 | 31.6 | 31.2 | 32.4 | 30.4 | 22.6 | 34.1 | 30.4 | 27.2 | 26.2 | 28.5 | 33.6 | 27.4 | 32.9 | 20.2 | 30.1 | 30.2 | 30 | 33.6 | 29.1 | 30 | 33.6 | 28.8 | 27 | 34.4 | 27.2 | 15.8 | 33.8 | 31.2 | 34.5 | 23.2 | 26.4 | 24.2 | 28.4 | 0
1335 | 31.4 | 23.7 | 31.2 | 36.3 | 28.1 | 32 | 31.3 | 29 | 35.2 | 34 | 27.2 | 27.4 | 31.2 | 34.3 | 31.4 | 21 | 18.4 | 22.8 | 21.8 | 28.8 | 18.9 | 35.6 | 24.7 | 29.7 | 24.8 | 29.9 | 32.3 | 32.5 | 34.1 | 32.1 | 22.1 | 33.7 | 31.2 | 27 | 26.2 | 28.3 | 32.7 | 27.8 | 32.7 | 21.7 | 29.8 | 30.1 | 29.8 | 33.9 | 28.9 | 30.6 | 34.3 | 29.1 | 26.7 | 34.9 | 26.1 | 15.2 | 32.9 | 31 | 35 | 21.9 | 26.4 | 23.5 | 27.5 | 0
1336 | 31.4 | 23.4 | 30.8 | 35.7 | 28.2 | 31.2 | 30.8 | 29.2 | 33.9 | 34.1 | 26.9 | 26.2 | 30.8 | 32.6 | 32.2 | 20.5 | 18 | 22.9 | 21.3 | 28.2 | 19 | 35 | 23.2 | 29.4 | 24.5 | 30 | 32.6 | 31.8 | 33.9 | 32.2 | 21.6 | 32 | 31.3 | 27.1 | 26.1 | 28.1 | 31.4 | 27.8 | 32.4 | 21.7 | 29.8 | 29.1 | 29.5 | 33.9 | 28.5 | 30.6 | 34.2 | 28.8 | 26.2 | 34.9 | 24.5 | 14.5 | 31.3 | 31 | 34.5 | 20.7 | 26.3 | 23.3 | 26.9 | 0
1337 | 31.4 | 23.1 | 30.8 | 35 | 26.7 | 30 | 30.2 | 28.8 | 31.9 | 33.6 | 26.6 | 24.6 | 30.2 | 30.9 | 32.5 | 19.4 | 18 | 22.8 | 20.6 | 26.6 | 18.9 | 34.6 | 20.6 | 28.6 | 23.6 | 30.1 | 32.2 | 31 | 32.6 | 32.6 | 21 | 30 | 31.4 | 26.2 | 25.5 | 27.7 | 30.4 | 27.5 | 31.4 | 21.5 | 29.1 | 27.6 | 28.8 | 33.4 | 27.5 | 30 | 32.8 | 28 | 25.2 | 34.7 | 23.2 | 12.2 | 29.5 | 30 | 34.3 | 19 | 25.4 | 23.5 | 26.4 | 0
1338 | 30.5 | 21.7 | 30.3 | 32.1 | 24.5 | 28.5 | 29.4 | 27.7 | 29.6 | 32.5 | 24.9 | 22.5 | 27.7 | 29.2 | 32 | 17.1 | 17.8 | 21.5 | 19.3 | 25.1 | 18.4 | 33.2 | 19.9 | 26.9 | 23 | 29.8 | 31.7 | 27.7 | 27.1 | 30.5 | 20.4 | 29.3 | 30.9 | 26 | 23.6 | 26.3 | 29.3 | 25.5 | 29.9 | 20.4 | 27.7 | 25.4 | 27.9 | 32.3 | 25.9 | 28.4 | 30.3 | 26.4 | 24 | 33.7 | 21.6 | 10.1 | 27.8 | 29.4 | 33 | 18.6 | 23.4 | 23.1 | 26 | 0
1339 | 27.9 | 20.1 | 26.3 | 29.5 | 22.3 | 26.5 | 28 | 26.2 | 27.6 | 29.9 | 23.3 | 20.4 | 25.7 | 28 | 30.6 | 15.7 | 17.6 | 20 | 18.3 | 23.3 | 17.6 | 31.6 | 18.1 | 25.3 | 20.7 | 28.9 | 29.5 | 25.1 | 20.6 | 29 | 19.7 | 27.5 | 29.9 | 24.7 | 21.8 | 25.5 | 28.7 | 23 | 28.4 | 18.7 | 26.6 | 23.3 | 26.1 | 30.4 | 24.8 | 26.4 | 26.9 | 24.8 | 22.4 | 31.4 | 20.5 | 7.1 | 26.5 | 28.5 | 30.5 | 18.2 | 21.9 | 22.5 | 25.3 | 0
1340 | 26.6 | 17.7 | 22.8 | 26.2 | 20.9 | 24.6 | 26.9 | 24.5 | 26.2 | 26.2 | 21.2 | 18.6 | 23 | 27.4 | 28.7 | 14.8 | 17 | 18.9 | 17.4 | 22 | 16.6 | 30.6 | 17 | 23.6 | 19.4 | 27.6 | 27.3 | 22 | 13 | 26.4 | 18.8 | 26.6 | 28.8 | 23.8 | 20.6 | 25.2 | 28 | 21.8 | 27.4 | 16.2 | 26.1 | 21.4 | 24 | 29.9 | 24.2 | 24.2 | 23.6 | 23.2 | 20.8 | 29.4 | 19 | 5.4 | 25.4 | 28.3 | 29 | 18.6 | 20.9 | 22.2 | 24.4 | 0
1341 | 25.3 | 17.5 | 21.3 | 24.9 | 19.5 | 23.2 | 25.7 | 23 | 24.7 | 25.7 | 20.1 | 17.5 | 22 | 26.8 | 26.5 | 13.4 | 16.5 | 18.4 | 17.2 | 20.7 | 15.5 | 29 | 13.7 | 22.5 | 19 | 26 | 25.8 | 21.3 | 8.9 | 25.8 | 17.8 | 26.1 | 27.4 | 21.8 | 19.7 | 25 | 27.8 | 20.8 | 26.7 | 14.7 | 25.7 | 20.3 | 21.3 | 28.4 | 24 | 22.7 | 21.2 | 22.2 | 19.3 | 28.1 | 17.8 | 3.8 | 24.7 | 28 | 27.9 | 18.3 | 19.4 | 22.2 | 23.3 | 0
1342 | 24.2 | 16.7 | 20 | 23.3 | 18.3 | 22.2 | 24.7 | 21.9 | 24.2 | 24.5 | 19.1 | 17 | 20.7 | 26.7 | 24.9 | 12.7 | 16 | 17.8 | 17 | 20 | 14.9 | 27.5 | 11.3 | 21.4 | 17.9 | 25.4 | 25.2 | 20.2 | 7.4 | 24.4 | 16.9 | 22.1 | 26.9 | 20.9 | 19.2 | 24.9 | 27.3 | 19.6 | 26.5 | 13.4 | 25.1 | 19.4 | 19 | 26.9 | 23.9 | 21.9 | 20.3 | 21.2 | 18.2 | 27.3 | 15.9 | 3.9 | 24 | 27.8 | 26.8 | 18.5 | 19.4 | 21.8 | 22.5 | 0
1343 | 21.8 | 16.3 | 20.3 | 23.2 | 17.7 | 21.4 | 24 | 20.8 | 24.5 | 23.2 | 19 | 17.2 | 20.6 | 26.3 | 23.9 | 12.2 | 15.8 | 17.6 | 17 | 19.4 | 14.5 | 26.5 | 8.2 | 20.4 | 17.2 | 24.6 | 26.5 | 20.2 | 10.6 | 24.2 | 16.2 | 22.1 | 26.4 | 20.2 | 18.2 | 24.4 | 27 | 18.3 | 26.4 | 12.5 | 24.5 | 19 | 17 | 25.2 | 26 | 22 | 20.8 | 20.4 | 17.2 | 26.4 | 14 | 3.8 | 23.4 | 27.7 | 25.7 | 18.2 | 18.8 | 20.5 | 22 | 0
1344 | 19.5 | 16.1 | 18.8 | 21.8 | 17.1 | 20.7 | 23.1 | 19.8 | 24.8 | 23.2 | 18.5 | 17.6 | 19.5 | 25.5 | 22.9 | 12 | 15.8 | 17.1 | 16.4 | 19.3 | 14.2 | 25 | 7.6 | 18.6 | 16.1 | 23.5 | 26.1 | 18.2 | 14.8 | 22.2 | 15.9 | 21.7 | 25.8 | 21.2 | 17.1 | 23.5 | 26.3 | 18.3 | 25.9 | 11.9 | 23.8 | 18.2 | 15.9 | 24.4 | 23 | 22.4 | 22.3 | 19 | 16.4 | 25.5 | 11.4 | 4.4 | 22.7 | 27.4 | 24.7 | 18.7 | 18 | 19 | 22 | 0
1345 | 21.2 | 15.4 | 16.3 | 21.3 | 16.9 | 20.2 | 22.4 | 18.9 | 25 | 21.9 | 18.6 | 18.1 | 19 | 25.2 | 22.1 | 11.4 | 16.1 | 16.6 | 15.7 | 19.1 | 13.9 | 24 | 6.5 | 16.7 | 16.7 | 23.5 | 25.4 | 16.8 | 20.4 | 21.1 | 15.8 | 22.4 | 24.9 | 21.9 | 16.5 | 22.9 | 26 | 18 | 25.9 | 11.2 | 23.3 | 17.3 | 15 | 23.4 | 22.6 | 22.7 | 23.9 | 17.3 | 15.4 | 24.8 | 9.2 | 3.3 | 22.1 | 26.6 | 24.1 | 18.7 | 17.9 | 18.1 | 22.2 | 0
1346 | 19.4 | 14.6 | 15.3 | 19.6 | 16.3 | 19.7 | 21.6 | 18 | 25.1 | 20.8 | 18 | 18.2 | 17.6 | 25.2 | 21.4 | 11.4 | 16.4 | 16.1 | 14.6 | 19 | 13 | 22.7 | 7 | 14.4 | 16.2 | 23 | 24.7 | 14.4 | 23.6 | 18.8 | 15.8 | 20.1 | 23.8 | 22.8 | 16.2 | 22.4 | 25.4 | 18 | 25.8 | 11.2 | 23 | 16 | 14.2 | 22.7 | 22.6 | 22.4 | 25 | 15.4 | 14.2 | 24.9 | 7 | 2 | 21.4 | 26.2 | 22.8 | 19.2 | 17.2 | 16.8 | 22.4 | 0
1347 | 18.6 | 14.6 | 14.5 | 19.3 | 16 | 19.2 | 20.8 | 17.5 | 25.1 | 23.4 | 17.9 | 18 | 17.2 | 24.7 | 20.7 | 10.5 | 16.7 | 15.9 | 14 | 18.5 | 12.3 | 20.8 | 5.8 | 12.8 | 15.7 | 21.7 | 23.4 | 14 | 25.6 | 18.3 | 15.6 | 20.1 | 22.9 | 21.8 | 16.2 | 23 | 25.2 | 17.6 | 25.4 | 11.3 | 22.1 | 15 | 13 | 22 | 22.7 | 21.7 | 25.3 | 14.1 | 12.8 | 25.2 | 5.7 | 0.5 | 20.7 | 25.5 | 22.5 | 18.7 | 16.4 | 16.3 | 22.3 | 0
1348 | 17.5 | 14.2 | 14.7 | 18 | 15.7 | 19 | 20.6 | 17.2 | 25.1 | 22.9 | 16.9 | 17.5 | 15.7 | 24.7 | 20.1 | 10 | 16.6 | 15.4 | 13.7 | 18.3 | 11.9 | 20 | 5.9 | 11.9 | 15.3 | 20.9 | 21.9 | 13.3 | 24 | 16.8 | 15.3 | 20 | 21.9 | 20.6 | 15.8 | 22.7 | 24.7 | 17.3 | 25.5 | 11.9 | 21.9 | 14.2 | 12 | 21.8 | 22.7 | 20.6 | 25.1 | 13.5 | 11.9 | 25 | 4.8 | 1.1 | 20 | 25 | 22 | 18.6 | 16.2 | 16.1 | 22.1 | 0
1349 | 16.4 | 14.2 | 13.5 | 18.4 | 15.3 | 18.9 | 20.5 | 16.9 | 25.1 | 21.5 | 15 | 14.4 | 14.6 | 24.3 | 19.4 | 9.4 | 15.2 | 15 | 14.8 | 17.4 | 11.5 | 19.5 | 3.8 | 15.2 | 14.5 | 20.4 | 20.8 | 16 | 18.4 | 15 | 13.6 | 20 | 21.4 | 15.8 | 15.2 | 22.5 | 24 | 16.8 | 24.9 | 12.5 | 21.7 | 14.8 | 15.3 | 21.4 | 22.5 | 18.8 | 19.2 | 17.2 | 12.6 | 24.8 | 13.8 | 1.4 | 19.6 | 24.9 | 22 | 16 | 16 | 15.4 | 20.4 | 0
1350 | 16.1 | 13.3 | 13.3 | 18.1 | 14.7 | 18.4 | 19.7 | 17.4 | 25.2 | 19.2 | 13.9 | 15.3 | 15.6 | 23.9 | 18.7 | 8.9 | 15.6 | 14.9 | 15.2 | 17.5 | 11.4 | 19 | 6.4 | 15.1 | 13.9 | 19.9 | 19.9 | 15.5 | 17.9 | 13.3 | 15.2 | 20.3 | 21 | 15.7 | 15 | 22.2 | 23.1 | 15.8 | 24.6 | 12.7 | 21.3 | 15.1 | 14.4 | 21 | 22.6 | 19.9 | 20.4 | 17.2 | 14.4 | 24.4 | 14.1 | 4.6 | 19 | 24.7 | 22 | 16.2 | 15.4 | 14.8 | 21.2 | 0
1351 | 16.4 | 12.2 | 12.5 | 19.8 | 14.7 | 18.3 | 19.6 | 18.5 | 25.6 | 17.9 | 14 | 16.5 | 17.4 | 23.9 | 19 | 8.5 | 15.9 | 14.4 | 16 | 18.3 | 11.4 | 19 | 9.3 | 15.7 | 13.9 | 20.4 | 19.4 | 17.2 | 19.5 | 13.9 | 17.2 | 20.4 | 20.5 | 16 | 14.7 | 21.9 | 23.3 | 15.9 | 24.4 | 12.7 | 21.4 | 16 | 15 | 20.9 | 22.8 | 21.8 | 22.8 | 18.4 | 16.8 | 24.1 | 15 | 8.9 | 19.6 | 24.7 | 21.9 | 16.7 | 14.9 | 14.3 | 22.8 | 0
1352 | 17.5 | 11.8 | 15 | 22 | 16.2 | 19.3 | 19.8 | 20.1 | 26.3 | 17.3 | 15 | 18 | 20.2 | 25.4 | 20 | 10 | 16.4 | 15.2 | 17.2 | 19.4 | 11.4 | 20 | 13.2 | 17.4 | 15.7 | 20.3 | 19.4 | 19 | 22.6 | 16 | 19.4 | 20.6 | 21.2 | 17 | 15.7 | 21.9 | 24.4 | 18.3 | 25 | 12.7 | 21.9 | 17.4 | 16.4 | 20.4 | 23.1 | 24 | 25 | 19.8 | 19.4 | 24.7 | 16.6 | 13.4 | 20.8 | 25 | 23 | 18 | 16.9 | 14.3 | 25 | 0
1353 | 22.5 | 13.5 | 22.4 | 25.9 | 20.6 | 24.5 | 22.5 | 22.1 | 27.5 | 23.1 | 17.6 | 19.5 | 22.2 | 27.6 | 21.7 | 12.8 | 16.7 | 17.4 | 18.2 | 21 | 11.2 | 26 | 16 | 20 | 18.5 | 20.6 | 22.3 | 23.4 | 25.9 | 20.6 | 21.1 | 20.5 | 24.4 | 18.3 | 17.7 | 22.9 | 26.9 | 22.6 | 27.4 | 14.5 | 24.2 | 19.1 | 20.1 | 22 | 23.3 | 26.1 | 27.8 | 22.2 | 21.6 | 25.7 | 19.1 | 16.4 | 23.6 | 27 | 26.1 | 19.4 | 20.6 | 15.9 | 27 | 0
1354 | 25.4 | 15.5 | 26.4 | 29.1 | 24.6 | 27.8 | 24.8 | 24.2 | 29.4 | 26.3 | 20.4 | 21.3 | 24.3 | 30.2 | 24.2 | 15 | 17.1 | 20.4 | 18.9 | 22.4 | 12.1 | 27 | 19.2 | 23.1 | 20.4 | 24 | 24.9 | 26.9 | 28.6 | 25.3 | 22.5 | 23 | 26.2 | 19.9 | 20.1 | 24 | 29.6 | 24.4 | 29 | 19 | 25.3 | 20.9 | 23.7 | 25.4 | 24.4 | 27.8 | 29.6 | 24.1 | 23.7 | 29.3 | 22 | 17.9 | 26.5 | 28.7 | 28.7 | 21.2 | 22.8 | 19.1 | 28.8 | 0
1355 | 27.8 | 17.2 | 28.2 | 32.4 | 27.2 | 29.7 | 27.3 | 26 | 31.3 | 30.1 | 23.4 | 23.3 | 25.8 | 31.7 | 26.8 | 16.1 | 17.4 | 22.7 | 19 | 24 | 13.8 | 30 | 21.4 | 26.2 | 22.4 | 26.6 | 28.2 | 31 | 30 | 30 | 23.4 | 27.1 | 27.4 | 21.4 | 21.1 | 25.4 | 32.2 | 26.9 | 31.2 | 21.5 | 28 | 22.8 | 27.8 | 29 | 25.8 | 29 | 31.2 | 26 | 25.4 | 31.5 | 25 | 17.6 | 30 | 30.5 | 31.1 | 22.6 | 25.1 | 21.5 | 29.6 | 0
1356 | 29.5 | 18.4 | 30.2 | 33.8 | 29 | 30.5 | 28.8 | 27.4 | 32.8 | 31.8 | 25.2 | 25.6 | 28.1 | 33.5 | 29.2 | 18.1 | 18 | 23.8 | 18.8 | 25.3 | 17 | 31.5 | 24.2 | 28.5 | 23.9 | 28.6 | 30.5 | 32.5 | 30.8 | 32.5 | 24.2 | 30.4 | 29.7 | 22.7 | 23 | 27.1 | 33.5 | 29 | 32.2 | 23.5 | 29.2 | 24.5 | 29.8 | 30.9 | 26.9 | 29.9 | 31.7 | 26.8 | 27 | 33.1 | 27.3 | 16.8 | 32.4 | 30.6 | 33.1 | 23.7 | 26.1 | 24.3 | 29.9 | 0
1357 | 31.4 | 18.6 | 31.2 | 35.2 | 29.4 | 31.1 | 30 | 28.4 | 33.4 | 33.2 | 26.6 | 27.4 | 29.9 | 34 | 30.8 | 20.7 | 18.3 | 24.8 | 18.3 | 26.5 | 18.2 | 32.5 | 25.7 | 29.7 | 25.5 | 29.2 | 30.8 | 34.1 | 31.6 | 34.3 | 24.7 | 31.6 | 30.7 | 23.8 | 23.6 | 27 | 34 | 30.2 | 32.5 | 23.5 | 29.1 | 26 | 31.2 | 32.4 | 27.1 | 30.6 | 32.6 | 27.6 | 28.2 | 34.3 | 28.8 | 15.9 | 34.5 | 30.5 | 34.2 | 23.7 | 26.6 | 25 | 29.5 | 0
1358 | 32.4 | 19.6 | 31.1 | 35.4 | 29.3 | 32.2 | 31 | 29.2 | 33.3 | 33.4 | 27 | 28.6 | 32 | 33.5 | 32 | 21.4 | 18.6 | 25.3 | 18 | 27.4 | 19.2 | 34 | 26.8 | 29.6 | 25.7 | 30.2 | 31.8 | 33.8 | 32.8 | 34.4 | 25 | 32.2 | 31.5 | 24.6 | 24.8 | 26.9 | 33.4 | 31.4 | 33 | 23.7 | 29 | 27 | 30.8 | 33.9 | 27.2 | 31.2 | 33 | 27.8 | 29 | 35.4 | 29 | 15.6 | 35.2 | 30.8 | 35.2 | 23 | 28.1 | 24.9 | 29 | 0
1359 | 32.8 | 20.7 | 32.4 | 36.3 | 29.9 | 32 | 31.8 | 29.9 | 32.8 | 34.6 | 27.6 | 28.5 | 32.6 | 33.4 | 32.8 | 21 | 18.4 | 25.4 | 17.7 | 28.1 | 19.2 | 33.4 | 25.6 | 28.4 | 25.2 | 30.8 | 31.9 | 34.6 | 33.9 | 34.7 | 24.6 | 32.3 | 32.2 | 25.1 | 24.1 | 26.6 | 32.7 | 31.2 | 32.9 | 24.5 | 28.9 | 27.3 | 30.7 | 33.9 | 27.2 | 31.5 | 34 | 28.4 | 28.9 | 35.2 | 28.3 | 15.2 | 35.7 | 30.7 | 35.1 | 21.4 | 28.1 | 24.4 | 28.2 | 0
1360 | 32.9 | 20.5 | 32.2 | 35.9 | 30.3 | 31.7 | 31.8 | 30.2 | 32 | 33.5 | 27.4 | 27.5 | 32.5 | 32.3 | 33.2 | 20.6 | 18 | 25 | 17.6 | 27.9 | 19.4 | 34 | 23.9 | 26.7 | 24.6 | 31.6 | 32.8 | 33.4 | 34 | 34 | 23.6 | 30.7 | 32.2 | 25.2 | 25.1 | 26.2 | 31.6 | 31.2 | 32.4 | 24.6 | 28 | 26.7 | 29.6 | 34 | 27.2 | 31.4 | 33.6 | 28 | 28.2 | 35 | 26.6 | 14.5 | 34.8 | 30.5 | 35.1 | 19.9 | 27.8 | 24.4 | 27.5 | 0
1361 | 32.8 | 19.6 | 31.7 | 35.4 | 29.2 | 30 | 30.5 | 29.9 | 31.1 | 33.5 | 27 | 25.6 | 30.8 | 31 | 33.3 | 19.3 | 17.4 | 24.2 | 17.4 | 27 | 19 | 33.5 | 20.8 | 24.8 | 22.7 | 31.2 | 32.5 | 32.6 | 32 | 33 | 22 | 29 | 32.2 | 24.8 | 24.6 | 25.5 | 30.8 | 30 | 31.1 | 24.5 | 28.6 | 25.4 | 29 | 33.6 | 27 | 30.6 | 32.4 | 27.4 | 26.8 | 35 | 24.6 | 12.8 | 33.5 | 29.6 | 34.3 | 18.6 | 27.1 | 24.3 | 26.6 | 0
1362 | 32 | 19.1 | 31.2 | 32.9 | 26.8 | 28 | 29.4 | 28.9 | 30.1 | 33.6 | 25.4 | 23.7 | 29 | 29 | 33 | 18 | 17 | 22.9 | 17.2 | 25.2 | 18.4 | 32 | 18.5 | 23.1 | 22 | 30.6 | 32.5 | 29.4 | 27.6 | 30.2 | 20.3 | 27.4 | 31.7 | 23.9 | 23.1 | 23.5 | 29.5 | 28 | 29.6 | 23.4 | 27.2 | 23.5 | 27.3 | 32.4 | 26.4 | 29.3 | 29.2 | 25.4 | 25.4 | 34.3 | 22.3 | 10.5 | 31 | 29.5 | 32.6 | 18.2 | 25.1 | 23.6 | 25.7 | 0
1363 | 29.9 | 18.3 | 27 | 30.5 | 24.3 | 24.8 | 27.8 | 27.3 | 29.1 | 31.4 | 23.7 | 21.8 | 26.6 | 27.9 | 31.9 | 16.7 | 16.5 | 21.7 | 16.6 | 23.1 | 17.4 | 30.5 | 15.7 | 21.8 | 19.8 | 29.6 | 30 | 27.2 | 21.4 | 27.2 | 18.5 | 26.2 | 30.3 | 22.5 | 21.6 | 22.8 | 28.5 | 22.6 | 28.2 | 21.2 | 26.4 | 21.6 | 26 | 29.9 | 25.3 | 27.7 | 25.7 | 23.5 | 23.9 | 32.3 | 20.4 | 7.5 | 28.9 | 28.8 | 30.6 | 18.1 | 23.6 | 22.6 | 24.5 | 0
1364 | 27.8 | 16.9 | 24.5 | 27.4 | 22.5 | 23.2 | 26.6 | 25.5 | 28.4 | 29 | 21.4 | 20.6 | 25 | 27.4 | 30.4 | 15 | 16.4 | 21.3 | 16 | 21 | 16.5 | 29 | 14 | 20.8 | 18.5 | 28.2 | 27.5 | 24.4 | 15.4 | 23.4 | 17.4 | 25.2 | 29.2 | 20.8 | 20.6 | 22.5 | 27.2 | 21.7 | 27.2 | 17.5 | 25.8 | 20 | 24 | 28.3 | 24.7 | 26.2 | 22 | 21.2 | 22.8 | 29.8 | 18.6 | 5.2 | 26.6 | 28.6 | 29 | 18.4 | 22.2 | 22.2 | 23.4 | 0
1365 | 24.5 | 14.3 | 23.2 | 25.9 | 21.4 | 21.7 | 25.8 | 23.9 | 27.5 | 24.6 | 20 | 19.6 | 23.5 | 26.9 | 28.5 | 14.9 | 16.2 | 20.6 | 15.4 | 19.7 | 15.4 | 28 | 11.7 | 20 | 17.7 | 27.6 | 25.9 | 24.2 | 11.3 | 21 | 16.7 | 24.6 | 27.8 | 19.1 | 19.6 | 22.1 | 26.5 | 21.1 | 26.2 | 16.5 | 25.4 | 19.1 | 23 | 27 | 23.8 | 25 | 20.1 | 20.2 | 21.7 | 29 | 17.4 | 3.7 | 25.5 | 28.8 | 27.6 | 18.2 | 21.6 | 21.9 | 22.3 | 0
1366 | 23.4 | 13.2 | 21.2 | 24.5 | 20.4 | 20.6 | 25.5 | 22.6 | 26.8 | 23.6 | 18.7 | 19.1 | 23.3 | 27 | 26.9 | 13.5 | 16.2 | 20.2 | 15.1 | 18.9 | 14.7 | 27 | 10.4 | 19.2 | 17 | 27.1 | 24.9 | 23.4 | 10.6 | 19.1 | 16.5 | 23.8 | 27.2 | 17.9 | 18.6 | 21.9 | 25.9 | 21.1 | 26.1 | 15.3 | 25.2 | 18.7 | 21.3 | 25.9 | 23.7 | 24.2 | 18.9 | 19.4 | 20.8 | 28.5 | 16.3 | 3.5 | 24.5 | 28.1 | 26.2 | 18.1 | 21.1 | 21.2 | 21.7 | 0
1367 | 21.9 | 12.7 | 21.4 | 24.4 | 19.9 | 19.5 | 24.5 | 21.3 | 26.5 | 23.7 | 18.4 | 18.4 | 23 | 27 | 25.5 | 13.1 | 16 | 19.5 | 15.2 | 18.8 | 14.2 | 25.6 | 8.6 | 18.6 | 15.9 | 26.6 | 24.3 | 23.9 | 13 | 19 | 16.4 | 23.4 | 25.8 | 17.2 | 18.6 | 20.8 | 26 | 20.9 | 25.9 | 15 | 24.4 | 18.6 | 20.5 | 25.1 | 23.5 | 23.6 | 19.2 | 19.6 | 19.4 | 27.5 | 15.6 | 3.8 | 24.2 | 27.5 | 24.9 | 17.6 | 20.1 | 20.6 | 21.4 | 0
1368 | 21.4 | 11.5 | 20.4 | 23.3 | 18.3 | 18.7 | 23.7 | 20.3 | 26.2 | 25.1 | 17.9 | 17.7 | 23.2 | 27.2 | 24.1 | 12.7 | 15.9 | 19.1 | 15.7 | 18.8 | 13.4 | 24.5 | 7.9 | 18 | 14.6 | 26.1 | 24.7 | 22.1 | 17.3 | 18.9 | 16.2 | 22.5 | 25.7 | 17.1 | 17.6 | 19.7 | 25.9 | 20.8 | 25.5 | 13.9 | 24.4 | 18.4 | 18.8 | 24.3 | 23.2 | 22.9 | 19 | 19.3 | 17.9 | 27.4 | 14.9 | 4.3 | 23.3 | 26.6 | 24.2 | 17.5 | 19.2 | 19.4 | 21.6 | 0
1369 | 20.4 | 10.8 | 18.7 | 22.7 | 19.3 | 18.5 | 23.5 | 19.8 | 25.7 | 25 | 18 | 16.6 | 22.1 | 26.8 | 23.1 | 12.4 | 15.6 | 18.1 | 15.9 | 18.8 | 13.5 | 24 | 6.3 | 17.5 | 14.6 | 25.1 | 24.2 | 20.9 | 21.2 | 19.6 | 15.5 | 21.8 | 25.6 | 17.2 | 17.6 | 18.7 | 26.2 | 20.7 | 25.3 | 13.9 | 24 | 17.9 | 18.1 | 23.5 | 22.8 | 21.9 | 19.1 | 19.2 | 15.8 | 27.2 | 14.4 | 3.8 | 22.8 | 26.6 | 23.6 | 17.2 | 18.6 | 18.8 | 21.7 | 0
1370 | 20 | 10.7 | 16.7 | 21 | 18.9 | 17.2 | 23.2 | 19.3 | 25.2 | 24.5 | 17.4 | 15.6 | 20.5 | 26.1 | 22.4 | 11.6 | 15.4 | 17.5 | 16 | 18.4 | 13.2 | 23.5 | 5.4 | 17 | 14.7 | 24.6 | 24.3 | 18.2 | 23.2 | 19.2 | 14.6 | 21.1 | 25.1 | 17.2 | 16.8 | 17.8 | 26 | 20.3 | 25.2 | 14 | 23.7 | 17 | 16.8 | 22.9 | 22.7 | 20.6 | 18.4 | 18.4 | 14 | 26.5 | 14 | 2.6 | 21.6 | 26.4 | 22.8 | 17.2 | 17.4 | 17.9 | 21.6 | 0
1371 | 21.2 | 9.6 | 16.2 | 20.1 | 18.3 | 16.7 | 22.7 | 18.7 | 24.7 | 24.5 | 17.1 | 14.6 | 17.7 | 25.7 | 21.7 | 11.6 | 15.1 | 16.9 | 15.6 | 18 | 12.2 | 22 | 3.7 | 16.4 | 13.7 | 24.1 | 24.1 | 17.3 | 22.6 | 18.6 | 13.5 | 20.4 | 24.2 | 16.9 | 16.6 | 17 | 25.8 | 20 | 24.5 | 14.7 | 23.7 | 16 | 16.6 | 22.4 | 22.7 | 19.4 | 18.4 | 18 | 12.5 | 26.5 | 13.9 | 1 | 21 | 25.7 | 22.1 | 16.7 | 17.1 | 17.9 | 21 | 0
1372 | 21.5 | 9.1 | 14.7 | 18.6 | 17.8 | 16.5 | 22.2 | 18.2 | 24.7 | 21.8 | 15.9 | 14.3 | 15.8 | 25.4 | 21.2 | 11.1 | 15.1 | 16.8 | 15.1 | 17.5 | 12.2 | 20.5 | 3.5 | 15.7 | 13.9 | 23.6 | 23.6 | 15.7 | 20.5 | 16.6 | 13.2 | 20 | 23.2 | 16.4 | 16 | 16.7 | 24.8 | 19.4 | 24.5 | 14.7 | 23.5 | 15.1 | 15.6 | 22 | 22.5 | 18.7 | 18.1 | 17.2 | 12 | 25.3 | 13.7 | 0.4 | 20 | 25.4 | 21.6 | 16.5 | 16.9 | 17.5 | 20.6 | 0
1373 | 21.5 | 9 | 14.6 | 18 | 17.3 | 16 | 21.7 | 17.7 | 24.6 | 20.2 | 15 | 16 | 18 | 25.7 | 20.9 | 10.6 | 11.4 | 15.9 | 12.4 | 18 | 11.7 | 19 | 4.2 | 15.6 | 13.3 | 22.7 | 22.8 | 17.2 | 17.8 | 14.8 | 15.6 | 19.5 | 21.9 | 14 | 15.6 | 16.5 | 22.2 | 18.7 | 24.5 | 16.2 | 23.2 | 14.2 | 13 | 21.9 | 22 | 20.2 | 17.2 | 15.4 | 12.8 | 24 | 7.4 | 2.2 | 20 | 25.5 | 21.1 | 14.2 | 16.6 | 17.4 | 18.4 | 0
1374 | 21 | 8.1 | 13.4 | 17.9 | 17.3 | 15 | 21.5 | 18.2 | 24.6 | 19.5 | 14.1 | 16.1 | 17 | 25.7 | 20.6 | 9.7 | 12.9 | 15.4 | 13.2 | 17.5 | 11.2 | 19 | 6.9 | 14.7 | 13.6 | 22.1 | 22 | 17.5 | 15.9 | 14.5 | 16.7 | 19.4 | 21.1 | 14.7 | 16.1 | 17 | 22.3 | 18.4 | 24.1 | 16.2 | 22.7 | 15.2 | 12.4 | 21.9 | 20.7 | 20.1 | 17.5 | 16.1 | 13.7 | 23 | 8.1 | 5.6 | 19.3 | 25.1 | 20.7 | 15.6 | 16.1 | 16.5 | 20.1 | 0
1375 | 20.1 | 8.2 | 13.4 | 19.5 | 17.3 | 14.9 | 21.2 | 19.3 | 25.1 | 18.6 | 15.2 | 17.1 | 17 | 25.7 | 21.8 | 8.8 | 15.1 | 15.4 | 14.8 | 17.3 | 11 | 19 | 9.6 | 14.7 | 13.5 | 21.5 | 21.8 | 19.5 | 16.4 | 15.3 | 18.2 | 19.5 | 20.4 | 16.4 | 16.7 | 17 | 23.7 | 18.2 | 24.1 | 16.3 | 22.5 | 17 | 14.1 | 21.4 | 20.6 | 19.7 | 19.9 | 17.9 | 15.5 | 22.5 | 10 | 9.6 | 20.2 | 24.9 | 20.6 | 17 | 16 | 15.8 | 21.9 | 0
1376 | 20 | 9.2 | 14.7 | 22 | 19.8 | 17.4 | 21.3 | 21.1 | 26 | 18.7 | 16 | 18.8 | 17 | 26.1 | 23.4 | 9.6 | 18 | 15.5 | 16.6 | 17.4 | 11.1 | 19.5 | 13.4 | 18.6 | 14.9 | 21 | 22 | 21 | 19 | 17.4 | 19.8 | 21.3 | 21.1 | 18.2 | 17.6 | 20.7 | 26.2 | 18.9 | 24.7 | 15.5 | 22.7 | 19.4 | 16.4 | 21.8 | 20.3 | 20.6 | 21.8 | 20 | 18.6 | 24.2 | 13 | 13.4 | 21.6 | 25.5 | 22.6 | 19 | 18.1 | 15.6 | 24.4 | 0
1377 | 22.5 | 13.5 | 24.1 | 25.9 | 21.6 | 23.8 | 23.2 | 23.7 | 26.8 | 24.4 | 19.7 | 21.6 | 19.5 | 28 | 25.4 | 13.7 | 20.1 | 17.6 | 18.5 | 18.1 | 13.1 | 21.7 | 15.8 | 21.2 | 17 | 22.9 | 24.8 | 24.4 | 23.2 | 20.6 | 21.5 | 24.1 | 23.5 | 20.6 | 20.6 | 22.8 | 29 | 21.7 | 27.1 | 15 | 25.2 | 21.7 | 21 | 23.7 | 24.3 | 21.1 | 25.8 | 22.7 | 21.4 | 27.1 | 16.2 | 15.8 | 24.6 | 27.3 | 26.6 | 20.6 | 21.4 | 19.5 | 25.6 | 0
1378 | 26.4 | 15.9 | 28.4 | 29.7 | 25.2 | 27.4 | 25 | 26.5 | 28.2 | 27 | 22.7 | 24.5 | 22.1 | 29.9 | 27.1 | 18.6 | 21.9 | 21.5 | 20.1 | 19 | 16.5 | 24.7 | 18.8 | 25.4 | 19.3 | 24.4 | 26.5 | 26.9 | 27.1 | 24.2 | 23.3 | 26.4 | 26.2 | 22.5 | 23.3 | 25 | 31.5 | 23.6 | 28.5 | 15.2 | 26.5 | 23.6 | 25.2 | 26.3 | 26.6 | 22.8 | 28.5 | 24.7 | 24.3 | 30.2 | 19.3 | 17 | 27.1 | 28.9 | 28.7 | 22.5 | 23.6 | 22.4 | 26.9 | 0
1379 | 29 | 18.5 | 30.8 | 33.4 | 27.5 | 30.6 | 27.8 | 29 | 30.1 | 28.8 | 26.6 | 27.4 | 25.6 | 31.5 | 28.7 | 20.1 | 22.8 | 22.8 | 21.2 | 20.2 | 18.1 | 27 | 20.6 | 27 | 21.6 | 26.7 | 28.5 | 30.2 | 30.4 | 27.4 | 24.8 | 27.6 | 28.7 | 24.4 | 25.3 | 26.5 | 33 | 20.6 | 30.2 | 18.3 | 28.3 | 25 | 29.5 | 28.8 | 27.8 | 24.2 | 32 | 26.6 | 26.2 | 31.7 | 22 | 17 | 29.8 | 30.3 | 30.6 | 24 | 25 | 25.1 | 27.2 | 0
1380 | 30.4 | 20.5 | 32.2 | 35.6 | 29.4 | 32.4 | 24.3 | 30.6 | 32 | 30.6 | 27.9 | 29.2 | 27.1 | 33.3 | 30.1 | 21.1 | 23.8 | 24.4 | 21.8 | 21.1 | 19.3 | 28.7 | 23.2 | 29.7 | 23.4 | 27.9 | 29.8 | 31.7 | 32.2 | 29.6 | 25.9 | 29.1 | 30.6 | 25.5 | 26.8 | 27.9 | 33.6 | 27.6 | 31.9 | 19.4 | 29 | 26 | 31.4 | 30.3 | 28.7 | 26.7 | 33.1 | 27.6 | 28 | 32.8 | 24.4 | 16.8 | 31.1 | 31.6 | 32.3 | 25.7 | 26.7 | 27.8 | 28.2 | 0
1381 | 31 | 21.4 | 32.5 | 37.3 | 31 | 33.6 | 25.7 | 31.6 | 32.8 | 32 | 29.5 | 30 | 28.5 | 34.1 | 31.4 | 21.4 | 24.1 | 25 | 22 | 21.9 | 19.6 | 30.2 | 24.2 | 29.6 | 24.8 | 30.2 | 30.6 | 33.9 | 33.6 | 30.6 | 26.4 | 30.4 | 31.2 | 26.4 | 26.8 | 28.2 | 33.4 | 29.1 | 31.9 | 20.9 | 29.5 | 26.8 | 32.7 | 31.6 | 29.3 | 28.4 | 34.9 | 28.6 | 28.6 | 35.2 | 26.4 | 16.6 | 32.6 | 31.4 | 33.6 | 26.4 | 27.1 | 28.9 | 28.4 | 0
1382 | 33 | 21.5 | 33 | 37.6 | 31.7 | 35.1 | 27.1 | 32.1 | 33.3 | 33 | 29.2 | 29.6 | 28 | 33.8 | 32.5 | 22.5 | 24.4 | 25 | 21.8 | 22.4 | 19.6 | 31 | 25 | 30 | 25.3 | 30.5 | 31.8 | 34.6 | 34.4 | 30.4 | 26 | 31.3 | 32.1 | 26.8 | 27.3 | 27.9 | 33 | 30.2 | 31.9 | 22.3 | 29 | 27.4 | 32.2 | 33.8 | 29 | 30.2 | 35 | 29 | 29 | 35.2 | 28.2 | 16.6 | 33.2 | 31.2 | 34.4 | 26.6 | 28 | 27.9 | 29 | 0
1383 | 33.2 | 22.3 | 32.8 | 37.8 | 32 | 34.6 | 28.6 | 32.4 | 33.3 | 34.4 | 30.4 | 28.7 | 28.4 | 33.2 | 33.5 | 22.1 | 23.6 | 25 | 21.5 | 22.8 | 19.9 | 32.2 | 23.5 | 27.5 | 25.2 | 31.4 | 33 | 36 | 35.2 | 29.5 | 24.9 | 31.4 | 33 | 27.2 | 27.3 | 27.6 | 32.5 | 31.2 | 31.7 | 23.8 | 29.6 | 27.7 | 32.2 | 35.3 | 28.5 | 30.6 | 36.1 | 29.5 | 28.2 | 35.2 | 29.2 | 16.1 | 34.4 | 31.3 | 34.7 | 25.4 | 27.8 | 27.2 | 28.3 | 0
1384 | 33.2 | 21.1 | 33.2 | 37 | 32.1 | 34 | 30 | 32.4 | 32.7 | 33.8 | 30.1 | 27.4 | 27.7 | 31.9 | 34.2 | 21.6 | 22.5 | 25 | 21 | 22.8 | 20.5 | 32.2 | 22.2 | 26.4 | 26 | 31.8 | 32.8 | 35.1 | 34.8 | 28.2 | 23.5 | 30.8 | 32.9 | 26.9 | 27.2 | 27.4 | 32 | 31.2 | 31.2 | 23.8 | 29.5 | 27.4 | 30.9 | 34.8 | 28.3 | 31 | 34.9 | 29 | 27.6 | 35.9 | 29.1 | 15.1 | 34.2 | 30.8 | 34.7 | 23.8 | 27.2 | 26.2 | 27.9 | 0
1385 | 32.8 | 21 | 33.1 | 36 | 30 | 32 | 31.4 | 31.7 | 31.7 | 33.4 | 30.6 | 26.2 | 27.8 | 30.4 | 34.2 | 20.7 | 20.4 | 24 | 20.4 | 22.6 | 20 | 31.7 | 20 | 23.8 | 25.4 | 31.9 | 32.4 | 34 | 32.6 | 26.6 | 22 | 30.1 | 32.5 | 26.4 | 26.3 | 26.7 | 31.2 | 30.9 | 30.2 | 23.7 | 28.6 | 26.4 | 30.1 | 34.8 | 27.5 | 30.4 | 33.6 | 28 | 26.2 | 35.7 | 27.4 | 13.2 | 33.6 | 29.9 | 34.1 | 21.8 | 26.5 | 26 | 26.6 | 0
1386 | 32 | 18.5 | 31.9 | 34 | 28.4 | 29.3 | 29.6 | 30.3 | 30.4 | 32.4 | 28.8 | 24.9 | 26.4 | 28.7 | 33.5 | 18.8 | 18.5 | 21.6 | 19.7 | 21.9 | 19.1 | 30.7 | 19.5 | 23.6 | 24.2 | 31.4 | 31.6 | 30.5 | 27.8 | 24.8 | 21 | 28.4 | 32.1 | 25.1 | 24.3 | 25.1 | 30.1 | 29.1 | 28.7 | 22.3 | 27.5 | 24.7 | 27.8 | 33.8 | 26.2 | 30.2 | 29.7 | 25.7 | 25.3 | 34.8 | 24.4 | 10.9 | 30.8 | 28.9 | 32.7 | 20.6 | 25.4 | 24.4 | 26.2 | 0
1387 | 30 | 15.6 | 27.5 | 32.4 | 26.4 | 25.3 | 28 | 28.7 | 29.2 | 30.9 | 28 | 24 | 25.5 | 27.9 | 31.8 | 17.2 | 16.3 | 20.5 | 19.1 | 20.9 | 18.2 | 29.2 | 18.3 | 21.4 | 22.4 | 28.9 | 30.4 | 27.9 | 21.5 | 22.9 | 20.4 | 27.1 | 30.6 | 23.9 | 22.7 | 24.1 | 28.5 | 26.5 | 27.6 | 21.8 | 26.5 | 22.6 | 26.1 | 31.8 | 25.2 | 29 | 26.9 | 23.4 | 23.7 | 32.8 | 20.6 | 8.6 | 28 | 27.9 | 30.7 | 19.7 | 22.8 | 23.4 | 25.4 | 0
1388 | 28.1 | 14.6 | 26.7 | 30.4 | 24.5 | 24.2 | 26.8 | 27.4 | 28.4 | 28.5 | 26 | 23 | 23.2 | 27.4 | 30.7 | 15.7 | 15 | 19.2 | 18.6 | 19.6 | 18.2 | 28.2 | 18 | 20.6 | 21.2 | 27.4 | 29.2 | 25 | 15 | 21 | 20.2 | 26.4 | 28.5 | 22.6 | 21.8 | 23.6 | 27 | 24.1 | 27.2 | 20.3 | 26 | 20.6 | 23.8 | 30.3 | 24.7 | 27.8 | 24 | 21.2 | 22.4 | 30.7 | 16.8 | 7 | 24.6 | 27.6 | 29 | 19.6 | 22.1 | 23.1 | 25.4 | 0
1389 | 26.5 | 12.9 | 23.7 | 29.4 | 23.2 | 22.7 | 26 | 26.3 | 27.5 | 24.9 | 26 | 22.2 | 21.9 | 26.9 | 28.9 | 14.1 | 13.8 | 18.4 | 18.2 | 18.4 | 17.3 | 27 | 15.9 | 17.8 | 19.2 | 26.9 | 28.4 | 24.7 | 10.8 | 19.3 | 20 | 25.9 | 27.5 | 21.9 | 21.3 | 22.7 | 25.8 | 23 | 26.7 | 19.5 | 24.8 | 19.2 | 23 | 28.8 | 24.4 | 25.4 | 24.2 | 20.2 | 20.4 | 30 | 13.8 | 6.1 | 23 | 27 | 27.5 | 19.2 | 21.5 | 22.1 | 24.6 | 0
1390 | 25.1 | 12.7 | 21.9 | 28.2 | 22.3 | 21.3 | 25.6 | 25.8 | 26.9 | 23.6 | 24.6 | 21.2 | 19.4 | 26.9 | 28 | 13.6 | 13.9 | 18.2 | 17.8 | 17.4 | 15.2 | 26.2 | 14.2 | 17.9 | 17.3 | 26.9 | 27.3 | 24.2 | 9.6 | 18 | 19.6 | 25.4 | 27.4 | 21 | 21.2 | 21.4 | 25.3 | 22 | 26.5 | 19 | 24.5 | 18.5 | 21.8 | 27.3 | 23.7 | 23.7 | 24.1 | 19.7 | 19.2 | 28.8 | 12.1 | 6.1 | 22 | 26.8 | 26.1 | 18.9 | 21.4 | 21.8 | 24.4 | 0
1391 | 23.8 | 12.2 | 20.5 | 27.4 | 21.6 | 19.8 | 24.9 | 25.3 | 26.7 | 22.3 | 24 | 20.2 | 18 | 26.7 | 28.1 | 12.6 | 14 | 17.4 | 17.2 | 17 | 14.6 | 25.2 | 11.2 | 18.2 | 16.3 | 26 | 26.2 | 24.6 | 12 | 17.4 | 18.8 | 24.4 | 26.3 | 20.2 | 20.8 | 19.8 | 25.6 | 22.6 | 26.3 | 18.3 | 23.9 | 18.2 | 21.4 | 25.8 | 23.1 | 22 | 25.2 | 19.8 | 18 | 28.4 | 11.6 | 6 | 22.6 | 26.5 | 25.1 | 18 | 20.8 | 20.9 | 23.6 | 0
1392 | 23.4 | 11.5 | 22 | 25.8 | 20.9 | 19.1 | 24 | 24.6 | 26.5 | 21.5 | 21.1 | 18.9 | 15.8 | 26.3 | 28.2 | 12.1 | 14.7 | 17 | 16.3 | 16.9 | 13.7 | 24.2 | 9.5 | 22.3 | 16.1 | 24.9 | 26.1 | 22.8 | 16.1 | 17.2 | 17.7 | 23.4 | 25.6 | 18.7 | 19.3 | 20.2 | 26.3 | 20.8 | 26.1 | 16 | 23.6 | 18 | 19.7 | 25 | 22.5 | 21.9 | 23.6 | 19.3 | 17.8 | 22.7 | 11.7 | 5.6 | 22.6 | 26.1 | 23.7 | 17.2 | 20.2 | 19.8 | 23.4 | 0
1393 | 22.5 | 11 | 20 | 24.2 | 20.5 | 18.3 | 23.5 | 23.8 | 26.3 | 20.9 | 19.1 | 18 | 15.4 | 26 | 27.5 | 11.7 | 14.5 | 16.5 | 15.3 | 17.4 | 13.6 | 23.2 | 7 | 24.7 | 16.1 | 24.3 | 26.3 | 21.3 | 20.5 | 17.3 | 16.4 | 22.9 | 25.1 | 17.2 | 18.7 | 21.8 | 26.6 | 19.8 | 25.7 | 16 | 23.4 | 17.4 | 18.4 | 24.1 | 22.2 | 21.8 | 22.2 | 18.6 | 17.2 | 27.7 | 11.5 | 4.1 | 23 | 25.9 | 22.4 | 15.9 | 18.9 | 19.8 | 22.2 | 0
1394 | 21.5 | 11 | 20.5 | 22 | 20 | 17.7 | 23.2 | 23 | 26.2 | 20.1 | 16.2 | 17 | 15.1 | 25.7 | 26.1 | 11.2 | 14 | 16.4 | 14 | 17.8 | 13.1 | 22.7 | 5.8 | 26.8 | 16 | 23.6 | 26 | 18.4 | 22.8 | 17.2 | 15.4 | 22.6 | 24.5 | 15.4 | 17.7 | 21.2 | 26.2 | 19.6 | 25.5 | 15.8 | 22.7 | 16.4 | 16.2 | 23.3 | 22.1 | 22.4 | 19 | 17.2 | 16.6 | 27.2 | 10.8 | 2.4 | 22.2 | 25.6 | 21.6 | 15 | 18.1 | 18.8 | 21.2 | 0
1395 | 21.4 | 10.8 | 19.7 | 20.3 | 19.6 | 17.7 | 22.5 | 22.5 | 26.1 | 19.9 | 15.7 | 16.5 | 16.6 | 24.9 | 24.7 | 11.1 | 12.5 | 16 | 12.9 | 18.2 | 12.8 | 21.7 | 3.9 | 23.9 | 15.6 | 23.2 | 25 | 17.4 | 22.8 | 16.7 | 14.9 | 21.7 | 23.5 | 14.3 | 16.8 | 20.3 | 24.9 | 19.1 | 25.2 | 14.8 | 22.1 | 15.2 | 15.1 | 22.8 | 21.9 | 21.8 | 17.8 | 16.2 | 14.9 | 25.9 | 9.4 | 0.8 | 21.8 | 25.6 | 21.2 | 14 | 17.5 | 18.1 | 19.4 | 0
1396 | 20.3 | 10.9 | 20.5 | 18.6 | 19.1 | 17 | 22.2 | 22.2 | 25.9 | 19.2 | 14.5 | 16 | 17.2 | 24.4 | 23.9 | 10.4 | 11.7 | 15.6 | 12.3 | 18.2 | 12.6 | 21.2 | 3.9 | 20.6 | 15.1 | 22.4 | 23.7 | 16.3 | 20.5 | 15.7 | 15 | 21.3 | 22.9 | 13.6 | 16.3 | 20.9 | 23.4 | 19.3 | 24.9 | 14.8 | 21.7 | 14.3 | 13.4 | 21.8 | 21.5 | 21.4 | 16.3 | 15.2 | 13.8 | 25.1 | 8.1 | 0.7 | 20.5 | 25.3 | 21.1 | 13.9 | 17.5 | 17.7 | 18.7 | 0
1397 | 19.6 | 10.9 | 19.5 | 18.4 | 18.7 | 16 | 21.9 | 21.9 | 25.7 | 18.8 | 21.4 | 18.2 | 12.2 | 23.9 | 23.8 | 9.8 | 15.4 | 15 | 16.8 | 14.4 | 12.4 | 20.7 | 5.4 | 17.6 | 14.1 | 22.1 | 23.2 | 18.8 | 17.6 | 14 | 17 | 20.5 | 22.9 | 16 | 15.3 | 21.3 | 22.6 | 19.5 | 24.7 | 14.8 | 21.4 | 14.4 | 19 | 21.3 | 20.9 | 19.8 | 22.6 | 14.6 | 11.4 | 24.2 | 8.8 | 3.6 | 22.3 | 25 | 20.6 | 15.8 | 17 | 17.5 | 20 | 0
1398 | 20 | 10.6 | 19.3 | 20.1 | 19.9 | 15.7 | 21 | 22 | 25.5 | 18.5 | 20.9 | 18.3 | 11.9 | 23.9 | 23.7 | 9.8 | 16.3 | 14.9 | 17.2 | 14.5 | 12 | 20.2 | 8.1 | 17.5 | 13.6 | 20.8 | 23 | 18.7 | 17.1 | 14.5 | 18 | 19.8 | 22.7 | 16.6 | 14.8 | 21.3 | 22.3 | 19.6 | 24.7 | 14.6 | 21 | 15.2 | 19.5 | 21.3 | 20.5 | 20.3 | 23.3 | 15.8 | 12.5 | 23.7 | 9.8 | 6.5 | 21.4 | 24.1 | 20.1 | 16.6 | 16.4 | 17.1 | 21.2 | 0
1399 | 20.1 | 10.6 | 18.2 | 22.9 | 21.1 | 15.2 | 20.9 | 22.5 | 25.5 | 18.4 | 21.2 | 19.2 | 12.5 | 24.1 | 24 | 9.5 | 17.7 | 14.8 | 17.7 | 15.8 | 11.7 | 20 | 10.8 | 19 | 13.2 | 21.2 | 22.6 | 20.2 | 19.1 | 16.1 | 19 | 19.7 | 22 | 18.1 | 14.8 | 20.1 | 23.3 | 19.1 | 24.4 | 13.5 | 21 | 16.9 | 20.6 | 21.3 | 20.5 | 21.5 | 25.2 | 17.8 | 14.9 | 23.2 | 12.7 | 10 | 22.1 | 23.8 | 20.1 | 18.4 | 16.3 | 16.6 | 23 | 0
1400 | 20.5 | 10.5 | 18.6 | 26 | 22.4 | 19.4 | 20.8 | 23.8 | 26 | 20.9 | 21.6 | 20.8 | 13.4 | 25.7 | 24.7 | 10.1 | 18.8 | 14.8 | 18 | 17.4 | 11.6 | 21.5 | 15.2 | 20.2 | 14 | 21.4 | 21.9 | 22.4 | 20 | 17.6 | 20 | 21.9 | 22 | 20 | 16.4 | 20.3 | 24.8 | 21.7 | 25.3 | 13.6 | 21.3 | 19.4 | 22.4 | 21.3 | 20.9 | 22.4 | 26.6 | 20.6 | 18.4 | 24.6 | 15.4 | 13.8 | 22.4 | 24.3 | 22.2 | 20.2 | 18.2 | 16.8 | 25.4 | 0
1401 | 23.5 | 11.9 | 25.4 | 28.8 | 23.6 | 23.1 | 23.7 | 25.7 | 26.7 | 24.8 | 23.5 | 23.4 | 15.9 | 28 | 25.6 | 14.3 | 20.4 | 17.3 | 18.4 | 20 | 12.9 | 24.5 | 17.9 | 23.4 | 18.1 | 21 | 24.2 | 25.5 | 24.7 | 20.5 | 20.5 | 24.1 | 25 | 22.6 | 18 | 23.9 | 27.7 | 25 | 27.1 | 15.4 | 24.4 | 22.1 | 24.5 | 22 | 23 | 24.5 | 28.6 | 23.1 | 21.8 | 26.7 | 19.4 | 15.9 | 25.1 | 26.2 | 25.1 | 22.6 | 23.8 | 18.6 | 27.3 | 0
1402 | 26.5 | 15.4 | 27.5 | 31.1 | 27 | 27.5 | 25.2 | 27.9 | 28.1 | 27.6 | 25.4 | 26.3 | 18.5 | 29.3 | 26.7 | 17.3 | 21.7 | 18.7 | 18.5 | 22.1 | 15.7 | 27.5 | 21.1 | 25.6 | 19.1 | 23.7 | 26.4 | 28.2 | 27.7 | 23 | 20.9 | 25 | 28.5 | 25.2 | 20.3 | 26.1 | 30.4 | 26.5 | 29.1 | 16.6 | 26.2 | 24.6 | 26.6 | 25.7 | 25.5 | 26.5 | 29.7 | 25.3 | 24.9 | 30.5 | 22.1 | 16.9 | 27 | 28.9 | 27.8 | 24.4 | 25.5 | 21.6 | 29 | 0
1403 | 29.4 | 17.6 | 28.5 | 33 | 29.8 | 30.7 | 27 | 29.9 | 29.6 | 29.6 | 28 | 29.2 | 21.6 | 30.8 | 27.8 | 20.6 | 23 | 21.3 | 18.6 | 24.4 | 17.9 | 30.5 | 22.6 | 28.6 | 21.1 | 26.3 | 29.2 | 30.6 | 32.2 | 26 | 21 | 26.3 | 30.7 | 27.8 | 21.7 | 28.1 | 33.2 | 28.3 | 30.2 | 18.2 | 28.5 | 26.6 | 28.4 | 29.5 | 27.8 | 29 | 31.4 | 26.8 | 27 | 32.7 | 25 | 16.4 | 29.6 | 31.5 | 29 | 26 | 27.8 | 25.1 | 29.8 | 0
1404 | 30 | 19.5 | 29.5 | 34.7 | 32.2 | 32.7 | 28 | 31.4 | 31.2 | 32.6 | 29.7 | 31.2 | 23.6 | 31.6 | 28.9 | 20.8 | 23.6 | 23.4 | 18.5 | 25.5 | 21 | 32 | 24.9 | 29.5 | 23 | 29.8 | 31.2 | 32 | 32.9 | 27.7 | 21.3 | 27.3 | 32 | 29.7 | 24.4 | 29.4 | 34.4 | 30.3 | 31.5 | 18.8 | 30.5 | 27.9 | 29.6 | 31.7 | 29 | 30.4 | 32.4 | 28.1 | 28.5 | 34.1 | 26.1 | 16 | 29.9 | 31.2 | 31.3 | 26.4 | 29.3 | 27.9 | 30.4 | 0
1405 | 30.5 | 20.7 | 30.6 | 36.4 | 32.8 | 34.3 | 29.7 | 32.5 | 32.2 | 34.8 | 31.4 | 32.2 | 25.4 | 31.7 | 30.2 | 20.8 | 23.9 | 24.8 | 18.5 | 26.7 | 21.9 | 33 | 25.1 | 31.1 | 23.8 | 30 | 31.6 | 33.3 | 34.7 | 29.3 | 21.4 | 27.8 | 33 | 31.1 | 25.2 | 30.2 | 34.9 | 31 | 32.3 | 20.7 | 30.4 | 28.7 | 30.3 | 33.6 | 29.5 | 31.7 | 34.3 | 28.8 | 29.2 | 34.6 | 27.6 | 15.5 | 30.7 | 31.4 | 33.1 | 26.5 | 29.3 | 29.4 | 30.1 | 0
1406 | 31 | 21.5 | 31.5 | 37.8 | 33.6 | 35.1 | 30.4 | 33.2 | 32.8 | 34.9 | 32 | 32 | 26 | 31.7 | 31.5 | 21.4 | 23.4 | 25 | 18.4 | 27 | 22.4 | 33.5 | 25.4 | 31.2 | 24.8 | 32.4 | 33.2 | 34 | 34 | 29.4 | 21.4 | 28.5 | 34 | 31.6 | 25.2 | 30.1 | 34.2 | 31.3 | 32.1 | 21.9 | 30.4 | 29 | 30.4 | 35 | 29.5 | 31.6 | 35.6 | 29.4 | 29.6 | 35.7 | 28.2 | 15.8 | 30 | 32 | 34.3 | 25.8 | 30.8 | 30.1 | 29.8 | 0
1407 | 31.5 | 21.6 | 32.4 | 38.6 | 33.7 | 35.2 | 30.7 | 33.6 | 32.8 | 36.1 | 32.8 | 31.2 | 26.6 | 31.5 | 32.6 | 22.7 | 22.9 | 25.2 | 18.5 | 27.5 | 22.4 | 33 | 23.4 | 32.4 | 24.7 | 33 | 34.2 | 34.7 | 35.5 | 29.6 | 20.8 | 28.6 | 34.6 | 31.7 | 25.5 | 30.1 | 33.6 | 32.2 | 32 | 22.8 | 30.3 | 28.9 | 30 | 35.9 | 29.4 | 31.5 | 37 | 29.3 | 29.2 | 35.7 | 29.5 | 15.6 | 30.8 | 32.1 | 34.4 | 25.2 | 31.3 | 26.6 | 28.8 | 0
1408 | 31.2 | 21.6 | 31.8 | 38.3 | 33.6 | 34.7 | 30.7 | 33.6 | 32.1 | 35.4 | 32.4 | 29.8 | 26.1 | 30.8 | 33.3 | 22.3 | 21.8 | 24.8 | 18.4 | 27 | 22.3 | 32.5 | 22.4 | 31.6 | 25 | 33.8 | 33.6 | 34.3 | 33.7 | 28.4 | 19.8 | 28.1 | 34.9 | 30.9 | 25.6 | 29.1 | 32.3 | 32.3 | 31.1 | 22.8 | 28.8 | 28.3 | 29.1 | 35.8 | 29 | 30.5 | 36.2 | 28.9 | 28.4 | 36.1 | 28.9 | 15.4 | 30.2 | 31.3 | 34.7 | 24 | 30.5 | 26.5 | 28 | 0
1409 | 31 | 21.6 | 31.6 | 37 | 31.9 | 33 | 30.4 | 32.8 | 31 | 34.5 | 32 | 28.6 | 25.6 | 29.7 | 33.5 | 20.8 | 21 | 22.8 | 18.2 | 26 | 22.2 | 32 | 20.6 | 30.6 | 24.7 | 33.5 | 33.8 | 33 | 32 | 27.4 | 18.4 | 27.5 | 34.3 | 29.8 | 24.9 | 28.4 | 31.4 | 31.7 | 30.1 | 22.8 | 27.9 | 27.2 | 27.8 | 35.8 | 27 | 29.8 | 34.4 | 27.6 | 26.8 | 35.1 | 27.6 | 14 | 30.2 | 30.6 | 34.1 | 23 | 29.7 | 26.5 | 27 | 0
1410 | 30.5 | 20.6 | 30.9 | 34.9 | 30 | 30.5 | 29.5 | 31.3 | 29.7 | 34.1 | 30.4 | 27.4 | 23.9 | 28.3 | 33 | 19.3 | 19.9 | 21.8 | 17.7 | 23.6 | 21 | 30.5 | 20.9 | 26.8 | 23.6 | 33 | 33.7 | 30.2 | 25.6 | 25.4 | 17.2 | 25.9 | 33.3 | 28.2 | 24.1 | 27.3 | 29.7 | 30 | 28.5 | 22 | 26.8 | 25.5 | 26.2 | 35.1 | 27 | 28.5 | 30.6 | 26 | 24.8 | 33.6 | 23.7 | 12.2 | 28 | 29.5 | 33.1 | 21.6 | 27.3 | 25.9 | 26.5 | 0
1411 | 28.5 | 17.6 | 27 | 32.6 | 27.6 | 27.2 | 27.7 | 29.4 | 28.4 | 31.6 | 29.2 | 26.6 | 22.4 | 27.6 | 31.5 | 16.1 | 19.3 | 20 | 17.2 | 21.1 | 19.9 | 28.5 | 20.1 | 23.7 | 22 | 31.8 | 31 | 27.3 | 20.4 | 24.2 | 16.3 | 24.2 | 31.5 | 26.7 | 22.4 | 26.2 | 28.5 | 27.1 | 27.2 | 20.7 | 25.9 | 23.4 | 24.6 | 33.1 | 25.5 | 28.1 | 27.4 | 24.1 | 22.3 | 32.6 | 20 | 9.5 | 26.5 | 28.3 | 30.8 | 20.8 | 25.8 | 24.9 | 25.7 | 0
1412 | 26.6 | 16 | 24 | 30.8 | 27.5 | 24.8 | 26.4 | 27.6 | 27.3 | 28.1 | 27.6 | 25.7 | 20.4 | 27 | 30 | 16.8 | 18.6 | 18.8 | 16.6 | 18.4 | 18 | 27 | 20 | 20 | 20.9 | 30.2 | 28.4 | 24.5 | 14 | 23 | 16 | 23.1 | 29.5 | 25.3 | 20.8 | 25.4 | 27 | 25.6 | 26.6 | 18.8 | 25.4 | 21.4 | 23.2 | 30.9 | 25 | 27.4 | 25 | 22.4 | 20 | 31.1 | 16 | 7.4 | 24 | 28 | 29.3 | 20 | 25.3 | 24.6 | 25.4 | 0
1413 | 25.6 | 14.2 | 22.3 | 29.7 | 25.9 | 23.5 | 25.1 | 25.9 | 26.2 | 26.3 | 27 | 25 | 19.1 | 26.2 | 28 | 16.4 | 18.4 | 17 | 16.4 | 17 | 18.1 | 20.8 | 17.5 | 19 | 20.9 | 28.7 | 26.7 | 23.3 | 12.4 | 23 | 16.1 | 22.1 | 28.2 | 24.4 | 20.1 | 25.2 | 26.4 | 24.4 | 26.2 | 17.4 | 28.1 | 19.8 | 22.2 | 29.1 | 24.8 | 27.5 | 25.2 | 20.9 | 18 | 28.9 | 14.5 | 5.5 | 23.6 | 27.8 | 28.2 | 20 | 23.8 | 25 | 24.7 | 0
1414 | 23.6 | 13 | 23.6 | 29.1 | 23.9 | 22.1 | 24.4 | 24.9 | 25.4 | 25.2 | 25.9 | 23.9 | 17.5 | 25.7 | 27 | 16.2 | 17.7 | 16 | 16.2 | 16 | 17.3 | 20.2 | 15.5 | 18.2 | 19.9 | 26.8 | 25.9 | 23 | 10.8 | 22.3 | 16.6 | 21.5 | 27.4 | 23.2 | 18.8 | 23.8 | 25.6 | 22.3 | 26 | 16.7 | 24.9 | 18.6 | 21.5 | 27.4 | 24.4 | 26.5 | 26.2 | 20.2 | 16.9 | 27.5 | 13.4 | 5 | 22.7 | 27.7 | 26.9 | 19.9 | 22.7 | 24.8 | 24.4 | 0
1415 | 21.7 | 12 | 21.2 | 28.4 | 22.2 | 20.7 | 23.2 | 23.9 | 25.3 | 24 | 25.4 | 22.8 | 16.4 | 24.4 | 27 | 16.2 | 17 | 15.6 | 16.2 | 16 | 16.6 | 24 | 12.2 | 19 | 19.5 | 25.2 | 25.3 | 23.8 | 12.6 | 21.6 | 17 | 21.4 | 26.7 | 22.2 | 17.7 | 22.5 | 25.4 | 21.1 | 25.5 | 16.3 | 24.6 | 18 | 21.2 | 26.5 | 23.9 | 25.4 | 28 | 19.6 | 16.4 | 26.5 | 13.8 | 4.8 | 23.2 | 27.3 | 25.9 | 19.8 | 21.8 | 23.7 | 23.8 | 0
1416 | 20.4 | 10.9 | 22.1 | 27 | 21 | 20.2 | 21.7 | 22.9 | 25.1 | 23 | 24 | 21.4 | 14.7 | 23.5 | 27 | 15.9 | 15.7 | 19.4 | 16.1 | 15.7 | 15.8 | 22.8 | 10.8 | 18.3 | 19.1 | 23.4 | 23.2 | 24.2 | 11.9 | 19.3 | 17.4 | 20.3 | 25.6 | 20.6 | 15.7 | 23 | 24.6 | 20.8 | 25.1 | 16 | 24.2 | 17.5 | 21 | 25.7 | 23.6 | 23 | 28 | 19.3 | 16.4 | 25.9 | 12.8 | 5.3 | 22.2 | 26.6 | 25.1 | 18.8 | 21.3 | 22.4 | 23.5 | 0
1417 | 20.1 | 10.8 | 22.2 | 20 | 20.8 | 18.7 | 21.3 | 22.6 | 25.1 | 22.4 | 27.2 | 19.2 | 16.3 | 23.2 | 24.2 | 16.1 | 15.2 | 18.9 | 15.6 | 15.7 | 15.9 | 22.7 | 10.2 | 18.5 | 19.2 | 22.6 | 22.5 | 17.7 | 21.5 | 21 | 16.5 | 20.3 | 25.8 | 23.1 | 15.7 | 23.3 | 25.1 | 20.5 | 25.1 | 15.9 | 24.4 | 14 | 16.4 | 25.9 | 24 | 20.6 | 27.3 | 17.9 | 15.9 | 25.6 | 14.4 | 5 | 22.3 | 26.8 | 25.1 | 17.8 | 21.2 | 21.7 | 23.9 | 0
1418 | 19.4 | 11.7 | 21.6 | 18.4 | 20 | 18.1 | 20.8 | 21.4 | 24.6 | 20.6 | 26.4 | 18.6 | 14.8 | 22.7 | 22.9 | 15.9 | 14 | 17.9 | 14.6 | 15 | 15.5 | 21.8 | 8.4 | 19 | 18.4 | 21.8 | 21.4 | 17.4 | 20.4 | 20.8 | 15.2 | 21.7 | 26 | 21.4 | 15.6 | 23.9 | 24.6 | 19.9 | 25.2 | 14.6 | 24.3 | 13 | 15.6 | 19.3 | 23.8 | 20.5 | 25 | 18.8 | 15 | 24.5 | 15.8 | 4.4 | 21.4 | 26.6 | 24.1 | 16.4 | 20.6 | 21.3 | 23 | 0
1419 | 18.2 | 9.4 | 21.7 | 17.4 | 19.5 | 17.4 | 20.7 | 20.2 | 24.3 | 20.6 | 25.4 | 18.1 | 13.6 | 22.2 | 24.6 | 15.9 | 13.4 | 17 | 13.8 | 14.8 | 15.3 | 21.2 | 7.3 | 19.5 | 18.1 | 20.2 | 20.4 | 16.9 | 19.7 | 20.8 | 14 | 22.5 | 26.2 | 20.5 | 15.2 | 24 | 24.3 | 18.8 | 25.3 | 13.8 | 23.8 | 12.1 | 14.6 | 18.9 | 23.4 | 20.9 | 23.5 | 18.1 | 13.3 | 23.8 | 15.8 | 3.1 | 22.1 | 25.6 | 23.3 | 15.7 | 19.8 | 20.9 | 22.1 | 0
1420 | 16.7 | 8.7 | 19.6 | 16.7 | 18.9 | 17.3 | 20.2 | 19.1 | 24 | 20.5 | 23.8 | 17.4 | 12.4 | 21.8 | 24.9 | 16.1 | 13.4 | 16.3 | 13.8 | 14.2 | 14.9 | 20.7 | 6.5 | 19.5 | 17.9 | 18 | 18.9 | 16.1 | 18.7 | 20.8 | 13.2 | 22.7 | 25.4 | 19.5 | 15.1 | 24.2 | 23.6 | 18 | 25.3 | 13.5 | 23.4 | 11.3 | 13 | 18.5 | 23.6 | 20.5 | 22.1 | 18.7 | 12 | 22.8 | 15.8 | 2.8 | 21.7 | 25.3 | 23.3 | 15.2 | 19 | 20.7 | 21.3 | 0
1421 | 15.8 | 7.5 | 18.2 | 18 | 18.5 | 18.2 | 19.7 | 18 | 23.9 | 20.1 | 19 | 15.8 | 17 | 21.4 | 24.5 | 15.8 | 15 | 15.3 | 15.4 | 13.4 | 15 | 20 | 9.4 | 15.6 | 17.4 | 16.5 | 17 | 14 | 19 | 19 | 15 | 22 | 23.6 | 21 | 15.2 | 24.5 | 25 | 17.4 | 25.3 | 12.7 | 22.9 | 14.8 | 13.6 | 18.1 | 23.8 | 18 | 24.4 | 17 | 13 | 21.4 | 9.8 | 6.4 | 20.6 | 24.3 | 22.9 | 18.4 | 18 | 20.1 | 20.8 | 0
1422 | 15.9 | 12.1 | 18.2 | 18.9 | 18 | 18.4 | 19.7 | 19.2 | 23.5 | 19.3 | 17.7 | 15.2 | 14.4 | 21.3 | 22.7 | 16.2 | 15.6 | 14.8 | 16.1 | 13.9 | 14.5 | 20 | 10.8 | 15.3 | 17 | 15.5 | 15.9 | 13.9 | 19.1 | 19.3 | 16.7 | 22 | 21.6 | 20.1 | 15 | 23.8 | 24.5 | 17.5 | 25 | 11.9 | 22.8 | 15.5 | 13.1 | 17.2 | 23.6 | 18.6 | 24.5 | 17.1 | 14.9 | 21.4 | 10 | 9 | 20.6 | 24.1 | 22.5 | 18.9 | 17.3 | 19.4 | 21.3 | 0
1423 | 15 | 6.8 | 19.7 | 20.6 | 17.6 | 17.6 | 19.7 | 21.2 | 23.5 | 18.7 | 18 | 16 | 14.2 | 21.3 | 20.1 | 14.9 | 16.9 | 14.6 | 17.5 | 15.5 | 14.6 | 20 | 13.2 | 16.6 | 15.3 | 14.2 | 15.9 | 15.1 | 20.1 | 19.7 | 18.8 | 21.7 | 21.2 | 20.1 | 15.2 | 22.8 | 24.7 | 17.6 | 25 | 10.9 | 22.3 | 17.2 | 14.5 | 17 | 23.6 | 19.3 | 25.5 | 17.6 | 17.5 | 21.4 | 11.6 | 12.3 | 20.8 | 24.2 | 22.4 | 19.9 | 17.3 | 18.9 | 23.1 | 0
1424 | 16 | 8.3 | 19.9 | 23 | 18.9 | 19.7 | 20.1 | 23.8 | 25 | 18.8 | 18.4 | 17.6 | 15.4 | 23.6 | 21.1 | 14.8 | 18.2 | 14.6 | 19.4 | 17.2 | 14.2 | 20.8 | 16 | 18 | 16.4 | 14 | 17 | 17.2 | 21.8 | 21 | 21.2 | 22.5 | 21.8 | 20.8 | 16 | 22.8 | 25.6 | 18.1 | 25.9 | 11.5 | 22.4 | 19 | 17 | 16.8 | 23.6 | 21.2 | 27.6 | 18.4 | 20.6 | 22.2 | 13.4 | 15 | 21.4 | 24.5 | 24.1 | 21.4 | 19 | 18.6 | 26 | 0
1425 | 21.3 | 12.5 | 24.6 | 25.3 | 22.3 | 24.5 | 20.8 | 26.6 | 25.4 | 24.5 | 21.1 | 21.2 | 19 | 26 | 27.1 | 15.3 | 20 | 17.5 | 21.5 | 19.7 | 15 | 22.6 | 19.1 | 21 | 18.6 | 16.3 | 18.2 | 19.8 | 24.4 | 22 | 23.3 | 21.9 | 23.4 | 22.7 | 18.7 | 25.1 | 27.4 | 20.5 | 27.5 | 15.9 | 25.1 | 21.4 | 21.5 | 20.2 | 26.5 | 22.4 | 29.6 | 19.8 | 23.2 | 23.9 | 16.5 | 16.7 | 22.2 | 27 | 27.9 | 23.3 | 22.7 | 20.6 | 29.4 | 0
1426 | 24.6 | 17 | 27.3 | 27.6 | 24.8 | 27.2 | 21.3 | 29.2 | 27 | 28.1 | 23.5 | 24.9 | 22.4 | 27.9 | 28.9 | 16.9 | 21.2 | 22.9 | 23.4 | 21.7 | 17.9 | 24.2 | 21.5 | 23.5 | 20.5 | 18.8 | 19.9 | 22.1 | 27.1 | 23.3 | 25.1 | 22.9 | 25.9 | 24.6 | 21.2 | 27.7 | 29.5 | 22 | 28.9 | 18.7 | 28.2 | 23.2 | 25.8 | 22.7 | 27.4 | 24.4 | 31.3 | 21.4 | 25.5 | 27.7 | 19.2 | 17 | 23.3 | 30 | 29.1 | 25.3 | 24.9 | 24.2 | 32.7 | 0
1427 | 26.8 | 20.4 | 30.5 | 29.4 | 26.2 | 29 | 20.8 | 31.2 | 27.1 | 31.8 | 26.8 | 28.8 | 25.8 | 29.2 | 30.7 | 17.3 | 22.2 | 25.7 | 25 | 23.8 | 21 | 26.5 | 23.4 | 26.4 | 22.4 | 21.6 | 22 | 24 | 29.5 | 24 | 26.4 | 23.1 | 28.7 | 26.6 | 23.9 | 30.2 | 31.4 | 24.2 | 29.5 | 21 | 30.6 | 25 | 30 | 26.7 | 29.2 | 25.6 | 32.2 | 23 | 27 | 29.8 | 22 | 16.6 | 24.4 | 32 | 30.9 | 27 | 26.9 | 26.8 | 35 | 0
1428 | 28 | 20.9 | 32.2 | 31.1 | 28.1 | 31.5 | 20.8 | 32.7 | 30.4 | 33.7 | 28.5 | 31 | 27.3 | 30 | 31.6 | 15.6 | 22 | 27.5 | 26.1 | 25 | 22.7 | 28.2 | 24.3 | 27.7 | 24.4 | 24.2 | 24.2 | 25.1 | 31 | 24.9 | 27.3 | 23.9 | 31.5 | 27.7 | 25.3 | 30 | 32.5 | 24.3 | 31 | 22.2 | 31.4 | 26 | 32.1 | 29.4 | 29.7 | 27.5 | 32.8 | 24.2 | 28.3 | 32.2 | 23.3 | 16.1 | 25.7 | 32.4 | 32.4 | 28.2 | 28.2 | 29.5 | 36.2 | 0
1429 | 29 | 22.5 | 33.5 | 32.3 | 29.2 | 32.5 | 23.2 | 33.8 | 31.5 | 34.5 | 30.4 | 32.2 | 28.8 | 30 | 32.1 | 15.1 | 21.5 | 27.9 | 27 | 26.4 | 24.1 | 29.7 | 24.7 | 29.2 | 26 | 26.1 | 26.1 | 25.9 | 31.8 | 24.9 | 27.6 | 25.7 | 33.4 | 28.4 | 26.2 | 29.4 | 32.9 | 25.7 | 31.5 | 23.1 | 31.8 | 27 | 33.4 | 30.6 | 29.7 | 28.2 | 33 | 24.9 | 28.9 | 32.8 | 24.3 | 16.1 | 26.8 | 31.4 | 32.9 | 28.7 | 28.8 | 31.4 | 36.2 | 0
1430 | 29.8 | 24.2 | 33.9 | 33.4 | 29.6 | 33.5 | 25 | 34.7 | 32 | 35.8 | 31 | 31.6 | 29.4 | 30.1 | 32.7 | 14.9 | 20.4 | 27.9 | 27.4 | 27 | 24.6 | 30.5 | 24.4 | 29.4 | 26.4 | 27.3 | 27.5 | 26.4 | 31.8 | 25 | 27.4 | 26.4 | 34.7 | 28.6 | 27 | 28.9 | 32.4 | 25.3 | 31 | 23.8 | 31.3 | 27.4 | 33.2 | 31.4 | 29.7 | 29 | 33.6 | 25 | 29.4 | 34.1 | 24.2 | 16.6 | 27.6 | 31.5 | 33.9 | 28.4 | 29.3 | 32.8 | 35.4 | 0
1431 | 30.3 | 24.4 | 34.7 | 33.7 | 30.2 | 34.4 | 26.3 | 35.2 | 32 | 35.8 | 32.3 | 30.8 | 30.6 | 29.9 | 33.2 | 15.7 | 19.9 | 28.2 | 27.5 | 27.8 | 25 | 30.9 | 23.8 | 30.1 | 27 | 28.5 | 28.1 | 26.9 | 31.6 | 24.1 | 26.4 | 28 | 35.5 | 29 | 27.2 | 28.4 | 31.6 | 27 | 30.7 | 24 | 31.3 | 27.8 | 33.3 | 31.4 | 29.7 | 28.2 | 34 | 24.8 | 29 | 34.2 | 24.2 | 17.2 | 27.8 | 31.5 | 33.9 | 27.6 | 29.5 | 31.5 | 34.1 | 0
1432 | 30.5 | 23.5 | 34.7 | 33.5 | 30 | 34.8 | 26.3 | 35.1 | 30 | 35.4 | 32 | 29.1 | 30.3 | 29.2 | 32.9 | 16.2 | 19.2 | 28.2 | 26.8 | 27.4 | 24.9 | 31.5 | 22.3 | 29.4 | 26.8 | 28.1 | 27.8 | 26.9 | 31 | 23.5 | 25.2 | 27.7 | 36 | 29.1 | 27.7 | 28.4 | 30.5 | 26.7 | 29 | 24 | 30.5 | 27.3 | 32.8 | 31.9 | 29.7 | 27.7 | 34.4 | 24.2 | 28.4 | 34.6 | 23.1 | 17.1 | 27.5 | 31.4 | 34.2 | 26.4 | 29.1 | 27.5 | 32.6 | 0
1433 | 30.5 | 23.5 | 34.3 | 32.4 | 29 | 34 | 25.7 | 33.9 | 28.6 | 35.3 | 31.7 | 27.8 | 28.8 | 28.5 | 32.4 | 16.7 | 19 | 27.5 | 25.4 | 26.4 | 24.5 | 30.8 | 20.4 | 28.4 | 26.5 | 27.8 | 27 | 26.2 | 30.2 | 22.2 | 23.6 | 26.6 | 36 | 29.2 | 27.2 | 28.3 | 29.4 | 26.4 | 28.6 | 24 | 30 | 26.2 | 32.5 | 31.8 | 29.2 | 26.3 | 34 | 23.6 | 27 | 34.3 | 21.8 | 16 | 26.6 | 31.5 | 34.4 | 25.2 | 28.3 | 27.4 | 31 | 0
1434 | 30.2 | 23 | 30.2 | 30.8 | 27.2 | 32 | 25.4 | 31.8 | 26.6 | 34.3 | 29.2 | 25.9 | 24.3 | 27.2 | 31.2 | 16.6 | 18.5 | 24.5 | 23.3 | 23.9 | 23.5 | 29.6 | 17.8 | 25.6 | 25.9 | 27.3 | 25.8 | 24.5 | 28.9 | 21.4 | 22.3 | 25.2 | 35.7 | 28.5 | 25.9 | 27.1 | 28.1 | 25.8 | 27.8 | 22.4 | 28.6 | 23.9 | 30.9 | 31.8 | 28.6 | 25.8 | 32.9 | 22.8 | 25.7 | 33.1 | 19.2 | 13.9 | 25.5 | 30 | 33.6 | 24.1 | 26.9 | 26.6 | 29.4 | 0
1435 | 26.9 | 20 | 30.2 | 28.7 | 26 | 28.9 | 24.5 | 29.4 | 25.5 | 31.9 | 27.1 | 24.7 | 19 | 26.3 | 29.3 | 16.1 | 18.4 | 22.3 | 21.1 | 21.4 | 22.2 | 28.7 | 15.4 | 23.3 | 23.8 | 25.7 | 24.2 | 22.2 | 27.4 | 20 | 21 | 24.4 | 34.8 | 27.5 | 23.7 | 26.1 | 27.1 | 24.2 | 27.5 | 20.5 | 28 | 21.7 | 29 | 30 | 27.7 | 24.4 | 30.6 | 22 | 24 | 31.6 | 16.9 | 11.5 | 24.2 | 29.5 | 32.4 | 23.1 | 24.7 | 25.5 | 27.8 | 0
1436 | 23 | 16.7 | 25.7 | 26.8 | 25.1 | 26.5 | 23.4 | 27.3 | 24.9 | 29.2 | 24.2 | 23.2 | 13 | 25.3 | 28.2 | 16.2 | 18 | 21.1 | 19 | 18.8 | 21 | 27 | 13.4 | 20.6 | 21.9 | 23.8 | 22.1 | 19.8 | 25.6 | 19 | 20.2 | 23.4 | 33.4 | 25.8 | 21.7 | 25.7 | 26 | 23.4 | 27.3 | 18.1 | 27.2 | 19.4 | 26 | 28.4 | 27.2 | 23.6 | 28 | 21.2 | 22.6 | 30.1 | 14.4 | 9.6 | 23 | 29.1 | 30.5 | 22.4 | 23.7 | 25 | 26.4 | 0
1437 | 20.6 | 14 | 24 | 25.1 | 24.6 | 25 | 22.7 | 25.7 | 24.4 | 27.4 | 23.1 | 22.7 | 9.8 | 24.4 | 27.2 | 15.7 | 18.1 | 20.2 | 17.7 | 17.5 | 19.8 | 25.2 | 12.4 | 19.7 | 19.9 | 22 | 20.7 | 18.1 | 24 | 17.6 | 19.4 | 22.9 | 31.9 | 24.4 | 21.1 | 25.4 | 25.4 | 23 | 26.7 | 16.5 | 26.8 | 18.2 | 23.5 | 25 | 26.8 | 21.8 | 25.4 | 20.5 | 21.1 | 28.8 | 13.3 | 8.7 | 21.9 | 29 | 29.3 | 21.8 | 22.7 | 24.7 | 25.3 | 0
1438 | 19.2 | 13 | 23.4 | 24.1 | 24.2 | 23.3 | 22.7 | 25.2 | 24 | 26.4 | 22 | 21.7 | 8.7 | 23.7 | 26.7 | 16.5 | 17.7 | 19.3 | 17 | 16.5 | 18.9 | 23.5 | 11.9 | 19 | 18.4 | 21.8 | 19.5 | 17.1 | 22.5 | 17.1 | 18.7 | 22.4 | 30.5 | 23.1 | 19.7 | 25.4 | 25.1 | 22.2 | 26.5 | 15.3 | 26.4 | 17.5 | 20.7 | 24.9 | 26.2 | 20.8 | 24.2 | 19.7 | 20 | 28 | 12.4 | 8.7 | 21.3 | 28.1 | 27.9 | 21.3 | 21.2 | 23.8 | 24.8 | 0
1439 | 18 | 12 | 22.4 | 23.4 | 23.1 | 22.2 | 22.2 | 24.7 | 23.4 | 24.8 | 22.2 | 21.2 | 11.2 | 23 | 26.7 | 15.3 | 17.4 | 18.4 | 17 | 16.4 | 17.9 | 22.3 | 12 | 19.4 | 18.9 | 20 | 18.5 | 17.2 | 21.6 | 17 | 17.8 | 22.4 | 29.1 | 22.6 | 19.2 | 25.2 | 25.2 | 20.9 | 26.3 | 14.7 | 26.1 | 17.4 | 19 | 23.8 | 25.9 | 19.6 | 24 | 19 | 18.8 | 27.7 | 12.4 | 9 | 21 | 27.7 | 26.9 | 20.8 | 21.3 | 23.1 | 24.6 | 0
1440 | 18.2 | 10.2 | 23.4 | 23 | 22.4 | 20.4 | 21.5 | 23.9 | 23.3 | 24.1 | 21.4 | 19.9 | 14.5 | 22.5 | 26.4 | 16.1 | 16.4 | 17.5 | 17 | 15.7 | 17.1 | 22.1 | 11.6 | 18.7 | 21.9 | 20 | 17.5 | 17.5 | 20.8 | 18.1 | 16.9 | 22.3 | 27.7 | 22.2 | 18.7 | 24.9 | 25.4 | 20.3 | 26.2 | 13.7 | 25.5 | 16.9 | 17.2 | 22.9 | 25.2 | 19.9 | 25.2 | 18.2 | 17.8 | 27.5 | 11.7 | 8.8 | 21.1 | 27.3 | 25.9 | 20.3 | 21.2 | 21.5 | 24.6 | 0
1441 | 18.2 | 10 | 21.3 | 22.1 | 22.3 | 20.1 | 21 | 23 | 23 | 22.1 | 21.4 | 19.1 | 18.5 | 22.3 | 25.5 | 15.5 | 15.6 | 17.4 | 16.9 | 15.2 | 16.5 | 21.5 | 11.1 | 18.4 | 19.2 | 18.5 | 16.8 | 17.7 | 20.5 | 19 | 15.7 | 21.9 | 26.1 | 22.5 | 18.6 | 24.7 | 25.9 | 20.1 | 26 | 13.4 | 25 | 16.4 | 16.4 | 21.8 | 25.1 | 19.8 | 26.3 | 17.7 | 16.2 | 26.7 | 11.4 | 7.9 | 21.3 | 27.1 | 25.4 | 19.7 | 20.3 | 21.3 | 24.4 | 0
1442 | 18.5 | 10 | 20.5 | 21 | 21.6 | 19.6 | 20.8 | 22.1 | 22.4 | 20.6 | 20.4 | 17.8 | 20.4 | 22 | 25.5 | 15.4 | 14.6 | 17.2 | 16.4 | 14 | 16.1 | 21.3 | 10 | 17 | 19.1 | 18.6 | 16.3 | 17.2 | 20 | 20 | 14.8 | 21.5 | 25 | 22.4 | 18.3 | 24.7 | 26 | 19.8 | 25.9 | 12.6 | 24.8 | 15.4 | 15.4 | 20.4 | 24.7 | 20.2 | 27 | 17.2 | 14.8 | 26.1 | 10.4 | 6.4 | 21.4 | 26.8 | 24.5 | 19.2 | 19.7 | 21 | 23.8 | 0
1443 | 18.5 | 9.9 | 18.7 | 19.5 | 21.3 | 19 | 20.6 | 21.5 | 22.3 | 20.2 | 20.4 | 17.2 | 21.1 | 21.8 | 24.7 | 15.1 | 14.4 | 16.7 | 15.8 | 13.5 | 15.9 | 20.9 | 9.2 | 16.5 | 17 | 18.2 | 15.8 | 16.2 | 19.7 | 19.9 | 14.1 | 21.4 | 24.2 | 22.4 | 18 | 24.6 | 26 | 19.7 | 24.9 | 11.9 | 24.8 | 14.9 | 15 | 19.2 | 24.2 | 19.3 | 26.4 | 17.1 | 13.3 | 25.6 | 10.1 | 5.2 | 21.2 | 25.8 | 24 | 18.7 | 19.1 | 20.2 | 22.7 | 0
1444 | 18.3 | 9 | 20.1 | 18.4 | 20.7 | 19 | 20.6 | 21.4 | 22.3 | 19.5 | 19.3 | 16.2 | 19.2 | 21.7 | 24.5 | 15.4 | 14.3 | 16 | 15.3 | 12.9 | 15.2 | 20.7 | 8.8 | 15.5 | 17.1 | 17.7 | 15.3 | 14.9 | 19.2 | 19.7 | 14.2 | 21.4 | 23.6 | 21.7 | 17.9 | 24.8 | 25.5 | 18.5 | 25 | 11.8 | 24.7 | 14.4 | 14 | 19.1 | 23.9 | 18.9 | 25.5 | 16.9 | 12.7 | 25.2 | 9.5 | 5 | 20.9 | 25 | 23.9 | 18.4 | 18.2 | 19.5 | 21.5 | 0
1445 | 17.3 | 8.1 | 17.5 | 19.4 | 20.5 | 19.3 | 20.5 | 21.3 | 23.3 | 18.8 | 22 | 17.4 | 19 | 21.5 | 23.7 | 15.5 | 16.4 | 15.9 | 16 | 12.6 | 14.6 | 20.5 | 10.2 | 14.2 | 17.8 | 17.4 | 14.8 | 15.4 | 16 | 10.4 | 17 | 21.1 | 23 | 18.4 | 17.7 | 24.5 | 23.4 | 18.2 | 25 | 11.8 | 24.3 | 14.4 | 13.2 | 18.4 | 23.7 | 18.4 | 21.4 | 15.8 | 14.2 | 25.1 | 10.2 | 7.6 | 17.8 | 24.5 | 23.9 | 19 | 17.7 | 19.9 | 22.4 | 0
1446 | 16.6 | 8 | 16.5 | 18.6 | 20.5 | 18.8 | 20.4 | 21.4 | 24.3 | 18.6 | 21.3 | 17.1 | 16.6 | 21.4 | 23.6 | 15.2 | 17.6 | 15.7 | 17.1 | 13.3 | 14.2 | 20.7 | 11.9 | 14.7 | 15.6 | 16.7 | 14.3 | 15.3 | 16.4 | 10.3 | 18 | 22.1 | 22.5 | 18.2 | 17.7 | 24.3 | 23.9 | 17.7 | 25 | 11.8 | 23.4 | 15.1 | 12.9 | 17.8 | 23.7 | 18.1 | 22.9 | 16.8 | 16.6 | 24.8 | 9.9 | 9.4 | 17.7 | 24 | 24 | 19.5 | 15.9 | 20.1 | 22.9 | 0
1447 | 16.6 | 7.1 | 16.2 | 19.1 | 20.3 | 19.4 | 20.2 | 22.1 | 25.3 | 19 | 21.5 | 18.4 | 16.4 | 21.3 | 23.2 | 14.9 | 18.7 | 15.7 | 18.9 | 14.9 | 14 | 20.8 | 13.9 | 16.8 | 16.4 | 16.7 | 14.5 | 16.3 | 18.3 | 11.8 | 19.4 | 22.2 | 22 | 18.7 | 17.1 | 23.9 | 24.4 | 18.2 | 25 | 12.1 | 23 | 16.9 | 14.5 | 17.4 | 23.7 | 18.2 | 25 | 18.2 | 18.3 | 24.3 | 11.1 | 11 | 18.1 | 24 | 23.9 | 20 | 15.7 | 19.5 | 24.8 | 0
1448 | 17 | 8.5 | 21.7 | 20.4 | 20.8 | 21.4 | 20.5 | 23.5 | 26.3 | 19.8 | 23 | 20.2 | 17.6 | 23.4 | 24.6 | 15.3 | 20.4 | 15.9 | 20.8 | 17 | 14.1 | 21.5 | 16.6 | 19 | 17.9 | 16.5 | 15.4 | 17.2 | 20.7 | 14.4 | 21.8 | 23.4 | 23 | 20 | 17.5 | 24.6 | 25.4 | 19.6 | 25.5 | 12.6 | 22.8 | 19.4 | 17.5 | 17.3 | 24.2 | 18.5 | 27 | 20 | 20.6 | 25.3 | 12.8 | 12.8 | 19 | 24.5 | 24.9 | 21 | 18.2 | 19.6 | 27.4 | 0
1449 | 22.2 | 13.6 | 25.2 | 23.5 | 22.4 | 25.2 | 21 | 25.5 | 27.3 | 23.9 | 25.1 | 23.8 | 21.1 | 25.7 | 26.8 | 15.2 | 21.6 | 19.2 | 22.8 | 19.6 | 15.4 | 22.2 | 18.9 | 22.3 | 19.5 | 17.8 | 17.3 | 19.6 | 24.1 | 17.6 | 23.8 | 25.3 | 26.7 | 21.9 | 21.4 | 25.4 | 26.4 | 20.9 | 25.7 | 15.3 | 24 | 22.1 | 22.2 | 22.6 | 25.7 | 19 | 28.9 | 21.4 | 20.7 | 26.7 | 16.2 | 12.7 | 20.3 | 27.8 | 25.3 | 21.8 | 22.2 | 22.6 | 30.7 | 0
1450 | 25.7 | 18.5 | 28.5 | 26.5 | 24.8 | 28.7 | 22.7 | 27.7 | 29.8 | 27.9 | 27.6 | 27.1 | 24.4 | 27.8 | 28.6 | 15.3 | 23.1 | 23.9 | 24.4 | 22 | 18.5 | 22.8 | 21.5 | 24.7 | 20.8 | 20.5 | 20.6 | 21.5 | 26.9 | 20.4 | 25.8 | 26.4 | 29.2 | 23.8 | 22.9 | 27.7 | 28.1 | 23.3 | 26.7 | 17.2 | 27.1 | 24.3 | 26.9 | 25.9 | 26.8 | 19.2 | 30.1 | 22.7 | 21.4 | 29 | 19.2 | 12.2 | 21.7 | 30.8 | 26.4 | 23 | 24 | 27.5 | 33.5 | 0
1451 | 28 | 20.9 | 30.9 | 29.6 | 27 | 31.7 | 23.5 | 29.8 | 31.8 | 31.3 | 29.6 | 30.6 | 27.6 | 29.2 | 30.1 | 17.1 | 24.2 | 25.9 | 25.8 | 24.4 | 21.6 | 25 | 23.4 | 27 | 23.6 | 24.3 | 24.2 | 24 | 29.4 | 22.6 | 26.6 | 27.4 | 31.5 | 25.6 | 24.7 | 30.1 | 29.9 | 25.2 | 28.1 | 19.5 | 30.2 | 26 | 31 | 29.1 | 29.2 | 19.5 | 31.2 | 23.6 | 21.4 | 30.6 | 22.4 | 10.6 | 23.1 | 32.3 | 28.8 | 24 | 26.2 | 30.7 | 35.6 | 0
1452 | 29.2 | 23.7 | 32.6 | 31.1 | 28.9 | 33 | 23.7 | 31.6 | 32.8 | 32.9 | 31.3 | 32.2 | 29 | 29.7 | 31.6 | 19.4 | 25.6 | 26.9 | 26.7 | 26.3 | 23.5 | 26 | 25.4 | 27.8 | 25.2 | 26.9 | 27.5 | 25.1 | 30.4 | 23.8 | 26.8 | 28.9 | 33.6 | 26.8 | 26.8 | 32 | 32.1 | 25.7 | 28.7 | 21.8 | 30.7 | 27.1 | 33.2 | 31.5 | 29.3 | 19.6 | 31.9 | 24.6 | 23.5 | 32.2 | 23.8 | 10 | 24.4 | 32 | 30.3 | 25.2 | 26.7 | 33.4 | 36.4 | 0
1453 | 30.2 | 25.6 | 33.4 | 32.2 | 30.2 | 34.6 | 24.7 | 32.9 | 33.8 | 34.8 | 32.1 | 33.1 | 30.1 | 29.5 | 32.1 | 20.9 | 26.3 | 27.9 | 27.4 | 27.8 | 24.6 | 27.6 | 26.2 | 28.8 | 26.6 | 27.2 | 29.2 | 26.3 | 31.3 | 24.5 | 25.6 | 29.4 | 34.5 | 27.6 | 27.2 | 32.1 | 33.6 | 27 | 29.7 | 23 | 31.2 | 27.9 | 34.2 | 32.8 | 29.5 | 20 | 32.6 | 25.3 | 25 | 33.5 | 25 | 9.3 | 25.6 | 31.3 | 31.3 | 25.8 | 28.3 | 29.8 | 36.3 | 0
1454 | 31.2 | 26.4 | 33.7 | 32.2 | 31.4 | 35.2 | 23.3 | 33.7 | 33.8 | 35.5 | 32.6 | 32.4 | 30.4 | 29.6 | 32.6 | 22.3 | 26.8 | 28.4 | 27.6 | 28.8 | 26.1 | 28.5 | 26.4 | 29 | 27.7 | 27.5 | 30.4 | 26.4 | 31.3 | 24.8 | 24 | 29.9 | 35.3 | 28 | 27.1 | 30.2 | 34.4 | 27.6 | 29.7 | 23.9 | 30.7 | 28.4 | 34 | 33.5 | 29.8 | 20.6 | 33 | 26 | 27.4 | 34.2 | 24.8 | 9.8 | 26.4 | 31.4 | 32.2 | 26.2 | 28.7 | 29.3 | 35.4 | 0
1455 | 31.7 | 27.2 | 33.9 | 32.6 | 32.3 | 34.7 | 25.6 | 34 | 33.7 | 36.4 | 32.6 | 31.7 | 31.3 | 29.3 | 33.1 | 23.8 | 26.1 | 28.2 | 27.3 | 29.4 | 25.8 | 28.9 | 25.1 | 29.8 | 28.8 | 28.3 | 31.1 | 26.9 | 31.7 | 24.9 | 21.6 | 29.9 | 35.8 | 28.3 | 26.8 | 29.6 | 33.7 | 27.8 | 29.8 | 23.6 | 31 | 28.7 | 33.9 | 34 | 29.9 | 21.5 | 33.2 | 26 | 27.5 | 34.7 | 25.1 | 9.8 | 26.8 | 31.4 | 33.8 | 25.7 | 28.7 | 29.6 | 34.4 | 0
1456 | 32.2 | 26.8 | 33.6 | 32.4 | 31.1 | 35.3 | 26.3 | 33.7 | 32.3 | 36.3 | 32.5 | 30.2 | 31 | 28.9 | 32.8 | 24.1 | 25.1 | 28.1 | 26.4 | 29.1 | 25.8 | 28.9 | 23.5 | 29.6 | 29.6 | 28 | 32.4 | 26.2 | 31.1 | 24.7 | 20 | 29.8 | 35.9 | 28.3 | 26.5 | 29.4 | 32.3 | 28.2 | 29.2 | 23.8 | 30 | 28.3 | 33.6 | 34.2 | 29.7 | 22.1 | 32.6 | 25.7 | 27.5 | 34.4 | 24.2 | 10.4 | 26.5 | 30.8 | 33.8 | 25 | 28.6 | 29.7 | 33.2 | 0
1457 | 32.2 | 26.7 | 32.6 | 32.4 | 30.3 | 33.7 | 26.3 | 32.9 | 30.8 | 35.9 | 32 | 29 | 29.9 | 28.2 | 32.6 | 23.3 | 23.4 | 26.2 | 24.8 | 28.2 | 25.1 | 28.7 | 21.4 | 29 | 29.2 | 27.7 | 32.9 | 25.4 | 30.4 | 24 | 18.6 | 29.4 | 35.2 | 28.2 | 25.3 | 27.9 | 30.2 | 28.1 | 28.7 | 23.8 | 30 | 27 | 33.5 | 34.3 | 29.3 | 22.4 | 31.6 | 24.8 | 25.6 | 34.2 | 23.4 | 10.2 | 25.6 | 30.8 | 33.6 | 23.8 | 27.8 | 28.5 | 32 | 0
1458 | 31.5 | 25.2 | 31.4 | 31.1 | 28.8 | 31.4 | 26.2 | 31.5 | 28.5 | 35.4 | 31.3 | 27.1 | 26.2 | 27.2 | 31.1 | 21.3 | 22.2 | 24.7 | 22.7 | 26.5 | 23.7 | 27.6 | 20.1 | 26.7 | 28.6 | 27.3 | 32.7 | 23.1 | 28.4 | 22.7 | 18.4 | 28.2 | 34.1 | 27.6 | 24 | 27.1 | 28.5 | 27.6 | 27.4 | 21.7 | 29 | 24.7 | 32.6 | 34 | 28.9 | 21.9 | 30.2 | 23.8 | 24.8 | 33.6 | 21.1 | 10.5 | 24.1 | 29.3 | 32.3 | 23 | 25.6 | 28 | 30.5 | 0
1459 | 28 | 21.2 | 28.7 | 29.5 | 27.1 | 28.4 | 25 | 29.7 | 26.9 | 32.4 | 30 | 25.9 | 21.5 | 26.4 | 29.1 | 19.7 | 20.8 | 22.6 | 20.6 | 24.5 | 22.1 | 26 | 18.9 | 24.3 | 26.5 | 25.7 | 30.7 | 21.1 | 26.4 | 21 | 18 | 26.4 | 32 | 26.6 | 22.8 | 26.2 | 27 | 26.1 | 26.7 | 20.4 | 28.1 | 21.9 | 30.9 | 32 | 28 | 21 | 29.1 | 22.5 | 23.2 | 31.9 | 19 | 10 | 22.3 | 28.8 | 31 | 22.1 | 23.4 | 26.5 | 29.1 | 0
1460 | 25.6 | 19.2 | 25.3 | 27 | 26.2 | 26.2 | 24.4 | 27.6 | 26 | 29.2 | 28.5 | 24.4 | 16 | 26 | 27.3 | 18.9 | 20 | 22.1 | 18.8 | 22.4 | 20.9 | 25.7 | 18.4 | 21.4 | 25.1 | 23.5 | 28.7 | 18.8 | 24.2 | 19.4 | 18 | 25.4 | 30.6 | 25.2 | 21.9 | 25.8 | 26.4 | 25.2 | 26.6 | 19.7 | 27.2 | 19.2 | 28 | 29.1 | 27.3 | 19.8 | 28.4 | 21.4 | 22.8 | 30 | 16.4 | 10 | 20.6 | 28.6 | 29.8 | 21.6 | 22.2 | 25.1 | 27.6 | 0
1461 | 24.7 | 15.7 | 23.3 | 25 | 24.9 | 25 | 23.7 | 25.8 | 25.3 | 27.4 | 26.8 | 24 | 12.6 | 25.6 | 24.5 | 18.3 | 18.9 | 22.2 | 17.7 | 20.7 | 19.9 | 25 | 17.3 | 20 | 24.1 | 22 | 26.7 | 17.9 | 23.1 | 18.3 | 17.2 | 24.4 | 29.3 | 23.7 | 20.9 | 25.4 | 25.9 | 24.9 | 26.2 | 18.8 | 26.7 | 17.3 | 24.8 | 28.1 | 26.6 | 18.9 | 28.4 | 20.3 | 21.2 | 29.9 | 15.2 | 9.3 | 19.4 | 28.3 | 28.8 | 20.9 | 21.2 | 24.7 | 26.6 | 0
1462 | 21.8 | 14.7 | 21.9 | 23 | 24.4 | 23.8 | 23.2 | 24.3 | 25.3 | 24.2 | 25.6 | 23.2 | 11.2 | 25.2 | 25.2 | 17.3 | 18.4 | 21.2 | 17.1 | 19.2 | 19 | 24.6 | 16.5 | 18.7 | 23.2 | 21 | 24.9 | 17 | 22.2 | 17.9 | 16.8 | 23.5 | 28.9 | 22.3 | 20 | 24.8 | 25.9 | 24.8 | 26.1 | 18 | 26.5 | 16.4 | 21.5 | 26.8 | 26 | 18.3 | 28.3 | 19.7 | 20.7 | 29.5 | 14 | 9.4 | 18.8 | 27.8 | 28.2 | 20.6 | 20.2 | 24.1 | 25.9 | 0
1463 | 18.9 | 13.7 | 24.5 | 22 | 24 | 22.8 | 22.5 | 22.8 | 25.3 | 22.8 | 25 | 22.8 | 13 | 24.2 | 25.2 | 15.5 | 17.6 | 20.7 | 17 | 18 | 18.4 | 24.2 | 15 | 18.6 | 21.5 | 20 | 23.3 | 17 | 22 | 18 | 16.2 | 22.9 | 27.8 | 21.4 | 20.4 | 23.9 | 25.6 | 24.1 | 25.8 | 17.4 | 26.2 | 16.4 | 19 | 25 | 25.4 | 18.4 | 28 | 19 | 19.2 | 29 | 13.8 | 9.2 | 18.8 | 27.5 | 27 | 20.2 | 19.8 | 23.7 | 25.6 | 0
1464 | 17.3 | 12.6 | 24.6 | 21 | 23.5 | 21.9 | 21.7 | 21.6 | 25.4 | 21.2 | 25.2 | 21.5 | 15.9 | 23.4 | 25.1 | 15.7 | 17.3 | 20 | 16.8 | 16.7 | 17.6 | 23.6 | 13.8 | 17.7 | 20.7 | 19.8 | 21.7 | 16.1 | 21 | 18 | 16.6 | 22.4 | 26.5 | 20.8 | 19.9 | 23.4 | 25.5 | 23 | 24.9 | 16.5 | 25.5 | 16.7 | 17.2 | 23.5 | 24.8 | 18.7 | 26.7 | 18.6 | 18.9 | 28.4 | 12.9 | 9.7 | 19.1 | 26.7 | 25.6 | 20.2 | 18.8 | 23.1 | 25.3 | 0
1465 | 16.1 | 12.2 | 23.6 | 21 | 23.5 | 21.5 | 21.5 | 20.9 | 24.7 | 20.6 | 25.5 | 20.5 | 19.7 | 22.7 | 25 | 15.5 | 16.8 | 20.1 | 16.5 | 15.5 | 17.1 | 23.4 | 12.3 | 17.1 | 19.8 | 19.8 | 20.4 | 15.9 | 20.1 | 17.5 | 16.8 | 22.1 | 26 | 20.5 | 19.3 | 23.2 | 25 | 19.7 | 24.7 | 15.4 | 25.3 | 16.9 | 16.3 | 22.6 | 24.5 | 19.1 | 24.9 | 17.9 | 17.2 | 27.8 | 12.5 | 9.3 | 19.3 | 26.6 | 24.9 | 19.9 | 18.2 | 22.8 | 24.9 | 0
1466 | 15.7 | 12.2 | 21.4 | 20.6 | 23.2 | 21.1 | 21.3 | 20.2 | 24.4 | 19.8 | 25.6 | 19 | 21.8 | 22.4 | 24.5 | 14.9 | 16.6 | 19.4 | 16 | 14.2 | 17 | 22.7 | 11.2 | 15.6 | 19.2 | 18 | 19.3 | 15 | 18.4 | 16 | 17.4 | 22.1 | 25 | 20.2 | 19.2 | 22.2 | 24.6 | 19.4 | 24.7 | 14.5 | 25.2 | 16.4 | 15.6 | 22.1 | 24 | 19.2 | 22.8 | 17.2 | 16.4 | 27.5 | 11.4 | 9 | 19.2 | 26.3 | 24.5 | 19.8 | 17.7 | 22.2 | 24.2 | 0
1467 | 17.1 | 11.7 | 20 | 20.7 | 22.7 | 19.6 | 20.7 | 19.3 | 24.3 | 19.2 | 24.8 | 18.4 | 22.7 | 22.1 | 24.2 | 15 | 16.1 | 19.4 | 15.6 | 13.2 | 16.3 | 21.8 | 10 | 14.8 | 18.8 | 16.8 | 18.2 | 15.2 | 17.3 | 14 | 17.2 | 21.9 | 23.1 | 19.7 | 18.5 | 21.6 | 23.9 | 19.5 | 24.7 | 14 | 24.7 | 15.5 | 15 | 21.5 | 23.8 | 19.1 | 21.3 | 16.2 | 14.4 | 27 | 11.1 | 7.7 | 18.8 | 25.8 | 23.4 | 19.3 | 16.8 | 21 | 23.4 | 0
1468 | 18 | 11.7 | 19.5 | 19.9 | 20.5 | 19.8 | 20.4 | 18.2 | 24.1 | 19.2 | 23.5 | 17.5 | 21 | 21.9 | 23.6 | 15.1 | 16.2 | 19.4 | 15.5 | 12.5 | 15.6 | 21 | 9.9 | 13.9 | 18.2 | 16 | 17.2 | 14.9 | 16 | 11.8 | 17.2 | 21.8 | 22.5 | 19 | 17.8 | 21.6 | 23.6 | 19.3 | 24.4 | 13.7 | 24.3 | 14.6 | 14 | 21 | 23.4 | 18.7 | 20.7 | 15.8 | 14.2 | 26.5 | 10.2 | 7.5 | 18.2 | 24.8 | 23.3 | 19.2 | 16 | 20.3 | 22.6 | 0
1469 | 18.7 | 11.7 | 21.2 | 20.4 | 20 | 20.6 | 20.4 | 17.1 | 23.8 | 19.6 | 22.5 | 19.2 | 19 | 21.7 | 23.1 | 15 | 16.4 | 19.4 | 14 | 14.4 | 14.8 | 21 | 13.8 | 13.8 | 18.5 | 16 | 16.1 | 13.4 | 14.2 | 12.2 | 17 | 21.4 | 22 | 18.4 | 17.3 | 21.3 | 23.8 | 18.4 | 24.2 | 13.3 | 23.8 | 13 | 13.4 | 20.2 | 23.3 | 17.5 | 25.6 | 15.4 | 14 | 25.5 | 8.6 | 8.6 | 16 | 24.2 | 23 | 18.4 | 15.8 | 19.8 | 22.8 | 0
1470 | 18.5 | 10.9 | 19.3 | 19 | 19.5 | 19.5 | 19.8 | 16.5 | 23.4 | 19.9 | 21.7 | 19.7 | 16.3 | 21.4 | 20.5 | 14.9 | 15.7 | 19.4 | 15.1 | 15.1 | 14.2 | 20.9 | 15 | 14.4 | 18.7 | 16.3 | 15 | 14.5 | 15.1 | 11.4 | 17.4 | 20.9 | 21.1 | 18.6 | 16.8 | 21.2 | 24.1 | 18 | 24.2 | 13.1 | 23.2 | 13.5 | 13.3 | 19.7 | 22.8 | 18.2 | 25.3 | 16.2 | 15.6 | 25.1 | 8.8 | 9.7 | 16.4 | 24.1 | 22.2 | 19.2 | 15.2 | 19.6 | 22.9 | 0
1471 | 18.2 | 10.2 | 18.4 | 18.7 | 19.5 | 19.5 | 19.6 | 16.7 | 23.6 | 19.1 | 21.4 | 20.6 | 16.3 | 21.4 | 18.8 | 14.8 | 15.8 | 19.3 | 17.3 | 16.8 | 13.6 | 20.8 | 17 | 16.6 | 18.5 | 16 | 15.2 | 16.6 | 17.2 | 12 | 18.1 | 20.9 | 20.6 | 19.5 | 16.3 | 21 | 24.8 | 18.2 | 24.3 | 13 | 22.9 | 15.4 | 15.2 | 19 | 23.2 | 19.8 | 25.7 | 18 | 18 | 25 | 10.7 | 11.2 | 17.7 | 23.5 | 21.8 | 19.8 | 15.3 | 19.5 | 24.1 | 0
1472 | 19.7 | 11.1 | 20 | 19.4 | 19.6 | 20.3 | 19.8 | 17.6 | 25.7 | 19.4 | 21.5 | 22 | 18 | 23.2 | 19.8 | 14.3 | 16.4 | 19.2 | 19.6 | 18.8 | 13.4 | 21.3 | 19.4 | 19.2 | 18.8 | 15.8 | 16 | 18.8 | 20.2 | 13.4 | 18.6 | 22.9 | 21.9 | 20.6 | 16.9 | 22 | 25.6 | 18.7 | 25.2 | 13 | 23 | 18 | 18.3 | 19 | 23.9 | 21.2 | 26.6 | 20 | 21.4 | 25.8 | 12.6 | 13.4 | 19.5 | 23.8 | 22.5 | 21 | 17.6 | 19.9 | 26 | 0
1473 | 22.5 | 15.9 | 25.3 | 22 | 21.1 | 23.3 | 20.7 | 18.9 | 27.6 | 24.6 | 22.9 | 24.1 | 22.1 | 26 | 25.3 | 14 | 18.2 | 19.2 | 22.2 | 21.4 | 14.8 | 21.5 | 21.6 | 22.8 | 20.7 | 18.2 | 17.7 | 21.3 | 23.3 | 16.3 | 19.8 | 26.6 | 25.9 | 22.2 | 19.7 | 24.5 | 26.5 | 19 | 26 | 14.9 | 24.6 | 21.2 | 23.2 | 21.9 | 25.7 | 23.2 | 28.1 | 22.4 | 24.4 | 27.5 | 16.2 | 14.6 | 22.1 | 26.3 | 24.7 | 21.4 | 20.1 | 22.7 | 29 | 0
1474 | 26.2 | 19.9 | 28.3 | 24.8 | 22.9 | 27.6 | 22.7 | 20.3 | 29.8 | 30.2 | 24.7 | 26.6 | 25.8 | 28.4 | 27.3 | 14.8 | 19.8 | 20.1 | 24 | 23.8 | 19.7 | 22.6 | 23.3 | 25.5 | 22.5 | 23 | 20.4 | 23 | 26 | 19.2 | 21.3 | 28.4 | 30.3 | 23.6 | 21.7 | 26.6 | 27.6 | 20.1 | 27.2 | 18.7 | 28 | 23.8 | 27.9 | 24.3 | 27.9 | 24.5 | 29.6 | 24.4 | 27.1 | 29.3 | 19.2 | 15.5 | 24.8 | 29.3 | 26 | 22.1 | 22.4 | 26 | 32.1 | 0
1475 | 29 | 25.9 | 29.8 | 27.8 | 24.5 | 31.3 | 24.3 | 21.8 | 31.6 | 34.1 | 27.3 | 29.6 | 29.2 | 28.7 | 29.4 | 15.1 | 21.4 | 21.9 | 25.6 | 26 | 23 | 24.5 | 24.2 | 28 | 24 | 26.5 | 23.5 | 24.4 | 28 | 22.4 | 23.2 | 29.4 | 33.4 | 25.2 | 23.4 | 28.1 | 28.8 | 21.7 | 28 | 21.5 | 30.6 | 26 | 32.2 | 27.2 | 30 | 26 | 31.2 | 26.2 | 28.6 | 31 | 22.8 | 15.4 | 27.5 | 31.5 | 28.1 | 22.2 | 24.4 | 27 | 35 | 0
1476 | 31.5 | 26.4 | 31.3 | 29.4 | 25.4 | 33 | 25.4 | 23.3 | 33.9 | 36.1 | 29.3 | 32.3 | 30.7 | 29.1 | 30.7 | 17.2 | 21.8 | 23.2 | 26.4 | 27.5 | 25 | 26.7 | 24.5 | 29 | 25.8 | 28 | 26.7 | 25.1 | 29.2 | 24.4 | 24.7 | 30 | 34.9 | 26.4 | 24.9 | 29.6 | 30.1 | 23.5 | 30 | 22.3 | 33.1 | 27.2 | 34.3 | 29.9 | 30.4 | 26.7 | 32.5 | 27.4 | 29.7 | 32.4 | 24.7 | 15.6 | 29.3 | 31.6 | 30.7 | 22.7 | 26.3 | 28 | 36.6 | 0
1477 | 33.5 | 27.6 | 32.8 | 30.4 | 26 | 33.6 | 26.6 | 24.8 | 33.9 | 36.6 | 31.1 | 34.3 | 32 | 29.2 | 32.2 | 17.6 | 21.7 | 23.4 | 27.3 | 28.8 | 26.2 | 28.3 | 24.1 | 30 | 27 | 28 | 29.1 | 25.9 | 29.7 | 26.1 | 25.9 | 30.5 | 35.5 | 27.6 | 25.4 | 29.9 | 31.2 | 25.3 | 30.2 | 23 | 33.1 | 28 | 35.4 | 32.2 | 30.3 | 27.7 | 33.8 | 28.4 | 29.6 | 33 | 26.6 | 15.4 | 30.4 | 31.5 | 32.6 | 22.6 | 27.1 | 28.1 | 37.1 | 0
1478 | 35 | 28.9 | 34.3 | 30.4 | 26.5 | 34.2 | 28.1 | 25.9 | 34.4 | 37.5 | 31.8 | 35 | 32.6 | 29.3 | 32.4 | 18.1 | 20.8 | 23.4 | 27.6 | 29.4 | 27.6 | 29.1 | 23.4 | 30.2 | 28.1 | 28.5 | 31.1 | 26.4 | 29.8 | 26.6 | 26 | 31.5 | 36.1 | 28.4 | 25.4 | 30 | 32 | 25.4 | 30.2 | 23.2 | 32.6 | 28.2 | 35 | 33.5 | 30.3 | 28.2 | 34.8 | 28.8 | 29.4 | 34 | 27 | 15.8 | 30.2 | 31.6 | 33.6 | 22.6 | 28.1 | 28.6 | 36.2 | 0
1479 | 35.5 | 28.3 | 34 | 30.8 | 26.5 | 35 | 28.8 | 26.6 | 34.4 | 38.1 | 32.2 | 34.4 | 33.8 | 29.1 | 32.6 | 19.2 | 20.2 | 23.3 | 27.8 | 29.9 | 27.1 | 30.4 | 22.4 | 30.8 | 28.4 | 29 | 32.6 | 27.1 | 29.4 | 27 | 25.6 | 31.5 | 36.2 | 29.1 | 25.8 | 29.4 | 32.2 | 25.9 | 30.4 | 23 | 31.1 | 28.3 | 34.9 | 34.8 | 30.3 | 28.9 | 35.6 | 29 | 28.4 | 35.3 | 27.6 | 15.5 | 29.4 | 31.5 | 34.2 | 21.7 | 28.7 | 29 | 34.8 | 0
1480 | 35.5 | 28.1 | 34 | 30.8 | 26.5 | 34 | 29.1 | 26.7 | 32.4 | 37.6 | 31.8 | 32.6 | 33.6 | 28.8 | 32.4 | 18.2 | 19.4 | 22.4 | 27.1 | 29.6 | 26.9 | 30.4 | 21.4 | 30.5 | 28.4 | 29 | 33.7 | 26.9 | 28.7 | 26.4 | 24.3 | 31.4 | 36.4 | 29.3 | 25.4 | 29 | 31.8 | 26.2 | 30 | 23 | 30.1 | 27.6 | 34.2 | 35.1 | 29.8 | 28.6 | 35.2 | 28.4 | 27.6 | 35.5 | 26.2 | 15.3 | 27.8 | 31.2 | 34.6 | 21 | 28.5 | 28.7 | 32.7 | 0
1481 | 35.5 | 27.8 | 33.3 | 31 | 25.7 | 33 | 28.2 | 26.3 | 31.3 | 37.1 | 31.4 | 30.2 | 32 | 28.3 | 31.8 | 17.4 | 19 | 21.7 | 25.6 | 28.8 | 25.4 | 30 | 20.2 | 29.8 | 27.5 | 29 | 34 | 26 | 27.4 | 25.6 | 23 | 30.5 | 35.4 | 29 | 24.4 | 27.9 | 30.8 | 26.2 | 29.3 | 22.5 | 29.1 | 26.4 | 33.8 | 34.5 | 29.4 | 27.8 | 33.8 | 27.2 | 26.4 | 34.4 | 24.4 | 14 | 26.2 | 30.7 | 34.2 | 20 | 28.3 | 28.5 | 31 | 0
1482 | 34.5 | 26.6 | 32.3 | 29.9 | 24 | 30.5 | 27.3 | 25.4 | 28.8 | 35.6 | 30.5 | 27.8 | 27.2 | 27.4 | 30.8 | 15.8 | 18.1 | 21.2 | 23.1 | 27.1 | 23.7 | 29 | 19.1 | 27.6 | 26.6 | 28.2 | 33.4 | 23.8 | 25.8 | 23.9 | 21.6 | 28.6 | 33.8 | 28 | 22.9 | 27.7 | 29.6 | 24.6 | 28.2 | 20.3 | 28.4 | 24.3 | 32.2 | 32.9 | 29 | 25.7 | 31 | 25.2 | 25.6 | 32.3 | 20.7 | 12.6 | 24.5 | 29.8 | 33.1 | 19.8 | 25.5 | 27.5 | 29.3 | 0
1483 | 31.8 | 22.5 | 30 | 28.3 | 22 | 28 | 26 | 23.9 | 27.4 | 33.5 | 30 | 26.1 | 21.1 | 26.1 | 27.9 | 14.2 | 17.6 | 20.2 | 20.6 | 25.2 | 21.7 | 27.8 | 17.9 | 25.4 | 25.5 | 27.1 | 31.5 | 21.4 | 23.8 | 22.4 | 20.8 | 27 | 31.5 | 26.9 | 21.3 | 26.4 | 28.3 | 23.6 | 27.2 | 20 | 27.4 | 22.2 | 30.4 | 30.1 | 28.1 | 23.6 | 27.8 | 23.3 | 24.3 | 31.1 | 18 | 10.3 | 23.3 | 29.2 | 31 | 19.3 | 23.9 | 26.2 | 28.2 | 0
1484 | 29.9 | 20.5 | 25.5 | 25.6 | 21 | 26.5 | 25.2 | 22 | 26.6 | 33 | 29.2 | 25 | 14.4 | 25.1 | 26.6 | 12.8 | 16.8 | 20 | 18.4 | 23.2 | 20.5 | 26.9 | 17 | 22.8 | 24.7 | 24.5 | 30.2 | 19 | 22 | 20.8 | 20.2 | 25.5 | 29.9 | 25.6 | 20.1 | 25.8 | 27.4 | 23 | 26.6 | 19.8 | 27.1 | 20.2 | 27.5 | 28 | 27.6 | 21.4 | 24.6 | 21.6 | 23.2 | 29.3 | 15.2 | 8.4 | 22.4 | 29.1 | 29.8 | 19.4 | 22.4 | 25.3 | 27.4 | 0
1485 | 28.5 | 19.4 | 24.1 | 23.2 | 20 | 25.2 | 24.3 | 20.7 | 26.1 | 29.1 | 28.8 | 24.6 | 10.4 | 24 | 25.4 | 12 | 16.6 | 19.7 | 17.5 | 21.8 | 19.5 | 26.3 | 16.1 | 21.5 | 23.3 | 22.5 | 28.1 | 17.7 | 20.5 | 20.2 | 20 | 24.4 | 28.9 | 24.7 | 19.4 | 25.6 | 26.8 | 22.5 | 26.4 | 19.7 | 26.8 | 19.2 | 25.1 | 26.4 | 27.1 | 20.3 | 22.7 | 20.7 | 21.5 | 28.7 | 14.8 | 6.5 | 21.9 | 28.7 | 28.8 | 18.8 | 20.9 | 24.6 | 27.1 | 0
1486 | 27.2 | 17.9 | 22.8 | 20.9 | 19.1 | 24.2 | 23.4 | 19.6 | 25.4 | 27.2 | 28 | 24.3 | 9.2 | 23.3 | 25.4 | 10.8 | 16.3 | 19.6 | 17.1 | 20.6 | 18.5 | 25.5 | 15.7 | 20.3 | 21.6 | 22.1 | 26.8 | 16.9 | 19.6 | 19.5 | 19.5 | 23.6 | 28.2 | 23.7 | 18 | 25.5 | 26.6 | 21.5 | 26.1 | 19.5 | 26.6 | 18.8 | 22.3 | 25.2 | 26.4 | 19.6 | 22.1 | 20.2 | 20.3 | 28.5 | 14.3 | 6.1 | 21.3 | 28.1 | 27.4 | 18.8 | 20.9 | 24.4 | 26.7 | 0
1487 | 24.5 | 16.8 | 21.3 | 20 | 18.4 | 23.5 | 22.6 | 18.5 | 25.4 | 26.4 | 27.2 | 23.8 | 12 | 22.7 | 24.2 | 10.5 | 16.6 | 19 | 17.4 | 19.8 | 17.4 | 24.9 | 15.4 | 20 | 21.6 | 22 | 26.5 | 16.8 | 19.1 | 19.4 | 18.8 | 22.5 | 26 | 23 | 17.8 | 25.1 | 26.4 | 21 | 25.8 | 19.5 | 26.1 | 19 | 20.4 | 24 | 25.8 | 19.5 | 23 | 20 | 19 | 28.5 | 14.8 | 6.4 | 20.6 | 27.5 | 26.5 | 18.4 | 19.9 | 24 | 26.4 | 0
1488 | 23.3 | 16.4 | 23.6 | 19.6 | 17.8 | 22.7 | 21.8 | 17.8 | 25.4 | 24 | 25.8 | 22.7 | 16.1 | 22.1 | 23.3 | 9.6 | 16.6 | 18.1 | 17.1 | 18.6 | 16 | 24.4 | 15.3 | 18.9 | 21 | 21.2 | 26.2 | 16.3 | 18.7 | 18.5 | 17.6 | 22 | 24.2 | 22 | 16.9 | 24.7 | 26.1 | 20.5 | 25 | 19.4 | 25.5 | 18.8 | 18.3 | 23 | 25.2 | 18.9 | 24.3 | 19.3 | 18.3 | 28.5 | 13.6 | 7.9 | 19.5 | 26.3 | 25.3 | 18.9 | 18.5 | 23.3 | 25.6 | 0
1489 | 22.5 | 15.9 | 24 | 20.4 | 17.4 | 22.7 | 21.4 | 17.5 | 25.1 | 23.5 | 24.9 | 21.5 | 20.9 | 22.1 | 24.3 | 8.4 | 17 | 17.8 | 16.6 | 17.5 | 15.8 | 24 | 15 | 17.9 | 20.5 | 19.6 | 25.8 | 15.7 | 18.1 | 17.6 | 16.6 | 22 | 22.8 | 21 | 16.3 | 24.6 | 25.6 | 20.7 | 24.7 | 18.6 | 25.2 | 18.2 | 17.2 | 22.4 | 24.3 | 18.5 | 25.7 | 18.4 | 17.3 | 27.9 | 12.5 | 9 | 18.4 | 26.3 | 24.6 | 18.9 | 17.5 | 23 | 24.9 | 0
1490 | 21.3 | 14.8 | 23.3 | 21 | 16.9 | 22.7 | 20.7 | 17.2 | 24.8 | 25.6 | 23.8 | 20.2 | 23.4 | 21.9 | 24.1 | 7.8 | 17 | 17.2 | 15.3 | 16 | 15.5 | 23 | 14.6 | 16 | 20.2 | 19.1 | 25.5 | 14.4 | 17 | 16 | 15.8 | 21.5 | 22.5 | 19.8 | 16 | 24.3 | 25 | 19.5 | 24 | 18.5 | 25 | 16.7 | 15.7 | 22.3 | 23.9 | 17.5 | 26.4 | 17 | 16.4 | 27.5 | 10.2 | 9.8 | 17.2 | 25.7 | 24.2 | 19.2 | 17.3 | 23 | 24 | 0
1491 | 20.2 | 14.9 | 20 | 21.7 | 16.1 | 22.7 | 20 | 16.5 | 24.4 | 25.6 | 23.4 | 19.4 | 24 | 21.2 | 23.3 | 7.2 | 17.2 | 17 | 14.3 | 15 | 14.8 | 22.5 | 13.9 | 14.8 | 19.5 | 18.1 | 25.2 | 13.5 | 15.6 | 14.7 | 15.9 | 21.5 | 21.1 | 19 | 15.2 | 24.1 | 24.3 | 19.5 | 23.6 | 18.1 | 24.6 | 15.1 | 14.9 | 21.9 | 22.8 | 17.2 | 26.6 | 15.9 | 14.9 | 26.7 | 9.3 | 9.3 | 16.4 | 25.5 | 23.1 | 18.7 | 16.4 | 23 | 23.5 | 0
1492 | 20.5 | 15.4 | 18.4 | 21.2 | 16.5 | 21.9 | 19.6 | 15.5 | 24.4 | 23 | 22.8 | 19 | 21.7 | 20.7 | 22.3 | 7.1 | 16.7 | 16.7 | 13.6 | 14.2 | 14.3 | 22 | 13.6 | 13.6 | 19.4 | 18 | 24.2 | 12.9 | 14.5 | 13.1 | 16.2 | 21.5 | 20.1 | 18.4 | 14.6 | 24 | 23.9 | 18.4 | 23.5 | 17.8 | 24.2 | 13.5 | 13.7 | 21.4 | 22.3 | 16.9 | 26 | 15.2 | 14.2 | 26.2 | 8.1 | 8.9 | 15.9 | 25.1 | 22.5 | 18.7 | 15.5 | 22 | 22.9 | 0
1493 | 19.8 | 15.3 | 18 | 16.2 | 16.3 | 21.3 | 19.5 | 14.5 | 24.4 | 20.3 | 23 | 20.6 | 23.6 | 20.7 | 22.2 | 6.6 | 12.6 | 16.7 | 13.4 | 18 | 14 | 21.6 | 13.8 | 15.8 | 19.5 | 17 | 22.6 | 13.2 | 12.5 | 15.6 | 18.2 | 21.7 | 19.9 | 18.8 | 14.4 | 23.6 | 23.4 | 18.3 | 23.4 | 17.3 | 23.6 | 14.4 | 14.2 | 21 | 22.3 | 17.5 | 20 | 17.2 | 11.2 | 26 | 10.6 | 5.6 | 16.8 | 25 | 22.1 | 18 | 15.5 | 20.5 | 21 | 0
1494 | 18.2 | 14.9 | 18 | 16.3 | 15.7 | 20.5 | 19.4 | 14.9 | 24.4 | 20.3 | 22.7 | 20.1 | 20.2 | 21.1 | 21.8 | 6.2 | 13.7 | 16.6 | 15.1 | 18 | 13.2 | 21 | 15 | 16.8 | 19.2 | 16.9 | 21 | 13.6 | 14.8 | 15 | 19.7 | 22.2 | 19.4 | 18.9 | 13.4 | 23.1 | 23.9 | 18.2 | 23.2 | 17.3 | 23.2 | 14.8 | 14.3 | 20 | 22 | 18.1 | 21.2 | 18.2 | 11.3 | 25.8 | 10.2 | 7.4 | 17.2 | 24.7 | 22.1 | 18.6 | 14.9 | 21 | 21.4 | 0
1495 | 17.2 | 14.1 | 18.2 | 18.1 | 15.4 | 19.7 | 19 | 16.3 | 24.4 | 20.2 | 22.1 | 20.7 | 19.2 | 21.5 | 21.6 | 6.1 | 15.4 | 16.1 | 17.7 | 18.9 | 12.9 | 20.7 | 16.5 | 19.6 | 18.7 | 16.8 | 20.2 | 15.5 | 17.8 | 15.7 | 20.8 | 23 | 18.9 | 20.3 | 13.4 | 22.4 | 25.1 | 17.7 | 23 | 17.3 | 22.7 | 16.6 | 16.2 | 19.2 | 21.4 | 19.6 | 23.5 | 19.5 | 13.3 | 25.9 | 11.6 | 9.4 | 18.6 | 23.9 | 21.7 | 19.2 | 15.4 | 20.5 | 23.3 | 0
1496 | 19.8 | 16.6 | 20 | 20.8 | 17 | 20.5 | 19 | 18.3 | 25.4 | 19.8 | 22.1 | 22.2 | 19 | 23.7 | 22.9 | 7.6 | 17.4 | 17.1 | 21 | 20 | 12.8 | 21 | 19 | 22 | 19.2 | 16.8 | 19.6 | 17.6 | 21.4 | 17 | 22.2 | 24.6 | 19.4 | 22.2 | 15 | 23 | 26.8 | 19.5 | 23.9 | 17.7 | 22.6 | 19 | 19.2 | 19 | 22.3 | 21 | 25.2 | 21 | 16.4 | 26.2 | 13.6 | 11.4 | 20 | 24.2 | 22.3 | 20 | 18.4 | 19.9 | 25.6 | 0
1497 | 20.2 | 18.3 | 27 | 24.5 | 20 | 24 | 20.6 | 20.3 | 28.2 | 25 | 22.4 | 25 | 22.4 | 26.8 | 25.7 | 9.4 | 19.6 | 20.9 | 23.5 | 22.3 | 16.6 | 23.1 | 20.4 | 25.8 | 19.6 | 19.4 | 20.1 | 20.7 | 24.1 | 19.7 | 23.1 | 26 | 26.4 | 25.2 | 17.2 | 25.3 | 28.7 | 23.1 | 25.8 | 18.9 | 24.1 | 22.1 | 23.6 | 20.9 | 24.9 | 23.1 | 27.4 | 22.2 | 20.4 | 28.3 | 17.3 | 12.6 | 22.7 | 26.2 | 25 | 21 | 20.9 | 22.3 | 28.5 | 0
1498 | 28.6 | 22.3 | 29.8 | 27.6 | 22 | 28.7 | 23.1 | 21.9 | 29.5 | 29 | 23.9 | 28 | 25.5 | 28.5 | 27.9 | 11 | 21.7 | 24 | 25.5 | 24.3 | 20.8 | 25 | 21.5 | 28.3 | 21 | 23.2 | 23.2 | 23.1 | 26.4 | 22.3 | 24.5 | 28.1 | 31.6 | 27.6 | 19.6 | 28.2 | 30.5 | 25.8 | 27.6 | 20.2 | 27.5 | 24.6 | 27.5 | 24.5 | 28 | 24.7 | 28.5 | 23.5 | 23.7 | 30.4 | 20.8 | 13.4 | 25.2 | 28.7 | 27.1 | 22.4 | 23.5 | 26.6 | 30.5 | 0
1499 | 31.2 | 22.3 | 31.6 | 30.4 | 23.3 | 30.2 | 25 | 23.2 | 30.4 | 31.5 | 26.1 | 31 | 29.6 | 29.6 | 30.1 | 13 | 23.6 | 25.9 | 26.4 | 26.6 | 23.4 | 27.6 | 21.2 | 31 | 22.6 | 27.7 | 26.1 | 25.6 | 27.6 | 25 | 25.6 | 29.8 | 33.8 | 30 | 21.7 | 28.3 | 31.8 | 27.1 | 29.1 | 20.6 | 31.1 | 26.6 | 31 | 26.5 | 30.3 | 26.6 | 30 | 24.6 | 26.2 | 32.1 | 24.4 | 13.6 | 28.2 | 30.8 | 29.5 | 24 | 25.5 | 27.1 | 31.8 | 0
1500 | 31.4 | 22.3 | 33.5 | 31.8 | 24.7 | 31.7 | 27 | 24.2 | 31.1 | 33.2 | 29.2 | 32.8 | 31.1 | 29.8 | 31.2 | 14.4 | 25.1 | 27.2 | 27.3 | 27.7 | 25.2 | 29.6 | 21.1 | 31.7 | 24.3 | 28.2 | 28.3 | 26.8 | 28.9 | 26.3 | 27 | 30.7 | 34.9 | 30.9 | 23.6 | 28.3 | 32.6 | 27.6 | 29.6 | 22.6 | 32.6 | 27.4 | 32.8 | 28.8 | 31 | 27.6 | 30.8 | 26.1 | 27 | 33.6 | 26.3 | 13.9 | 30.1 | 32.3 | 31.9 | 25.5 | 26.9 | 28.3 | 31.7 | 0
1501 | 32.7 | 21.3 | 34.5 | 32.9 | 25.7 | 32.2 | 28.4 | 25.1 | 31.9 | 34.4 | 31.7 | 33.5 | 32.8 | 30.6 | 32.5 | 15.5 | 26.1 | 28.1 | 27.8 | 28.8 | 26.6 | 30.1 | 20.3 | 33 | 25.9 | 28.3 | 25.1 | 28.1 | 29.7 | 27.1 | 27.2 | 32.1 | 35.4 | 31.8 | 24.4 | 28.3 | 32.8 | 29.2 | 30.1 | 23.1 | 31.1 | 28 | 33.8 | 29.8 | 30.4 | 28.9 | 32.6 | 27.4 | 27 | 34.6 | 27.9 | 14.1 | 31.8 | 32.2 | 33 | 26.6 | 27.4 | 28.5 | 31.5 | 0
1502 | 34.2 | 18.3 | 34.6 | 33.2 | 26.5 | 32.4 | 29.4 | 26 | 32.4 | 35.5 | 33.5 | 33 | 32.8 | 30.5 | 32.8 | 16.5 | 26.2 | 28.5 | 28.4 | 29 | 26.9 | 31 | 20.2 | 33.2 | 28 | 28.7 | 27.1 | 28.6 | 30.6 | 26.8 | 26.8 | 32.3 | 35.9 | 31.8 | 24.6 | 29.3 | 32.4 | 29.8 | 30.2 | 24.2 | 31.1 | 28 | 34 | 30.7 | 31 | 29.4 | 34 | 28.4 | 26.4 | 34.8 | 28 | 14.4 | 32.2 | 32.2 | 34.4 | 26.8 | 28.3 | 28.6 | 30.8 | 0
1503 | 35.3 | 16.8 | 35.2 | 33.7 | 27.1 | 33.5 | 30.1 | 26.7 | 32.7 | 36.3 | 33.5 | 32 | 34.1 | 30.3 | 33.4 | 16.8 | 25.5 | 29 | 28.2 | 29.5 | 27 | 31.3 | 19.6 | 34.3 | 29 | 29 | 29.1 | 29.4 | 30.7 | 26.5 | 24.7 | 32.1 | 36.3 | 32.3 | 24.9 | 29.3 | 31.5 | 30.4 | 30.6 | 24.7 | 31.1 | 28.3 | 34.4 | 30.9 | 31.4 | 30.1 | 35.7 | 28.4 | 26.3 | 34.6 | 28.2 | 14 | 32.4 | 31.6 | 34.5 | 26.1 | 28.5 | 28.6 | 30.8 | 0
1504 | 35.3 | 16.7 | 34 | 33.5 | 26.9 | 32.2 | 30.2 | 27.2 | 32.5 | 36.4 | 32.8 | 30.5 | 33.3 | 29.5 | 33.4 | 16.4 | 24 | 29 | 27.5 | 29 | 26.2 | 31.6 | 19.6 | 33.8 | 29.6 | 29 | 30.2 | 28.9 | 30.3 | 25.7 | 22.5 | 32.1 | 35.9 | 32.2 | 24.7 | 29.2 | 30.5 | 30.1 | 30.1 | 24.7 | 31.5 | 27.9 | 34.2 | 31.3 | 31.9 | 29.5 | 35.5 | 27.6 | 26.1 | 34.6 | 27.2 | 13.2 | 31.2 | 31.7 | 34.9 | 24.9 | 28.4 | 28.2 | 30.5 | 0
1505 | 35.5 | 18.2 | 34.6 | 33 | 25.8 | 30.7 | 29.3 | 27.2 | 32 | 36.2 | 31.2 | 29 | 32 | 28.6 | 32.9 | 16 | 22 | 28 | 25.6 | 28.4 | 25.2 | 31.1 | 19 | 33 | 28.6 | 28.7 | 30.6 | 28 | 28.8 | 25 | 20 | 30.6 | 35.5 | 32 | 24.1 | 28.2 | 29.4 | 30 | 29.6 | 24 | 30.8 | 27 | 33.8 | 31.3 | 30.9 | 28.4 | 34.2 | 26 | 26 | 34.1 | 26 | 11.4 | 29.8 | 31.2 | 34.4 | 23.4 | 28.1 | 27.7 | 30.2 | 0
1506 | 34.4 | 17.2 | 33.6 | 31.3 | 24.1 | 29.7 | 28.2 | 26.6 | 30.5 | 34.8 | 30.1 | 27.3 | 27 | 27.3 | 31.5 | 14.5 | 20 | 25.5 | 23.4 | 26.6 | 24.2 | 30.1 | 18.8 | 29.9 | 28.2 | 28.7 | 30.9 | 25.4 | 26.9 | 23.7 | 18.8 | 30.1 | 33.9 | 30.5 | 23.1 | 27.3 | 28.4 | 28.2 | 28 | 23.3 | 28.6 | 24.8 | 32 | 30.8 | 29.9 | 26 | 30.6 | 24.3 | 25.1 | 34 | 23.4 | 9.3 | 27.4 | 29.7 | 33.4 | 22.3 | 26.1 | 25.5 | 28.8 | 0
1507 | 32.5 | 16.4 | 30.5 | 29.4 | 22.4 | 27 | 27 | 25.3 | 27.5 | 32 | 29.2 | 25.9 | 21.9 | 26.4 | 29.1 | 13 | 18.6 | 23.3 | 20.6 | 25 | 22.9 | 28.9 | 17.5 | 27.4 | 26.1 | 26.5 | 30.1 | 22.9 | 24.3 | 22.6 | 18 | 28.8 | 31.4 | 29.1 | 21.5 | 26.3 | 27.5 | 26.6 | 27.1 | 22.2 | 27.6 | 22.2 | 29.6 | 29.4 | 28.5 | 24 | 27.1 | 22.6 | 23.9 | 32.6 | 21 | 7 | 25.6 | 29.1 | 31.7 | 21.7 | 22.9 | 24.6 | 27.4 | 0
1508 | 29.7 | 15.8 | 28 | 27 | 21.1 | 25.5 | 25.7 | 23.5 | 26.8 | 29.7 | 29 | 24.6 | 15.6 | 25.7 | 26.8 | 11.4 | 17.8 | 22 | 18.6 | 23 | 21.3 | 25.4 | 16.5 | 24.4 | 25.1 | 23.7 | 28.3 | 20.2 | 22 | 21.2 | 18.2 | 28.1 | 29.4 | 27 | 20.7 | 25.8 | 26.8 | 25.9 | 26.6 | 21.9 | 27 | 19.4 | 26.4 | 27.3 | 27.9 | 22 | 23.8 | 21.6 | 22 | 31.1 | 18.4 | 5.2 | 23.9 | 28.7 | 30.4 | 21.6 | 22.4 | 24.1 | 25.6 | 0
1509 | 27.4 | 15.2 | 25.1 | 25.4 | 20.5 | 24.5 | 24.7 | 21.9 | 26.3 | 28 | 28.5 | 23.8 | 12.7 | 25 | 25.1 | 10.3 | 17.7 | 21 | 17 | 22 | 20.5 | 27 | 14.8 | 23.7 | 24.1 | 22.7 | 26.5 | 18.9 | 19.7 | 20.5 | 17.9 | 27.1 | 29.5 | 25.8 | 19.7 | 25.3 | 26.2 | 22.1 | 26.1 | 21.1 | 26.2 | 17.7 | 23.7 | 25.4 | 27.3 | 21.4 | 22.7 | 20.8 | 20.5 | 30.5 | 17.2 | 3.9 | 23.5 | 27.7 | 29.5 | 21.6 | 20.9 | 23.6 | 24.7 | 0
1510 | 24.7 | 15.2 | 23.2 | 24.1 | 19.4 | 24 | 23.7 | 20.4 | 26.2 | 25 | 28.1 | 23.2 | 11.4 | 24.2 | 25.1 | 9.7 | 17.7 | 20.5 | 16.8 | 20.8 | 20 | 26.4 | 14.2 | 22.9 | 23.5 | 21.5 | 25.6 | 18 | 18.4 | 19.8 | 17.8 | 26.1 | 27.9 | 24.5 | 18.5 | 25 | 25.9 | 22.5 | 25.8 | 20.2 | 25.8 | 16.6 | 21.3 | 24.8 | 26.7 | 21 | 22.3 | 20.7 | 19.1 | 30.1 | 16.1 | 3.6 | 22.8 | 27.7 | 28.4 | 21.5 | 19.5 | 23.4 | 24.2 | 0
1511 | 25.2 | 14.1 | 24.5 | 23.6 | 18.6 | 23.7 | 22.5 | 18.8 | 25.7 | 24.5 | 27.1 | 23 | 14 | 23.5 | 24.6 | 9 | 17.6 | 20 | 17 | 20.4 | 19.3 | 25.6 | 13.8 | 23 | 22.6 | 21.4 | 25.6 | 18 | 17.2 | 19.6 | 17 | 25.3 | 27.4 | 24 | 18 | 24.8 | 25.6 | 21.5 | 25.4 | 19.6 | 25.2 | 16.6 | 20 | 24.1 | 25.9 | 21.2 | 23 | 20.4 | 18.4 | 29.6 | 16 | 3.8 | 22.4 | 27.3 | 27.3 | 21 | 18.9 | 23.1 | 24.4 | 0
1512 | 24.8 | 14.2 | 26 | 22.7 | 17.7 | 23 | 21.7 | 17.8 | 25.5 | 25 | 26.4 | 22.8 | 16.8 | 22.8 | 23.5 | 8.2 | 16.9 | 19 | 17.7 | 19.4 | 18.6 | 25 | 14.8 | 21.2 | 21.6 | 19.6 | 25.6 | 17.2 | 16.6 | 19 | 16.7 | 24.3 | 25.9 | 22.8 | 17.5 | 24.5 | 25.4 | 21.1 | 24.6 | 19.2 | 24.6 | 16.5 | 18.8 | 23.3 | 25.5 | 20.4 | 22.5 | 20.2 | 17.5 | 29.3 | 15.2 | 4.4 | 20.8 | 26.7 | 25.6 | 20.1 | 18.9 | 22.9 | 24.2 | 0
1513 | 24.7 | 13.5 | 25.6 | 21.9 | 17.2 | 22.3 | 21.2 | 17.3 | 25.3 | 23.1 | 25.4 | 22.8 | 21.4 | 22.5 | 23.4 | 7.8 | 15.7 | 18.7 | 17.4 | 18.9 | 17.2 | 24.1 | 15.3 | 19.6 | 20.5 | 18.6 | 25.2 | 16.6 | 15.4 | 18.7 | 16.2 | 23.6 | 24.4 | 22 | 17.1 | 24.3 | 25.1 | 20.8 | 24 | 19.2 | 24.3 | 16.7 | 18.1 | 22.8 | 23.7 | 19.7 | 21.9 | 19.4 | 16.7 | 29.1 | 14.6 | 4.7 | 19.5 | 26.6 | 25.3 | 19.1 | 18.4 | 22.6 | 24 | 0
1514 | 24.5 | 12.9 | 22.2 | 20.2 | 16.7 | 21.7 | 20.7 | 16.8 | 25.1 | 21.8 | 24.8 | 22.4 | 23.8 | 22 | 23.4 | 7.4 | 14.2 | 18.4 | 16.6 | 18 | 15.9 | 23.4 | 15.8 | 16.8 | 19.8 | 17.6 | 24.3 | 15 | 14.2 | 17.8 | 16.4 | 22.6 | 23.4 | 20.6 | 16.6 | 23.3 | 24.6 | 20.4 | 23.5 | 19.2 | 23.8 | 16 | 17 | 22 | 22.9 | 18.2 | 20.2 | 18.6 | 15.2 | 29 | 13.2 | 4.8 | 17.6 | 26.3 | 24.5 | 18.2 | 16.6 | 22.5 | 23 | 0
1515 | 23.9 | 12.7 | 21 | 18.6 | 16.7 | 21.7 | 20.4 | 16.6 | 24.9 | 20.8 | 24 | 22.1 | 26 | 21.9 | 23.4 | 7 | 13 | 17.9 | 14.8 | 18 | 15 | 23.1 | 14.9 | 15.7 | 19.5 | 16.7 | 23.4 | 14.1 | 12.6 | 17.2 | 16.5 | 22 | 22.9 | 19.8 | 16 | 22.7 | 24 | 19.4 | 23.5 | 19.2 | 23.2 | 15.4 | 16.1 | 20.7 | 22.9 | 17.5 | 19.4 | 17.5 | 13.7 | 28.6 | 12.4 | 4.5 | 16.9 | 26.2 | 23.9 | 17.7 | 16 | 22.1 | 22.2 | 0
1516 | 23.6 | 12.3 | 19.6 | 16.9 | 16.7 | 21.3 | 20 | 16.6 | 24.7 | 22 | 23.7 | 21.2 | 25 | 21.4 | 22.9 | 6.7 | 12.3 | 17.5 | 13.7 | 17.6 | 14.4 | 22.1 | 14.4 | 14.7 | 18.4 | 15.7 | 22.6 | 13 | 12.1 | 16.2 | 17.4 | 21.1 | 22.8 | 18.8 | 15.6 | 22.3 | 23.5 | 19 | 23.5 | 19.1 | 21.7 | 14.5 | 14.7 | 20.1 | 21.9 | 16.9 | 18.9 | 17.1 | 12 | 27.8 | 11 | 4.8 | 16.3 | 25.7 | 23.3 | 17.7 | 15.7 | 21.7 | 21.1 | 0
1517 | 22.2 | 12.8 | 20.8 | 17.2 | 16.2 | 20.8 | 19.6 | 16.6 | 24.2 | 21.3 | 23 | 19 | 23.8 | 21.2 | 24 | 6.5 | 15.2 | 17.4 | 14.8 | 17.2 | 13.9 | 22.1 | 10.2 | 17.8 | 17.6 | 16.6 | 21.7 | 14 | 12.2 | 17.8 | 12.6 | 20.7 | 22.9 | 20.6 | 15.1 | 21.8 | 23.6 | 18.6 | 23.2 | 18.7 | 21.1 | 16.4 | 13.4 | 19.3 | 23.2 | 17 | 21 | 19.4 | 13.6 | 27 | 8.4 | 0.6 | 18.8 | 25.5 | 22.9 | 18.6 | 15.4 | 21.1 | 21.6 | 0
1518 | 21.5 | 13.3 | 19.8 | 17.1 | 15.7 | 20.6 | 19.2 | 17.8 | 23.7 | 20 | 22.5 | 18.4 | 21.1 | 21 | 23.1 | 7.4 | 16.3 | 17.1 | 15.9 | 17 | 13.2 | 21 | 12.1 | 18.2 | 16.1 | 16 | 20.8 | 15.2 | 13.1 | 18.4 | 13.3 | 20.6 | 21 | 19.5 | 14.5 | 21.4 | 24 | 18.9 | 22.8 | 17.3 | 21.1 | 17.5 | 14.1 | 18.6 | 23.4 | 17.6 | 21.9 | 20.3 | 14.4 | 26.8 | 9 | 4 | 18.9 | 24.5 | 22.3 | 20.2 | 15.4 | 20.4 | 22.7 | 0
1519 | 20.2 | 12.3 | 18.8 | 18.8 | 15.7 | 20.5 | 18.7 | 19.4 | 23.9 | 19.7 | 22.3 | 19 | 20.5 | 21.2 | 23.5 | 6.5 | 17.7 | 17 | 17.7 | 17.8 | 13.2 | 20.1 | 14.7 | 19.6 | 15.1 | 15.7 | 20.3 | 16.6 | 15.9 | 19.7 | 14.6 | 21.8 | 19.9 | 19.7 | 14.2 | 20.9 | 25.1 | 18.6 | 22.6 | 17 | 20.3 | 19.4 | 15.9 | 17.7 | 23.2 | 19.5 | 24.1 | 20.4 | 16.5 | 26.6 | 11.3 | 7.7 | 19.5 | 24.2 | 21.9 | 21.8 | 15.8 | 19.6 | 24.4 | 0
1520 | 20.5 | 12.7 | 20.1 | 21 | 18.4 | 21.7 | 19 | 21.3 | 25.1 | 20.5 | 23 | 20.6 | 21.8 | 23.2 | 25 | 8 | 19.8 | 17.7 | 19.8 | 19.8 | 13.2 | 22 | 18 | 22.2 | 15.5 | 16.2 | 20.2 | 20 | 19.1 | 21.2 | 17 | 24.7 | 21.4 | 20.4 | 16 | 21.3 | 26.8 | 19.8 | 24 | 17 | 21.6 | 21.4 | 19.2 | 18 | 23.5 | 21.5 | 26 | 20.4 | 19.5 | 26.5 | 14 | 11.4 | 21 | 24.6 | 22.5 | 23.8 | 19.4 | 19.5 | 26.6 | 0
1521 | 24 | 16.2 | 25.3 | 24.7 | 20.8 | 26 | 22 | 23.2 | 26.1 | 22.4 | 24.3 | 23.5 | 25.1 | 25.9 | 26.9 | 10.7 | 21.5 | 20.5 | 22 | 22.3 | 15.5 | 24.6 | 20.2 | 25.2 | 21.4 | 18.7 | 20.4 | 22.5 | 23.4 | 22.9 | 19 | 27.6 | 25.8 | 23.2 | 18.5 | 23.3 | 29 | 22.9 | 19.3 | 17.5 | 25.3 | 23.8 | 23 | 19 | 28.4 | 24.3 | 28.8 | 19.4 | 22.9 | 28 | 18.2 | 13.2 | 22.6 | 29.1 | 26 | 25.1 | 22.6 | 22 | 28.5 | 0
1522 | 25.5 | 18.2 | 28.6 | 27.8 | 22.9 | 28.3 | 25.2 | 25 | 28.1 | 27 | 26.2 | 26.4 | 28.4 | 27.5 | 28.2 | 12.5 | 23.2 | 24.7 | 23.9 | 24.8 | 19.9 | 27.6 | 21.7 | 28.1 | 23.7 | 22.9 | 21.3 | 25.7 | 26.7 | 24.4 | 21 | 29.1 | 30.7 | 26.1 | 20.9 | 26.3 | 31.2 | 24.9 | 22 | 19.6 | 29.3 | 25.7 | 27.2 | 22.1 | 30.7 | 26.4 | 30.7 | 19 | 25.9 | 30.2 | 21.7 | 14.1 | 24.7 | 29.8 | 29.3 | 26.6 | 24.1 | 25.3 | 30 | 0
1523 | 27.5 | 20.1 | 30.3 | 31 | 24.9 | 31.1 | 27.5 | 26.5 | 30.7 | 29.3 | 28 | 29 | 31.4 | 29.8 | 29.6 | 15.9 | 24.2 | 27.3 | 25.5 | 26.6 | 22.6 | 28.8 | 21.8 | 30.4 | 24.5 | 27.3 | 22.7 | 27.4 | 29.6 | 25.6 | 22 | 30.6 | 33 | 29.8 | 23.1 | 29 | 33 | 26.8 | 23.1 | 21.1 | 31.4 | 27.4 | 30.6 | 24.2 | 32.2 | 28.5 | 32.8 | 19 | 28 | 32.1 | 25.4 | 13.4 | 26.4 | 31 | 32 | 27.6 | 26.3 | 27.6 | 30.8 | 0
1524 | 29 | 22.1 | 32.5 | 32.5 | 26.2 | 32.4 | 29.4 | 27.7 | 31.8 | 30.8 | 29.5 | 30 | 32.8 | 30.5 | 31 | 18 | 25.2 | 29.5 | 26.8 | 27.7 | 24.6 | 30.6 | 21.7 | 32 | 25 | 28.4 | 24.4 | 29.5 | 30.7 | 26.3 | 22.9 | 30.1 | 33.9 | 31.9 | 24.6 | 29.3 | 33.9 | 28.5 | 30 | 22.9 | 31.7 | 28.4 | 33.3 | 25.8 | 33.5 | 29.4 | 33.7 | 20.6 | 28.9 | 34.6 | 27.3 | 12.9 | 28 | 32.3 | 34 | 29 | 27.1 | 27 | 31.2 | 0
1525 | 30.3 | 23.7 | 32.8 | 33.7 | 27 | 32.6 | 31.1 | 28.8 | 32.2 | 31.8 | 30.3 | 30.2 | 33.6 | 31 | 31.7 | 19.8 | 25.3 | 29.7 | 27.8 | 28 | 25.8 | 31.1 | 20.8 | 32.9 | 25.8 | 29.8 | 26.2 | 29.9 | 31.6 | 26.9 | 22.8 | 31.1 | 34.9 | 33.7 | 25.9 | 29.3 | 34.1 | 29.7 | 30.8 | 24.3 | 31.8 | 29.3 | 34.5 | 28.2 | 33.7 | 30.3 | 34.8 | 22.2 | 28.8 | 35.2 | 28.9 | 12.1 | 28.6 | 34.3 | 35.2 | 29.8 | 27.4 | 27 | 31 | 0
1526 | 30.7 | 24.8 | 33.3 | 33.8 | 27.9 | 33.3 | 31.5 | 29.6 | 32.6 | 33.6 | 30.5 | 29.2 | 33.8 | 31.1 | 32.5 | 20.5 | 25.2 | 29.9 | 28.4 | 28 | 26.6 | 32.1 | 20.2 | 33.4 | 26.5 | 30.5 | 27.7 | 30.4 | 31.5 | 27 | 22.6 | 29.6 | 34.9 | 34 | 27.1 | 29.3 | 33.4 | 30.4 | 31 | 24.7 | 31.3 | 29.6 | 34.8 | 29.5 | 33.7 | 30.5 | 35 | 24.2 | 28 | 35.6 | 29 | 12 | 28.8 | 33.7 | 36 | 30.2 | 27.9 | 26.4 | 30.8 | 0
1527 | 30.9 | 24.8 | 34.3 | 34.2 | 28.4 | 33.7 | 31.5 | 30.2 | 32.8 | 34.4 | 30.1 | 28.4 | 34.3 | 31 | 32.8 | 20.4 | 24.2 | 30.1 | 28.4 | 27.8 | 26.8 | 32.6 | 19.1 | 33.5 | 26.2 | 31.3 | 28.7 | 29.3 | 31.7 | 26.9 | 21.5 | 28.6 | 35.6 | 34.5 | 27.1 | 29 | 32.3 | 30.9 | 30.8 | 25.1 | 29.7 | 29.8 | 34.1 | 30 | 32.6 | 30.9 | 35.6 | 24.7 | 27 | 34.4 | 29.1 | 11.4 | 28 | 32.8 | 36.1 | 29.3 | 27.1 | 27.3 | 30.2 | 0
1528 | 31.1 | 24.3 | 34.2 | 33.6 | 27.8 | 31.2 | 31.2 | 30.2 | 32.6 | 34.5 | 29.5 | 27.3 | 34 | 30.5 | 32.5 | 19.8 | 23.2 | 30.2 | 27.4 | 27.6 | 26.7 | 32.6 | 18.5 | 33.3 | 26.5 | 31.2 | 28.9 | 29.3 | 30.8 | 26.2 | 20.6 | 28.2 | 35.4 | 33.9 | 27.1 | 28.8 | 30.9 | 30.9 | 30.1 | 25.1 | 28.8 | 29 | 33.1 | 29.7 | 32.5 | 30.3 | 34.9 | 24.7 | 26.2 | 34.6 | 27.6 | 11.2 | 27.2 | 32.1 | 36.1 | 28 | 27 | 27.2 | 29.7 | 0
1529 | 31.1 | 23.7 | 34 | 33 | 27.2 | 29.7 | 30.5 | 29.5 | 29.7 | 33.8 | 28.8 | 26.6 | 32.8 | 29.2 | 31.9 | 19.1 | 21.8 | 29.4 | 25.6 | 27.2 | 26.2 | 32.6 | 17.6 | 32.4 | 26.1 | 30.8 | 29.2 | 28.6 | 29.6 | 25.2 | 19.4 | 28.2 | 34.7 | 33.4 | 26.6 | 28 | 29.6 | 16.4 | 29.4 | 24.7 | 28.7 | 27.6 | 31.8 | 29.7 | 30.8 | 29.4 | 34 | 23.4 | 25.6 | 34.6 | 25.6 | 10.4 | 26 | 31.3 | 35.3 | 26 | 26.6 | 26.8 | 29 | 0
1530 | 31 | 22.8 | 32.5 | 31.2 | 25 | 28.5 | 29.3 | 28.1 | 28.6 | 32.7 | 28.2 | 25.5 | 29.6 | 27.6 | 30.7 | 17.1 | 21 | 27.6 | 23.2 | 26.4 | 25.2 | 31.6 | 17.3 | 30.9 | 25.2 | 30.4 | 29.4 | 29.2 | 26.8 | 23.7 | 18.8 | 26.7 | 33.2 | 31.6 | 25.1 | 27 | 28.3 | 18.3 | 27.6 | 23.1 | 27.9 | 25.2 | 30.5 | 29.2 | 29.3 | 27.3 | 31.7 | 22.6 | 25 | 34.2 | 22 | 10.1 | 25.3 | 29.8 | 34.3 | 24.5 | 25.4 | 25.8 | 28.4 | 0
1531 | 29.9 | 21.1 | 29.9 | 29.6 | 22.9 | 26.6 | 27.2 | 26.4 | 27.6 | 30.8 | 27.4 | 24.7 | 25.4 | 26.5 | 28.5 | 15.4 | 20.1 | 25.9 | 20.8 | 24.8 | 23.9 | 30.1 | 16.7 | 28.7 | 24.4 | 28.5 | 29.4 | 28.5 | 24.2 | 22.2 | 18 | 25.6 | 31.3 | 30.3 | 22.6 | 25.8 | 27.3 | 18.5 | 26.8 | 20.8 | 26.9 | 22.9 | 28.7 | 27.1 | 28.1 | 25.4 | 29.9 | 21.5 | 24.2 | 33 | 19 | 9.4 | 24.5 | 28.8 | 32 | 23.2 | 24.3 | 24.6 | 27.4 | 0
1532 | 28.3 | 19.6 | 26.3 | 27.6 | 21.7 | 25.2 | 25.7 | 24.6 | 27 | 28.8 | 26.6 | 23.4 | 20.6 | 25.7 | 26.8 | 13.5 | 19.6 | 25 | 18.8 | 22.8 | 21.9 | 29.1 | 16.6 | 26.2 | 22.3 | 26.5 | 29.4 | 27.6 | 21.4 | 21 | 17.8 | 24.6 | 29.6 | 28.4 | 21.6 | 25.4 | 26.4 | 19.1 | 26.4 | 20.2 | 26.3 | 20.6 | 26.6 | 25.2 | 27.7 | 23.4 | 28 | 21.2 | 23 | 32.1 | 16 | 9.2 | 24 | 28.3 | 31.1 | 22.8 | 23.5 | 24.3 | 26.4 | 0
1533 | 27 | 19.1 | 26.8 | 26.7 | 20.7 | 24 | 24.9 | 23 | 26.6 | 27.2 | 25.6 | 22.6 | 17.6 | 25.1 | 25.8 | 12.3 | 18.8 | 24 | 17.7 | 20.7 | 20.4 | 28.1 | 16 | 23.8 | 19.6 | 24.3 | 26.7 | 24.5 | 20.1 | 20.5 | 17.3 | 23.8 | 29.2 | 27.6 | 21 | 25.2 | 25.9 | 19.3 | 25.9 | 18.6 | 25.9 | 19.3 | 23.9 | 23.3 | 26.7 | 22.6 | 27.6 | 20.6 | 21.5 | 31.6 | 15 | 8.5 | 23.2 | 27.3 | 29.4 | 22.4 | 23.1 | 23.8 | 25.1 | 0
1534 | 26.2 | 18.1 | 26.5 | 25.7 | 20 | 23.3 | 24.4 | 21.8 | 26.1 | 26 | 24.7 | 21.8 | 16.7 | 24.5 | 25.3 | 11.7 | 18.4 | 22.5 | 17.3 | 19.1 | 19.2 | 27.1 | 15.9 | 22 | 18.2 | 24.1 | 24.1 | 22 | 19.1 | 20.3 | 17.4 | 22.6 | 27.9 | 26.2 | 20.4 | 25.1 | 25.6 | 18.9 | 25.4 | 17.3 | 25.7 | 18.4 | 21.5 | 22.2 | 26.2 | 22 | 27.1 | 20.6 | 20.1 | 31.2 | 14.2 | 8 | 22.8 | 27.1 | 28.2 | 22.4 | 22.1 | 23.7 | 24.2 | 0
1535 | 25.3 | 16.6 | 26.4 | 25.2 | 19 | 22.5 | 23.7 | 20.6 | 25.9 | 23.6 | 24 | 21.6 | 18.8 | 23.7 | 24.4 | 11 | 17.8 | 21.9 | 17.4 | 18.4 | 18.1 | 26.1 | 15.4 | 21 | 17.4 | 23.6 | 24.2 | 19 | 19 | 20.4 | 17.2 | 22.8 | 27.3 | 25.6 | 18.9 | 24.8 | 25.4 | 18.7 | 25 | 16.6 | 25.3 | 18.2 | 19.2 | 21.2 | 25.2 | 22 | 27 | 20 | 18.8 | 27.1 | 14.4 | 6.8 | 22.2 | 26.9 | 26.8 | 22 | 21.1 | 23.6 | 23.4 | 0
1536 | 24.7 | 16.1 | 25.1 | 23.8 | 18.2 | 21.8 | 22.9 | 19.6 | 25.6 | 23 | 23.9 | 21.3 | 22.2 | 23.4 | 23.6 | 10.5 | 17.7 | 21.5 | 17.3 | 18.6 | 17.3 | 25.6 | 15.2 | 20.7 | 16.8 | 22.1 | 24.3 | 18.2 | 17.9 | 20.2 | 17.4 | 23.3 | 26.1 | 24.1 | 17.1 | 24.3 | 25.1 | 19 | 24.7 | 17.2 | 25.3 | 17.7 | 17.8 | 20 | 23.8 | 21.1 | 25.6 | 19.9 | 17.8 | 27.4 | 13.3 | 5.6 | 22 | 26.1 | 25.9 | 21.6 | 21 | 21.7 | 23.1 | 0
1537 | 24 | 15.6 | 22.8 | 22.5 | 17.5 | 21.5 | 22.4 | 18.7 | 25.4 | 21.6 | 24 | 21.4 | 26.2 | 22.7 | 23.4 | 10.4 | 17.2 | 21.5 | 16.9 | 19.1 | 16.6 | 25.3 | 14.2 | 20.5 | 16.8 | 21 | 23.8 | 17.1 | 16.7 | 19.8 | 16.9 | 22.1 | 24.3 | 23.3 | 16.4 | 24.3 | 24.9 | 18.2 | 24.5 | 17.7 | 25.3 | 17.2 | 16.6 | 19.2 | 22.2 | 20.2 | 24.2 | 19.3 | 16.8 | 27.6 | 12.3 | 3.4 | 21.6 | 26 | 24.5 | 20.5 | 20.3 | 21.4 | 22.7 | 0
1538 | 23.3 | 14.6 | 22.1 | 20.4 | 16.8 | 21.5 | 21.8 | 17.8 | 25.5 | 22.8 | 24.2 | 21 | 28.4 | 22.1 | 23 | 9.9 | 16.8 | 20.8 | 16 | 19.4 | 15.7 | 25.1 | 13 | 20.2 | 18.5 | 20.4 | 22.6 | 17.2 | 14.6 | 19 | 16.2 | 21.6 | 22.6 | 22 | 16.2 | 23.3 | 24.4 | 18.3 | 24.1 | 17.7 | 25 | 16.4 | 15.8 | 18.7 | 20.3 | 18.6 | 22 | 19.2 | 15.8 | 27.7 | 10.2 | 1.4 | 21.2 | 25.8 | 24 | 19.6 | 19.1 | 21.2 | 22.4 | 0
1539 | 22.3 | 14.1 | 21.6 | 19.1 | 16.4 | 20.2 | 21 | 17.3 | 25.3 | 21.3 | 24.1 | 20.7 | 28.7 | 21.8 | 23 | 9.4 | 15.8 | 20.1 | 15.1 | 19 | 15 | 24.6 | 11.2 | 19.4 | 18.2 | 19.4 | 21.5 | 15.8 | 13.2 | 18.3 | 14.6 | 21.1 | 21.6 | 21.8 | 15.7 | 22.3 | 24 | 17.6 | 23.7 | 17.4 | 24.3 | 16 | 14.7 | 18.1 | 19.2 | 17.6 | 21 | 18.7 | 14.7 | 27.3 | 9.2 | 0.5 | 20.3 | 25.6 | 23.7 | 18.4 | 19.8 | 20.7 | 21.8 | 0
1540 | 21.5 | 13.7 | 19.3 | 17.5 | 16.4 | 20.2 | 20.5 | 17.2 | 24.8 | 19.9 | 23.7 | 19.7 | 26.6 | 21.7 | 23 | 9.2 | 15.4 | 20 | 14.6 | 18.1 | 14.4 | 23.8 | 10.3 | 18.4 | 17.4 | 18.6 | 20.3 | 15.1 | 11.9 | 17.7 | 13.4 | 20.7 | 20.7 | 20.9 | 16.4 | 22.7 | 23.6 | 17.5 | 23.5 | 17 | 23.8 | 15.7 | 13.9 | 17.2 | 18.7 | 16.7 | 20.2 | 19.1 | 13.9 | 26.5 | 8 | 0.7 | 19.5 | 25.1 | 23.3 | 18.3 | 19.1 | 20.3 | 21.5 | 0
1541 | 20.7 | 14.1 | 19.9 | 18 | 16.5 | 20.2 | 20.2 | 17.1 | 24.4 | 19.1 | 18.1 | 16.8 | 23 | 21.5 | 22.7 | 8.8 | 16.8 | 19.5 | 14.8 | 15 | 13.9 | 23.4 | 13.4 | 16.2 | 15.4 | 17.6 | 19.1 | 15 | 13.2 | 18.8 | 15.4 | 20.2 | 20.2 | 22.2 | 16.1 | 23.3 | 23.4 | 16.8 | 23.5 | 16.1 | 23.4 | 14.4 | 14 | 17.2 | 18 | 20.4 | 26 | 18.6 | 13 | 26.3 | 8.6 | 6.2 | 18.4 | 24.3 | 23 | 20 | 18.8 | 19.8 | 21.6 | 0
1542 | 19.7 | 14.2 | 20.5 | 19.5 | 16.4 | 19.1 | 19.8 | 18.5 | 24.1 | 18.8 | 17.8 | 17 | 21.5 | 21.5 | 22.2 | 8.5 | 16.8 | 19 | 16.2 | 15.5 | 13.3 | 22.8 | 14 | 17.3 | 15.6 | 16.5 | 18 | 15.8 | 15.1 | 18.8 | 15.3 | 20.1 | 19.4 | 21.9 | 16 | 23 | 23.8 | 17.1 | 23.2 | 14.6 | 22.8 | 15.8 | 14.4 | 17.2 | 17.6 | 20.4 | 25.2 | 18.8 | 13.8 | 25.6 | 9.4 | 6.7 | 18.7 | 23.8 | 22.5 | 20.1 | 18.1 | 19.8 | 22.4 | 0
1543 | 19.2 | 14.1 | 19.7 | 21.4 | 16.3 | 19.4 | 18.7 | 20.3 | 24 | 18.9 | 18.5 | 18.1 | 21.4 | 22.2 | 21.5 | 8.4 | 17 | 19 | 18.3 | 17.1 | 13.1 | 22.7 | 14.7 | 19.4 | 15 | 16.5 | 17.1 | 17.9 | 18.2 | 19 | 15.9 | 20.7 | 19.1 | 22 | 15.7 | 23.1 | 25.4 | 16.9 | 23 | 13.2 | 22.6 | 18.1 | 16.5 | 16.1 | 17.5 | 21.1 | 25.4 | 19.3 | 15.4 | 24.9 | 12 | 8.3 | 19.3 | 23.6 | 22.5 | 20.2 | 17.6 | 19.5 | 23.7 | 0
1544 | 19.2 | 14.6 | 21.7 | 24.4 | 17.9 | 21.1 | 20.7 | 22.5 | 25.3 | 18.8 | 19.5 | 20 | 22 | 24 | 23.1 | 9.3 | 17.2 | 19.5 | 21 | 19 | 13.1 | 23.6 | 15.8 | 22 | 15.8 | 16.7 | 17.2 | 20.2 | 21.8 | 19.8 | 17.2 | 23.3 | 20.3 | 22.8 | 17.1 | 23.2 | 27.2 | 18.1 | 24.5 | 13.2 | 22.1 | 21.4 | 19.6 | 15.9 | 19.7 | 21.8 | 26.6 | 20.4 | 18.2 | 24.9 | 15 | 9.9 | 20.6 | 24 | 24 | 20.8 | 20.7 | 19.6 | 25.8 | 0
1545 | 21.6 | 15.6 | 25.8 | 25.9 | 21.9 | 24.4 | 24.6 | 24.9 | 27.7 | 19.3 | 21.5 | 22.4 | 24.4 | 26.1 | 25.3 | 12.7 | 17.5 | 21.4 | 23.3 | 21.3 | 16.2 | 24.5 | 16.9 | 24.9 | 20.3 | 18.9 | 17.9 | 23.4 | 25 | 20.9 | 19.2 | 26.4 | 25.3 | 24.5 | 20.1 | 24.8 | 29.6 | 21.8 | 26.4 | 15.8 | 22.6 | 24.1 | 24 | 19.3 | 25.3 | 23.8 | 28.3 | 21.7 | 20.8 | 26.7 | 19.2 | 11.9 | 21.9 | 26.6 | 27.5 | 21 | 22.7 | 21 | 27.7 | 0
1546 | 24.1 | 18.1 | 27.8 | 27.3 | 24.9 | 27.8 | 27.5 | 27.1 | 28.2 | 25.3 | 23.4 | 24.9 | 26.8 | 28.2 | 27.1 | 15.2 | 17.7 | 25 | 25.3 | 23.2 | 21.5 | 26 | 18.2 | 27.5 | 21.7 | 26 | 20 | 25.9 | 27.3 | 22.3 | 21.2 | 28 | 28.7 | 26.8 | 22.3 | 26.7 | 31.3 | 24.7 | 28 | 18.3 | 25.4 | 26.3 | 28.1 | 22.8 | 26.8 | 25.6 | 30 | 23.1 | 23.6 | 29.1 | 22.7 | 12.7 | 23.6 | 29.1 | 29 | 21.4 | 25.7 | 22.8 | 29.7 | 0
1547 | 26.4 | 21.6 | 29.5 | 27.6 | 27.4 | 30.1 | 28.9 | 28.9 | 30.2 | 27.6 | 25.6 | 27.2 | 29.6 | 29.8 | 29.2 | 19.1 | 17.8 | 26 | 26.6 | 24.8 | 26 | 27.6 | 19.4 | 30 | 23.5 | 28.8 | 22.4 | 28.2 | 28.8 | 23.4 | 23 | 29 | 33.6 | 29.4 | 24 | 28.6 | 32.6 | 27 | 29.8 | 20.6 | 29.3 | 27.4 | 31.6 | 26.7 | 27.2 | 28 | 31 | 24.4 | 25.4 | 31 | 26 | 13 | 25.1 | 31.1 | 31.1 | 21.2 | 28.1 | 25.3 | 31 | 0
1548 | 28 | 23.6 | 30.9 | 29 | 28 | 31.4 | 30.2 | 30.1 | 31.2 | 29.4 | 27 | 29 | 31.2 | 31.2 | 30.4 | 19.7 | 17.7 | 28.3 | 27.7 | 25.7 | 28.7 | 30 | 20.5 | 32 | 24.9 | 29.9 | 25.1 | 29.3 | 29.8 | 24.4 | 23.9 | 30 | 33.4 | 31.7 | 25.6 | 29.8 | 32.7 | 28.5 | 30.5 | 22.3 | 30.3 | 28.3 | 33.3 | 29 | 29.6 | 29.3 | 31.3 | 25.5 | 27.1 | 32.8 | 27.5 | 12 | 26.6 | 32.6 | 33.5 | 21.1 | 29.7 | 26.4 | 32.1 | 0
1549 | 29 | 25.6 | 32.4 | 30.2 | 28.5 | 32.3 | 31 | 31 | 30.7 | 30.5 | 28.3 | 30 | 32.9 | 32.2 | 31.3 | 21.7 | 17.5 | 28.8 | 28.2 | 26.5 | 30.1 | 31.5 | 21.1 | 33.5 | 25.7 | 30.2 | 26.5 | 30.2 | 30.6 | 24.8 | 24 | 30.1 | 34.1 | 33.3 | 26 | 29.5 | 32.6 | 29.2 | 30.9 | 22.6 | 30.5 | 28.6 | 34 | 30.7 | 29.8 | 30.7 | 31.1 | 26.2 | 27.6 | 33.5 | 28.6 | 11.2 | 27.5 | 32.3 | 34.2 | 20.6 | 30.2 | 26.3 | 32.2 | 0
1550 | 29.8 | 25.9 | 32.7 | 32.4 | 29.1 | 32.7 | 31.7 | 31.8 | 32.7 | 32.5 | 28.9 | 30.2 | 33.6 | 31.5 | 32.2 | 22.7 | 17.2 | 29.2 | 28.6 | 27 | 30.2 | 32 | 21 | 34.4 | 26.1 | 30.9 | 27 | 30.4 | 31.4 | 25 | 23.2 | 30.5 | 34.9 | 34 | 26.5 | 29.5 | 32 | 30.2 | 30.9 | 23.3 | 30.5 | 29.2 | 33.5 | 31 | 29.8 | 31 | 31 | 26.6 | 28 | 34.5 | 28.4 | 10.2 | 28 | 32 | 35.3 | 20.2 | 30.9 | 25.6 | 32 | 0
1551 | 29.8 | 26 | 33.4 | 33.3 | 29.5 | 33.6 | 31.7 | 32.4 | 32.7 | 33.9 | 29.5 | 29.5 | 34.7 | 31.7 | 32.3 | 22 | 16.9 | 29.2 | 28.3 | 27.4 | 30 | 33 | 20.1 | 34.5 | 26.4 | 31.7 | 26.8 | 30.8 | 32 | 24.9 | 22.2 | 30.7 | 35.2 | 34 | 26.5 | 28.8 | 31.9 | 30.9 | 31.5 | 23.6 | 30.3 | 29.1 | 33.1 | 31.1 | 29.8 | 31.5 | 31.3 | 26.5 | 27.3 | 34.8 | 28.2 | 10.3 | 27.5 | 31.6 | 35.6 | 19.5 | 31.5 | 26.5 | 30.9 | 0
1552 | 29.8 | 24.6 | 33.5 | 34.1 | 29.4 | 32.2 | 31.2 | 32.4 | 32.9 | 33.7 | 29.2 | 28.3 | 34.2 | 30.6 | 32.4 | 22.1 | 16.6 | 29.3 | 27.6 | 27.2 | 30.3 | 32.7 | 18.9 | 33.7 | 26.6 | 31.2 | 26.5 | 30.3 | 32 | 24.9 | 21 | 30 | 34.8 | 33.6 | 26.9 | 28.4 | 31.3 | 31 | 31.2 | 23.4 | 30 | 28.9 | 32.3 | 31.6 | 29.4 | 30.8 | 32 | 26.1 | 26.8 | 34.9 | 26.7 | 10.1 | 26.7 | 31.3 | 35.5 | 19.3 | 31.3 | 26.8 | 29.9 | 0
1553 | 29.7 | 23.4 | 33.4 | 33 | 28.5 | 31.1 | 30.1 | 31.4 | 30 | 32.1 | 28.7 | 26.6 | 33 | 29.3 | 31.8 | 21.3 | 16.4 | 28.7 | 26.2 | 26.2 | 28.7 | 32.5 | 17.6 | 32.2 | 26.1 | 30.6 | 26.9 | 29.6 | 31 | 24.8 | 20 | 29.1 | 34.1 | 33 | 26.2 | 27.3 | 30.8 | 30.7 | 30.3 | 23.3 | 29.1 | 27.8 | 31.6 | 31.5 | 29 | 30 | 32.6 | 25.2 | 25.8 | 34.1 | 24.8 | 10.2 | 25.4 | 31.1 | 35 | 19 | 30.7 | 25.8 | 28.6 | 0
1554 | 29 | 22 | 32.4 | 31.8 | 26.3 | 29 | 29 | 29.5 | 29.7 | 30.4 | 27.2 | 24.8 | 29.4 | 28.3 | 30.1 | 19.1 | 16.2 | 26.9 | 24.6 | 24.1 | 26.8 | 31.5 | 16.8 | 30.2 | 25.2 | 29.7 | 27.9 | 27.8 | 29.1 | 24.7 | 19.2 | 28.6 | 32.7 | 32.4 | 24.9 | 26.1 | 29.4 | 29.4 | 28.6 | 21 | 28 | 26.4 | 30.1 | 31.1 | 28 | 27.9 | 32.4 | 24 | 25.2 | 33.1 | 21.4 | 9.2 | 24.4 | 29.8 | 33.5 | 19.2 | 28.4 | 25.4 | 27.8 | 0
1555 | 26.9 | 20.4 | 29.9 | 29.2 | 23.9 | 26.6 | 27.5 | 27.3 | 28.2 | 29 | 25.8 | 23 | 25.6 | 27.1 | 28.5 | 17.1 | 16.1 | 24.4 | 22.6 | 21.6 | 24.7 | 30.4 | 16.3 | 28.2 | 23.6 | 28.1 | 28.9 | 26.2 | 26.5 | 24 | 18.7 | 25.4 | 31 | 31.5 | 22 | 25.3 | 28.1 | 26.9 | 27.9 | 19.5 | 27.1 | 24.1 | 28.1 | 30 | 26.4 | 26.2 | 31.2 | 22.5 | 23.8 | 31.7 | 18.4 | 8.2 | 23.3 | 29.3 | 31.6 | 19.1 | 26.2 | 24.8 | 26.8 | 0
1556 | 25 | 19.5 | 26.5 | 27.4 | 21.9 | 24.9 | 26.4 | 25.7 | 27.2 | 27.9 | 24.3 | 21.6 | 21.2 | 26.5 | 26.7 | 15.2 | 16 | 23 | 21 | 19 | 23.1 | 29.5 | 16.4 | 26.6 | 22.1 | 26.4 | 28 | 24.4 | 24 | 23 | 18.2 | 24.5 | 29.6 | 30.4 | 20 | 25 | 26.6 | 25.7 | 27.4 | 18.6 | 26.5 | 22 | 25.4 | 27.6 | 25.4 | 24 | 29 | 21 | 22.6 | 31.5 | 15.4 | 6.8 | 22.6 | 29.1 | 30.3 | 19.2 | 24.3 | 24.4 | 26.2 | 0
1557 | 23.2 | 19 | 25.3 | 25.3 | 20.4 | 23.6 | 25.5 | 24.4 | 26.7 | 26.9 | 23.6 | 20.6 | 18.9 | 25.9 | 25.8 | 14.2 | 16 | 22.1 | 19.6 | 17.2 | 21.7 | 28.3 | 16.4 | 25.6 | 22 | 25.4 | 24 | 23.5 | 21.9 | 21.5 | 18 | 24 | 28.2 | 28.8 | 18.5 | 24.9 | 25.9 | 24.5 | 27.1 | 17.6 | 26.3 | 19.8 | 22.8 | 26 | 24.5 | 23 | 26.6 | 19.7 | 20.6 | 30 | 14.1 | 6.5 | 21.9 | 28.5 | 28.6 | 18.8 | 22.9 | 24.3 | 25.3 | 0
1558 | 22.1 | 18.5 | 26.1 | 24.8 | 19.4 | 22.5 | 24.9 | 24.1 | 26.2 | 24.3 | 23 | 20 | 17.8 | 25.4 | 25.2 | 13.3 | 16 | 21.4 | 18.9 | 16.1 | 20.7 | 28 | 16.4 | 24.8 | 20.5 | 23.7 | 19.5 | 22.6 | 20.5 | 20.1 | 17.7 | 23.3 | 26.7 | 27.1 | 17.4 | 24.3 | 25.4 | 23.8 | 26.7 | 17 | 25.9 | 18.8 | 20.2 | 24.9 | 23.5 | 21.8 | 24.9 | 18.9 | 19.1 | 29 | 13.1 | 6.3 | 21.6 | 28.5 | 27.3 | 18.8 | 22.4 | 24.3 | 24.7 | 0
1559 | 22.1 | 18 | 25.1 | 24.4 | 18.6 | 21.4 | 24 | 23.8 | 26.1 | 23 | 22.9 | 19.8 | 19 | 24.9 | 23.8 | 12.7 | 16.2 | 20.9 | 18.4 | 16 | 20 | 27.2 | 16 | 24 | 20.1 | 21.9 | 18.5 | 22 | 19.6 | 19 | 17.6 | 23 | 25.5 | 25.4 | 16.8 | 23.2 | 25.6 | 23.8 | 26.4 | 16.8 | 25.4 | 18.2 | 18.4 | 23.9 | 22.8 | 21.4 | 24.4 | 18.6 | 17.6 | 28.1 | 13.2 | 7 | 21.2 | 28.1 | 26 | 18.8 | 21.7 | 23.8 | 24 | 0
1560 | 21.6 | 17.6 | 24.1 | 25.1 | 17.7 | 20.6 | 23.2 | 23.2 | 25.7 | 22.2 | 22.2 | 19.8 | 20.5 | 24.1 | 22.8 | 12.1 | 16.4 | 20.4 | 18.3 | 16.1 | 19.1 | 26.5 | 15.5 | 22.7 | 19.2 | 21.4 | 17.5 | 20.5 | 18.7 | 18.6 | 17.4 | 22.5 | 24.2 | 24.1 | 16.6 | 22 | 25.3 | 23 | 25.6 | 15.8 | 25 | 18.5 | 16.8 | 22 | 22.2 | 20.4 | 25.2 | 18.8 | 17.2 | 27 | 12.5 | 7.1 | 21.2 | 27.4 | 25.9 | 19.6 | 20.7 | 22.2 | 23.8 | 0
1561 | 21.6 | 18 | 21.6 | 24.4 | 17.4 | 19.9 | 22.6 | 22.4 | 24.9 | 22.3 | 21.6 | 19.5 | 22.7 | 23.5 | 22.6 | 11.5 | 16.6 | 19.9 | 17.6 | 16.3 | 18.4 | 25.5 | 14.7 | 21 | 18.8 | 19.7 | 16.5 | 19.1 | 17.3 | 18.6 | 17.2 | 22.5 | 24 | 23.3 | 16.4 | 21.8 | 25.2 | 21.5 | 25.2 | 15.6 | 24.5 | 18.2 | 16.1 | 21 | 21.6 | 20 | 26.5 | 19 | 16.4 | 26.3 | 11.8 | 7.3 | 20.8 | 27.2 | 24.8 | 20.1 | 19.7 | 21.5 | 23.3 | 0
1562 | 20.8 | 18 | 21.1 | 23.4 | 17.4 | 19.6 | 21.9 | 21.6 | 24.7 | 21.9 | 20.4 | 19 | 23.8 | 23 | 21.8 | 11.2 | 16.8 | 19.6 | 16.8 | 16 | 17.9 | 24.5 | 14 | 19 | 18.4 | 19.7 | 15.6 | 17 | 15.6 | 19 | 16.8 | 22.4 | 23.5 | 23 | 16 | 22.3 | 24.4 | 20.9 | 25 | 14.6 | 24 | 17.6 | 15.2 | 20.1 | 20.9 | 19.4 | 27.6 | 19.2 | 16 | 25.7 | 10.2 | 6.6 | 20.4 | 27.2 | 23.7 | 20.8 | 19.2 | 20.4 | 23 | 0
1563 | 19.4 | 17.5 | 20 | 20.8 | 16.5 | 19.1 | 21.1 | 20.7 | 24.6 | 21.3 | 19.6 | 18.1 | 24.6 | 23 | 21.4 | 11.2 | 16.9 | 19.1 | 15.5 | 15.6 | 17.2 | 23 | 13.4 | 17.2 | 17.1 | 20.4 | 14.7 | 15.7 | 13.8 | 19.1 | 16.4 | 22.2 | 22.1 | 22.8 | 15.1 | 21.8 | 23.9 | 19.9 | 24.9 | 14.7 | 23.5 | 16 | 14.7 | 19.3 | 20.8 | 19.8 | 27.8 | 19.1 | 14.7 | 25 | 9.3 | 6.3 | 19.5 | 27.1 | 23.4 | 20.7 | 19.3 | 19.8 | 22.2 | 0
1564 | 18.8 | 17.5 | 20.3 | 19.1 | 16.1 | 18.6 | 20.7 | 19.6 | 24.5 | 21.3 | 18.5 | 17.3 | 23.8 | 22.9 | 19.3 | 10.7 | 16.8 | 18.9 | 14.8 | 15 | 16.7 | 22 | 13.3 | 16.2 | 17 | 19 | 14.5 | 14.7 | 12.9 | 19.1 | 15.8 | 21.5 | 20.7 | 22.6 | 14.4 | 21.8 | 23.3 | 19.4 | 24.6 | 14.6 | 23 | 14.9 | 14.1 | 19 | 20.7 | 19.8 | 27.1 | 18.8 | 13.8 | 24.3 | 8.2 | 5.8 | 18.9 | 26.7 | 23.4 | 20.5 | 19.2 | 18.9 | 21.8 | 0
1565 | 12.6 | 17 | 20.2 | 19.4 | 15.5 | 17.6 | 20.3 | 18.5 | 24.6 | 21.4 | 18.7 | 17 | 23.4 | 22.7 | 17.8 | 10.3 | 16.2 | 18.6 | 15.8 | 12.2 | 16.2 | 21.5 | 13 | 20.4 | 15.8 | 17.7 | 15 | 17.4 | 16 | 12.8 | 13 | 21.5 | 19.8 | 21 | 13.5 | 21.3 | 23.4 | 19.1 | 24.4 | 13.9 | 22.6 | 15.4 | 14 | 18.7 | 20.3 | 21.2 | 21.6 | 16 | 11.6 | 23.6 | 12 | 9.4 | 18.6 | 26.1 | 23.4 | 18.8 | 19 | 18.4 | 21.6 | 0
1566 | 11.5 | 16.9 | 19.5 | 19.5 | 14.9 | 17.2 | 19.9 | 19 | 24.5 | 21.6 | 16.6 | 17.1 | 19.9 | 22.4 | 16.7 | 9.8 | 16.2 | 18.1 | 17 | 12.9 | 15.7 | 21 | 13.3 | 20.9 | 14.1 | 17.3 | 16 | 17.9 | 17.6 | 13.4 | 14.7 | 21.5 | 19.1 | 20.8 | 13.1 | 20.9 | 23.4 | 18.7 | 24.2 | 13.6 | 22.1 | 16.4 | 14.3 | 18 | 20.2 | 21.5 | 22.8 | 16.3 | 12.1 | 22.8 | 12.9 | 10.1 | 15.6 | 25.8 | 23.2 | 18.8 | 18.7 | 17.8 | 22.5 | 0
1567 | 11.7 | 16.6 | 17.4 | 21.3 | 14.6 | 18.6 | 19.7 | 20.4 | 24.2 | 22.4 | 16.2 | 18.5 | 18 | 22.6 | 15.9 | 10.2 | 16.6 | 17.7 | 18.5 | 14.4 | 15.1 | 21.5 | 13.5 | 22.3 | 13.8 | 16.4 | 16.6 | 19.6 | 19.8 | 14 | 16.6 | 21.6 | 18.5 | 21.5 | 13.4 | 21.1 | 24.6 | 18.6 | 24.1 | 12.6 | 21.6 | 18.2 | 15.9 | 18 | 20 | 23.1 | 24.7 | 17.5 | 13.9 | 22.4 | 15 | 11.4 | 14.3 | 25.8 | 23.1 | 18.9 | 18.2 | 18.4 | 24 | 0
1568 | 12.9 | 17 | 19.2 | 23 | 17.2 | 20.5 | 21 | 22.5 | 25.2 | 22.4 | 16.7 | 20.4 | 17.8 | 24.9 | 16.4 | 10.7 | 17.6 | 18.3 | 20.6 | 17.2 | 15.1 | 24 | 13.6 | 24.4 | 14.8 | 16.8 | 17 | 21.4 | 22.8 | 16 | 19.2 | 23.2 | 20.7 | 23 | 15 | 22.9 | 26.2 | 20.9 | 25.4 | 14.6 | 21.7 | 20.4 | 18.3 | 19 | 22 | 24.8 | 26.4 | 18.6 | 16.6 | 23.1 | 16.6 | 13 | 14 | 26.1 | 24.8 | 19.2 | 19.9 | 18.8 | 26 | 0
1569 | 23 | 17 | 24.1 | 26.7 | 21.6 | 25.7 | 24.4 | 24.9 | 27.8 | 24.9 | 20 | 24 | 20.2 | 26.4 | 22.4 | 13.6 | 19.1 | 20.5 | 22.3 | 19.4 | 17.8 | 26.9 | 13.8 | 26.8 | 18.4 | 18.8 | 17.1 | 24.6 | 25.3 | 17.1 | 20.9 | 25.9 | 25.3 | 24.8 | 18.8 | 24.6 | 28.8 | 24.5 | 25.5 | 17.6 | 24.2 | 22.7 | 22.3 | 21.9 | 25 | 27.4 | 27.9 | 20.8 | 20.1 | 25.2 | 19.1 | 14.7 | 17.6 | 27.8 | 27 | 19.9 | 22.8 | 22.6 | 28.2 | 0
1570 | 25 | 18.4 | 26.1 | 29.6 | 25.2 | 29.1 | 26.4 | 27.3 | 28.2 | 29.4 | 23.4 | 27.4 | 23.4 | 28.3 | 24.6 | 16.5 | 20.7 | 24.4 | 24.3 | 21.7 | 21.3 | 29.4 | 14.3 | 28.9 | 21.1 | 24.4 | 16.5 | 27.4 | 27.7 | 19.2 | 22.5 | 26.7 | 28.4 | 26.7 | 21.8 | 25.6 | 30.8 | 27.1 | 27.8 | 19.8 | 27.5 | 24.8 | 26.6 | 25.2 | 26.9 | 29.3 | 28.9 | 22.6 | 23.1 | 27.3 | 20.4 | 16.1 | 22 | 29.8 | 28.9 | 21 | 25.6 | 26.1 | 30.3 | 0
1571 | 26.2 | 18.4 | 28.7 | 33 | 27.3 | 30.7 | 28.4 | 29.4 | 29.4 | 30.8 | 27.3 | 31 | 27 | 30.1 | 27.4 | 19 | 22.2 | 26.6 | 25.6 | 23 | 26 | 31.4 | 15.4 | 30.6 | 23.3 | 28 | 16.5 | 30.4 | 29.2 | 20.8 | 23.2 | 28.7 | 30.5 | 28.2 | 23.4 | 26.2 | 32.4 | 28.3 | 29.9 | 21.8 | 31.5 | 26.6 | 30.8 | 28.5 | 28.6 | 31.2 | 30 | 24.8 | 25.6 | 29 | 22 | 17 | 27.6 | 31.5 | 30.5 | 22.4 | 27.9 | 27.6 | 32 | 0
1572 | 27.9 | 18.4 | 30.7 | 34.2 | 29 | 31.5 | 29.6 | 31 | 29.9 | 31.8 | 29.1 | 32.8 | 29.3 | 31.3 | 29.8 | 20.2 | 23 | 27.6 | 26.9 | 24.7 | 29 | 31.9 | 16.9 | 31.8 | 24.2 | 30 | 17.4 | 32 | 30.6 | 23.8 | 24.2 | 29.4 | 32.4 | 29.3 | 25.2 | 27.6 | 32.4 | 30.1 | 31.1 | 22.8 | 35.1 | 28.1 | 33.5 | 30.5 | 29.6 | 31.8 | 31.3 | 25.8 | 26.8 | 31 | 22.2 | 17.3 | 30.6 | 32.2 | 31.4 | 23.8 | 28.1 | 29.6 | 33.1 | 0
1573 | 28.6 | 21.5 | 31.9 | 35.5 | 29 | 33 | 30.2 | 32.2 | 31 | 31.8 | 30.3 | 33.7 | 30.9 | 32 | 30.9 | 21 | 23.2 | 28.4 | 27.2 | 25.7 | 31.2 | 32.4 | 18.5 | 32.6 | 26.3 | 31.5 | 20.8 | 33.3 | 31.3 | 25.8 | 24.3 | 29.7 | 33.7 | 30 | 25.8 | 28 | 32.1 | 31.1 | 32.3 | 23.7 | 34.6 | 29.2 | 35 | 31.9 | 30.6 | 32.5 | 32.9 | 26.9 | 27.4 | 32.2 | 22.9 | 17 | 32.4 | 32 | 32.4 | 24.6 | 28.4 | 30.7 | 33.4 | 0
1574 | 29.2 | 21.5 | 34 | 35.2 | 29.8 | 34 | 30.9 | 32.9 | 30.9 | 31.8 | 29.9 | 32.8 | 31.4 | 31.6 | 32 | 21.2 | 22.8 | 28.6 | 27 | 27.2 | 32.8 | 31.9 | 19.6 | 33.2 | 25.7 | 32 | 24.9 | 33.2 | 32 | 28 | 24.4 | 30.2 | 34.9 | 30.6 | 26.8 | 27.4 | 31 | 31.7 | 32.3 | 24.1 | 34.1 | 29.8 | 35 | 32.7 | 30.5 | 32.4 | 34.4 | 27 | 27.2 | 33 | 22.8 | 16.4 | 31.2 | 31.8 | 33.3 | 24.6 | 28.9 | 31.5 | 33 | 0
1575 | 29.6 | 21.4 | 34.1 | 35.9 | 30.2 | 33.6 | 30.9 | 33.1 | 30.5 | 32.1 | 30.2 | 31.8 | 31.8 | 31.2 | 32.4 | 21.2 | 22.1 | 28.6 | 25.4 | 27.6 | 33.8 | 32.5 | 20 | 33.6 | 26.8 | 32.4 | 29.5 | 33.3 | 31.9 | 28 | 23.4 | 30.3 | 35.6 | 31 | 27.2 | 26.6 | 30.6 | 31.9 | 32.3 | 24.6 | 34.3 | 29.8 | 34.6 | 33.2 | 30.2 | 32.7 | 35.3 | 27.4 | 27.1 | 34.8 | 23.6 | 15.6 | 30.1 | 31.4 | 33.6 | 23.8 | 29.4 | 29.2 | 32.1 | 0
1576 | 29.6 | 21.4 | 34.4 | 35.2 | 30.6 | 32.5 | 30.4 | 32.7 | 30 | 31.1 | 29.6 | 29.9 | 31.3 | 30.7 | 32.6 | 21.5 | 21.1 | 28.6 | 23.6 | 27.7 | 32.3 | 32.4 | 19.5 | 33.7 | 26.8 | 32.6 | 31.6 | 32.3 | 31.5 | 27.9 | 22.6 | 29.8 | 35.4 | 31.2 | 27 | 26.6 | 29.9 | 31.7 | 31.3 | 24.6 | 32.8 | 29 | 33.4 | 33.3 | 30 | 32.1 | 35.1 | 26.7 | 26.6 | 35 | 23.3 | 14.6 | 27.8 | 31.2 | 33.8 | 22.5 | 29.4 | 28.5 | 30.9 | 0
1577 | 29.6 | 21.4 | 34.1 | 35 | 29.2 | 31.4 | 29.7 | 31.6 | 28.4 | 30.5 | 29.7 | 28.4 | 30.4 | 30 | 32.2 | 20.9 | 20.2 | 28.2 | 21.4 | 26.4 | 30.8 | 32.4 | 18.6 | 33.2 | 26.8 | 32.6 | 32.3 | 31.4 | 30.4 | 26.2 | 21.2 | 29.2 | 35 | 31 | 26.3 | 25.3 | 29.6 | 31.3 | 30.8 | 24.4 | 31.6 | 27.4 | 32.4 | 33.3 | 29 | 31.3 | 33.6 | 26 | 26 | 34.5 | 23 | 13.4 | 26.6 | 30.8 | 33.6 | 21 | 28.4 | 27 | 29.6 | 0
1578 | 29 | 21.4 | 33 | 32.9 | 27.3 | 29.1 | 28.5 | 29.9 | 27.3 | 29.2 | 28.4 | 26.3 | 27.9 | 28.4 | 31.1 | 19 | 19.2 | 26.5 | 19.9 | 24.7 | 28.5 | 31.6 | 17.7 | 32 | 26 | 32 | 31.4 | 29.5 | 29.2 | 25.4 | 20.6 | 27.7 | 33.5 | 30.3 | 23.7 | 25.1 | 28.6 | 30 | 29.3 | 22.5 | 30 | 25.4 | 30.7 | 33 | 28.5 | 29.1 | 31.2 | 24 | 24.6 | 33.5 | 21.2 | 11.9 | 24.6 | 30 | 33 | 19.9 | 25.6 | 26.5 | 28.5 | 0
1579 | 27 | 20.4 | 37.4 | 31.5 | 25.5 | 27 | 27.3 | 28.1 | 26.5 | 27.6 | 27.5 | 25.1 | 24.6 | 26.7 | 28.7 | 17 | 18.3 | 24.5 | 18.7 | 21.7 | 26.1 | 29.9 | 17.1 | 30 | 23.8 | 29.8 | 29.1 | 28.1 | 27.3 | 23.8 | 19.9 | 26 | 31.8 | 28.8 | 22 | 24.6 | 27.7 | 28.2 | 27.8 | 20.1 | 28.5 | 23.2 | 28.8 | 31 | 26.6 | 27.1 | 28.9 | 22.6 | 23 | 31.8 | 19.9 | 10.2 | 23.9 | 29.5 | 30.8 | 19.3 | 23.4 | 25.2 | 27.6 | 0
1580 | 25 | 18.9 | 29 | 29.4 | 23.8 | 25.3 | 26.1 | 26.7 | 26 | 26.5 | 25.5 | 23.6 | 20.6 | 25.9 | 26.9 | 15.2 | 17.4 | 22.7 | 18.4 | 19 | 24.5 | 28.9 | 17 | 27.8 | 21.1 | 27.2 | 26.8 | 26.4 | 25.5 | 23.2 | 19.8 | 24.7 | 29.8 | 27 | 20.2 | 24.5 | 26.4 | 26.5 | 27.3 | 19.1 | 27.6 | 21.4 | 26.2 | 28.8 | 25.6 | 25 | 27.2 | 20.8 | 21 | 30.8 | 18.4 | 8.4 | 22.4 | 29 | 29.4 | 19.2 | 21.9 | 24.7 | 27 | 0
1581 | 24 | 17.8 | 26.5 | 29 | 22.2 | 23.7 | 25.3 | 25.7 | 25.3 | 25.3 | 24.7 | 23.1 | 17.8 | 25.1 | 25.5 | 13.6 | 16.7 | 21.4 | 18 | 16.1 | 23 | 27.9 | 17.2 | 25.7 | 19.8 | 25 | 23.7 | 25.7 | 23.4 | 21.7 | 19.2 | 24.1 | 28 | 25.1 | 18.3 | 24.1 | 25.9 | 25.7 | 26.8 | 18.1 | 26.6 | 20.1 | 23.6 | 26 | 24.9 | 24.2 | 26.6 | 20.3 | 19.4 | 30 | 18.5 | 6.9 | 22.3 | 28.5 | 28.1 | 19.2 | 21.4 | 24.1 | 26.6 | 0
1582 | 22.2 | 16.9 | 25.7 | 27.6 | 21.4 | 22.5 | 24.4 | 25.4 | 24.9 | 24.2 | 23.3 | 22 | 16.4 | 24.3 | 24.8 | 12.7 | 16.1 | 20.6 | 18.2 | 14.9 | 22 | 26.9 | 17.2 | 24.2 | 19.2 | 25 | 21.7 | 24.5 | 22 | 21.1 | 18.9 | 23 | 27 | 23.8 | 17.3 | 24.1 | 25.3 | 25.1 | 26.5 | 17.4 | 26.2 | 19.4 | 20.5 | 24.2 | 24 | 23.8 | 26.7 | 19.5 | 17.9 | 28.9 | 18.1 | 6.1 | 21.1 | 28.1 | 27 | 19.3 | 21.4 | 23.9 | 26.1 | 0
1583 | 22.4 | 16.6 | 24.3 | 27 | 19.9 | 21.5 | 23.5 | 25.1 | 24.5 | 23.3 | 23.1 | 21.4 | 17.6 | 23.1 | 24.3 | 12 | 15.8 | 20 | 18 | 14.4 | 21 | 26.4 | 16.8 | 23.4 | 17.8 | 22.9 | 20.8 | 23.6 | 20.6 | 20 | 18 | 23 | 26.9 | 23.2 | 16.7 | 23.6 | 25.4 | 24.1 | 26 | 17 | 26.2 | 19 | 18 | 23.6 | 23.5 | 24.2 | 27 | 19.2 | 17 | 28 | 18.2 | 6 | 21 | 27.6 | 25.8 | 19.2 | 20.8 | 23 | 25.4 | 0
1584 | 22.4 | 15.9 | 24.2 | 24.5 | 19.4 | 20.5 | 22.5 | 24.6 | 24.5 | 22.7 | 22.1 | 19.9 | 20.2 | 22.5 | 23.1 | 11.6 | 15.8 | 19.2 | 18 | 15.5 | 20.3 | 25.4 | 15.9 | 23.1 | 17.3 | 22.2 | 19.9 | 21.6 | 19.8 | 20 | 17.4 | 22.2 | 25.9 | 23.3 | 15.8 | 23.1 | 25.1 | 21.3 | 25.5 | 16.6 | 25.9 | 18.5 | 15.7 | 22.7 | 22.7 | 23.9 | 26.7 | 17.9 | 16 | 27 | 16.6 | 6.6 | 19.8 | 26.5 | 25 | 19.1 | 19.9 | 21.3 | 24.5 | 0
1585 | 22 | 15.9 | 23.3 | 22.6 | 18.9 | 20 | 21.8 | 23.9 | 24.3 | 22.3 | 22.2 | 18.9 | 23.8 | 22 | 22.9 | 11.4 | 16 | 18.8 | 17.5 | 16 | 19.1 | 25.4 | 14.7 | 22.9 | 17.8 | 20.6 | 19.4 | 20 | 18.7 | 18.8 | 16.1 | 22 | 24.9 | 23.4 | 15.8 | 22.6 | 25 | 20.9 | 25.3 | 15.8 | 25.4 | 17.8 | 14.4 | 22.2 | 21.9 | 23.6 | 25.5 | 17 | 15.2 | 25.8 | 15 | 7.4 | 20.1 | 26.4 | 24.1 | 18.9 | 19.9 | 20.5 | 23.4 | 0
1586 | 20.5 | 15.1 | 22.5 | 20 | 19.3 | 19 | 21.2 | 23.2 | 24.5 | 21.3 | 21.4 | 17.6 | 26.4 | 21.8 | 21.9 | 11.4 | 16.2 | 18.5 | 17 | 16.2 | 18.5 | 24.9 | 13.6 | 22.4 | 17.4 | 20.6 | 18.6 | 18 | 17.8 | 18 | 15 | 21.7 | 24.3 | 23.4 | 15.8 | 22.6 | 24.4 | 20.1 | 24.9 | 14.8 | 24.4 | 16.8 | 13.6 | 21.5 | 22.4 | 22.5 | 23.8 | 15.6 | 14 | 25 | 12.6 | 8.2 | 19.8 | 26.3 | 23.4 | 18.8 | 19.8 | 20.3 | 22.4 | 0
1587 | 20.3 | 16.4 | 20.1 | 19.4 | 19.3 | 18.7 | 20.6 | 22 | 24.6 | 21 | 21.3 | 17.3 | 27.6 | 21.9 | 20.1 | 10.8 | 16.4 | 18 | 16.1 | 14.8 | 18 | 23.1 | 12.9 | 21.6 | 18.2 | 20.3 | 17.1 | 17.3 | 16.5 | 15.7 | 13.4 | 21.7 | 23.9 | 22.8 | 15.3 | 21.8 | 24.2 | 19.5 | 24.3 | 14.4 | 23.9 | 15.8 | 13.7 | 21 | 21.3 | 21.9 | 22.2 | 15.5 | 13 | 24.6 | 11.7 | 8.7 | 20.7 | 26.2 | 23 | 18.8 | 18.6 | 19.9 | 21.6 | 0
1588 | 19.7 | 16.1 | 18.1 | 18.5 | 18 | 18.4 | 20.3 | 20.4 | 24.8 | 19.6 | 19.9 | 16.7 | 26.1 | 21.8 | 18.3 | 10 | 16.3 | 17.6 | 15.8 | 13.5 | 17.4 | 22.4 | 12.8 | 20.8 | 16.6 | 19.6 | 16.1 | 16.8 | 15.9 | 14.3 | 13 | 21.2 | 23.3 | 21.9 | 14.7 | 21.4 | 23.4 | 19 | 24.3 | 14.6 | 23.5 | 15.2 | 13.6 | 20.4 | 20.7 | 21 | 21.3 | 15.2 | 11.9 | 24 | 11 | 9 | 19.7 | 26.1 | 23 | 18.8 | 18.2 | 19.5 | 21.3 | 0
1589 | 18.8 | 15.8 | 16.6 | 22.4 | 17.2 | 17.6 | 20 | 18.8 | 24.6 | 18.8 | 16.1 | 18.2 | 22 | 21.5 | 20.7 | 9.7 | 13.6 | 17.2 | 18 | 11.2 | 17 | 21.4 | 16.6 | 21 | 15.8 | 19.5 | 15.5 | 19 | 17 | 18 | 13.8 | 21.2 | 21.9 | 18.9 | 14.4 | 21.5 | 24 | 18.4 | 24.1 | 14.6 | 23.1 | 17.8 | 11.6 | 20.4 | 20.5 | 20 | 25 | 17 | 10.4 | 23 | 16.6 | 4 | 18 | 25.7 | 22.9 | 18 | 17.4 | 19.4 | 20 | 0
1590 | 17 | 15.4 | 16.5 | 21.7 | 17 | 17.4 | 19.6 | 18 | 24.4 | 18.3 | 14.9 | 16.9 | 19.9 | 21 | 20.9 | 9.5 | 15.1 | 16.8 | 17.9 | 13 | 16.5 | 20.9 | 17.1 | 21.1 | 16.4 | 18.6 | 14.9 | 19.5 | 17.5 | 17.5 | 15.7 | 21.2 | 20.8 | 19.4 | 14.3 | 21.6 | 23.9 | 17.5 | 23.8 | 14.2 | 22.9 | 18.5 | 12.1 | 20.1 | 19.7 | 20.8 | 24.8 | 17.1 | 11.9 | 22.2 | 16.3 | 6.2 | 17.8 | 25.5 | 22.9 | 17.5 | 16.8 | 19 | 20.9 | 0
1591 | 16 | 15.5 | 16.2 | 22.6 | 17.4 | 16.5 | 19.4 | 18.4 | 24.5 | 17.7 | 15.3 | 17.4 | 19.9 | 20.9 | 20.9 | 10 | 17.4 | 16.7 | 18.1 | 16 | 16.2 | 20.5 | 17.9 | 22.1 | 16.8 | 17.9 | 15.4 | 20.9 | 19.8 | 18 | 17.6 | 21.4 | 20.3 | 20.5 | 14.3 | 22.2 | 24.6 | 17.1 | 23.8 | 14.3 | 22.9 | 20.4 | 13.9 | 19.7 | 19.4 | 22.8 | 25.4 | 18.3 | 14 | 21.6 | 16.8 | 8.5 | 18.2 | 25.3 | 22.8 | 18.1 | 16.6 | 18.7 | 22.9 | 0
1592 | 17.8 | 15.6 | 17.5 | 24.4 | 19.1 | 19.1 | 20.8 | 20 | 24 | 18.8 | 17.3 | 19 | 21 | 23.4 | 22.2 | 10.5 | 20 | 17.7 | 18.8 | 19.4 | 16.1 | 22.4 | 19 | 23.6 | 17.8 | 17.3 | 16.7 | 23 | 22.1 | 18.6 | 20.6 | 23.8 | 21.4 | 21.6 | 16.8 | 22.6 | 25.6 | 20.7 | 25.1 | 14.4 | 22.9 | 22.2 | 17.4 | 20.2 | 20.1 | 25 | 26.4 | 19.4 | 17 | 23.2 | 17.8 | 11.8 | 19.2 | 25.9 | 24.1 | 20 | 21.1 | 18.9 | 25.6 | 0
1593 | 22.8 | 15.6 | 24.2 | 27.5 | 22.7 | 24.1 | 24.2 | 22.5 | 28.7 | 22.5 | 20.7 | 23 | 24.2 | 27 | 24.7 | 15.2 | 22.5 | 21.6 | 20 | 22.6 | 18.5 | 25.7 | 20.3 | 26.4 | 20.2 | 21.2 | 18.8 | 25.3 | 25.7 | 20.8 | 22.2 | 26.7 | 25 | 23 | 20.5 | 24.2 | 27.8 | 24.7 | 27.2 | 16.7 | 25.3 | 24.9 | 21.5 | 22.6 | 25 | 27.5 | 28.1 | 21.5 | 19.5 | 25.6 | 19.2 | 13.5 | 21.4 | 28.1 | 27.3 | 23 | 21.1 | 20.7 | 28.1 | 0
1594 | 25.8 | 17.6 | 27.2 | 30.4 | 24.8 | 27.3 | 26.1 | 25.4 | 29.6 | 24.2 | 24.3 | 27.1 | 27 | 29.6 | 26.7 | 17.7 | 24.6 | 25.2 | 21.5 | 24.9 | 22.9 | 28.3 | 21.5 | 29.3 | 23.2 | 26.7 | 21.8 | 27.6 | 28.1 | 22.9 | 24.1 | 28.2 | 29 | 24.2 | 25.5 | 26 | 29.8 | 28.4 | 29 | 20.5 | 29.2 | 26.8 | 26.2 | 25.7 | 28.3 | 29.4 | 29.7 | 23.1 | 22.1 | 28.5 | 20.2 | 15.2 | 24.3 | 30.1 | 28.8 | 26.2 | 23.7 | 24.4 | 30.1 | 0
1595 | 28.2 | 19.2 | 29 | 33 | 27 | 31.1 | 28 | 28.1 | 30.3 | 26 | 27.5 | 31.2 | 29.6 | 31.8 | 28.6 | 19.4 | 26.2 | 27.8 | 23 | 26.4 | 26.3 | 30.3 | 22.6 | 32.2 | 24.9 | 30 | 24.9 | 29.6 | 30.4 | 25.6 | 24.8 | 29.2 | 31.5 | 25.6 | 27 | 27 | 32 | 30.4 | 30.3 | 22.4 | 32.1 | 28.8 | 30.2 | 27.7 | 30.3 | 31 | 31.4 | 25 | 23.8 | 31.3 | 20.4 | 15.4 | 27.6 | 32.5 | 30.8 | 29 | 25.2 | 26.9 | 31.2 | 0
1596 | 30 | 21.1 | 31.2 | 34.2 | 28.5 | 31.1 | 29.5 | 30.2 | 31.9 | 27.1 | 29.5 | 32.9 | 30.4 | 33.2 | 30.3 | 20.7 | 27.2 | 28.9 | 24.2 | 27.2 | 28.5 | 31.3 | 23.2 | 33.8 | 26.7 | 32 | 27.9 | 31.2 | 30.8 | 26.8 | 26.1 | 29.7 | 33.4 | 26.7 | 28.5 | 28.4 | 32.9 | 30.8 | 31.2 | 23 | 32.6 | 29.6 | 33.5 | 30 | 30.3 | 31.8 | 32.5 | 25.8 | 25.6 | 33.4 | 19.7 | 16.3 | 30.3 | 32.5 | 31.9 | 30.7 | 27.2 | 28.6 | 31.8 | 0
1597 | 31.2 | 23.7 | 31.7 | 34.9 | 29.5 | 31.2 | 30.3 | 31.7 | 31.8 | 29 | 30.7 | 33.4 | 31.2 | 33.4 | 31.8 | 21.2 | 27.8 | 29.5 | 24.8 | 27.9 | 29.3 | 32.3 | 23.2 | 34.8 | 28.7 | 32.7 | 30 | 32.3 | 31.2 | 27.9 | 26.1 | 30.2 | 34.1 | 28.1 | 28.7 | 27 | 33.3 | 31 | 31.8 | 23.9 | 32.6 | 30.7 | 35.3 | 31 | 30.2 | 32.7 | 33.5 | 26.8 | 26.5 | 33.7 | 18.4 | 16.2 | 32 | 32.6 | 32.6 | 31.2 | 28.3 | 28.6 | 31.9 | 0
1598 | 31.1 | 25.4 | 32.8 | 34.8 | 30.5 | 32 | 31.2 | 32.8 | 31.8 | 30 | 31 | 32 | 31.2 | 33.4 | 33.1 | 22.4 | 27.8 | 29.8 | 24.8 | 28.4 | 29.8 | 32.8 | 22.6 | 34.6 | 29.7 | 32.7 | 31.6 | 33 | 30.7 | 27.6 | 26 | 31.2 | 35.5 | 29.2 | 29.5 | 28 | 32.6 | 32.2 | 31.8 | 24.6 | 32 | 31 | 36.1 | 32.6 | 29.8 | 33.2 | 34 | 27 | 27.2 | 34.7 | 17 | 16.6 | 32 | 32.4 | 33.7 | 30.6 | 28.4 | 28.6 | 31.8 | 0
1599 | 31.6 | 26 | 34.2 | 35 | 30.8 | 31.7 | 31.2 | 33.4 | 31.2 | 30.1 | 31.2 | 30.9 | 32 | 32.9 | 33.4 | 22.7 | 27.2 | 30.4 | 24.2 | 28.8 | 30.1 | 32.8 | 21.5 | 34.4 | 28.7 | 33.2 | 32.6 | 33.1 | 31.2 | 27.6 | 24 | 31.4 | 35.9 | 30.4 | 29.6 | 28.5 | 31.9 | 32.1 | 31.8 | 25.1 | 31.3 | 31.8 | 35.6 | 32.8 | 30 | 33.7 | 34.4 | 27.6 | 26.8 | 35.8 | 16.1 | 15.4 | 30.9 | 32.1 | 34 | 29.6 | 28.3 | 28.5 | 31.3 | 0
1600 | 31.6 | 26.2 | 34 | 34.7 | 30.1 | 30.5 | 30.6 | 33.5 | 30.3 | 30 | 30.9 | 29.2 | 31.8 | 32.7 | 33.4 | 22.4 | 25.9 | 30.5 | 23.1 | 28.8 | 29.3 | 33.3 | 20.1 | 33.6 | 28.9 | 33.3 | 33.3 | 32.5 | 30.8 | 26.6 | 22.4 | 30.8 | 35.8 | 30.8 | 29.4 | 27.8 | 30.7 | 31.9 | 31.1 | 25 | 30.4 | 31.1 | 34.8 | 32.6 | 29.8 | 33.4 | 33.9 | 27.4 | 26.2 | 35.9 | 15.8 | 14.5 | 28.9 | 31.6 | 33.9 | 28.5 | 27.7 | 27.8 | 30.7 | 0
1601 | 31.6 | 23.2 | 34 | 34.4 | 29.3 | 29.8 | 30 | 32.6 | 28.9 | 29.6 | 30.3 | 28.4 | 31 | 31.1 | 33.2 | 20.7 | 24.2 | 30.5 | 22 | 28.2 | 28.3 | 33 | 18.6 | 33 | 29.1 | 33.4 | 33.3 | 31.2 | 30.6 | 26 | 20 | 30.2 | 35.5 | 30.8 | 28.8 | 27.4 | 29.8 | 31.8 | 30.5 | 24.3 | 29.8 | 30 | 33.2 | 31.1 | 28.8 | 32.4 | 32.8 | 27 | 25 | 35.4 | 16 | 12.4 | 27 | 31 | 33.3 | 27.6 | 27.2 | 27.2 | 29.6 | 0
1602 | 31 | 20.7 | 33.2 | 33.1 | 27.8 | 27.9 | 29 | 30.8 | 27 | 28.3 | 28.7 | 26.9 | 27.7 | 28.8 | 31.7 | 19.2 | 22.3 | 28.4 | 20.9 | 26.8 | 26.9 | 33.3 | 17.2 | 31.7 | 28.7 | 33 | 32.4 | 29.4 | 28.7 | 24.3 | 19.2 | 29.5 | 34.1 | 29.8 | 26.6 | 26.3 | 28.5 | 29.7 | 29.3 | 23.8 | 28.9 | 27.1 | 31.6 | 29.6 | 27.8 | 30.3 | 30.7 | 25.5 | 24.2 | 34.6 | 16.3 | 11.1 | 25.4 | 29.6 | 30.7 | 26.8 | 25.1 | 27 | 28.4 | 0
1603 | 29 | 18.8 | 30.2 | 31.8 | 26.3 | 25 | 27.8 | 28.5 | 26.1 | 25.7 | 26.8 | 25.9 | 23.7 | 27.3 | 29.8 | 17.7 | 20.6 | 26.6 | 20.1 | 24.9 | 25.3 | 29.3 | 16 | 30.3 | 25.5 | 30.7 | 30 | 27.5 | 27.1 | 23.3 | 18 | 27.8 | 31.4 | 28.6 | 23.5 | 25.2 | 27.7 | 26.8 | 28.5 | 22.4 | 28.3 | 24.4 | 29.2 | 28.1 | 26.8 | 28.1 | 28.4 | 24.2 | 22.9 | 32.9 | 16.4 | 8.7 | 24.7 | 29.1 | 30.3 | 26.2 | 23.7 | 25.6 | 27 | 0
1604 | 26 | 18.2 | 27.2 | 30 | 25 | 23.1 | 26.8 | 26.2 | 25.5 | 23.9 | 24.4 | 24.2 | 19 | 26.6 | 27.7 | 15.8 | 19.4 | 24.8 | 19.4 | 23 | 23.8 | 27.8 | 15.2 | 28.2 | 24.2 | 28.5 | 27.3 | 25.8 | 24.8 | 22 | 18 | 27 | 29.6 | 27 | 22.3 | 25.1 | 26.8 | 25.2 | 27.8 | 21.4 | 27.5 | 21.6 | 26.6 | 26.9 | 26.4 | 26 | 26.2 | 22.6 | 22 | 31.3 | 16.2 | 7.2 | 24.4 | 28.7 | 29.3 | 25.4 | 22.7 | 25.1 | 26 | 0
1605 | 23.1 | 15.3 | 24.5 | 29 | 24.5 | 21.2 | 26 | 24.7 | 25.2 | 22.5 | 22.7 | 23.4 | 16.5 | 25.9 | 26.8 | 15.2 | 18.9 | 23.6 | 18.9 | 21.4 | 22.5 | 26.8 | 14.8 | 26.3 | 23.7 | 27.2 | 24 | 24.6 | 23.9 | 21.8 | 17 | 26.7 | 28 | 25.8 | 21.8 | 24.7 | 26.6 | 23.7 | 27.2 | 20.9 | 26.8 | 20.6 | 23.5 | 26.1 | 25.8 | 25 | 25 | 22 | 20.5 | 29.8 | 16 | 4.8 | 24.4 | 28.4 | 28.4 | 24.6 | 22.2 | 24.4 | 25.2 | 0
1606 | 21.2 | 14.8 | 23 | 28.1 | 23.7 | 19.4 | 25 | 24.2 | 25.1 | 21.6 | 21.6 | 22 | 15.6 | 25.5 | 25.3 | 14.7 | 18.6 | 23.8 | 18.6 | 20.1 | 21.3 | 25.8 | 14.7 | 24 | 22.6 | 25.6 | 21.9 | 23.9 | 22.8 | 21.2 | 17 | 26.2 | 27 | 24.6 | 21.3 | 24.5 | 26 | 22.7 | 26.7 | 19.9 | 26.6 | 20 | 20.8 | 24.5 | 25.8 | 24.5 | 24.5 | 21.4 | 19.4 | 29.2 | 15.9 | 4 | 24 | 28.2 | 27.7 | 23.7 | 21.5 | 23.8 | 25 | 0
1607 | 20.7 | 13.2 | 25 | 28 | 22.5 | 18.4 | 24.4 | 23.7 | 24.4 | 20.6 | 21.5 | 21.6 | 17.6 | 24.8 | 24.7 | 14.2 | 18.3 | 23.5 | 18.4 | 19 | 20.4 | 24.8 | 14.8 | 22.4 | 22.2 | 25.3 | 20.9 | 23.6 | 22.6 | 21 | 16.2 | 25.7 | 25.8 | 23.6 | 20.7 | 23.8 | 25.8 | 21.8 | 26.4 | 18.7 | 25.9 | 20.4 | 18.4 | 23.7 | 25.3 | 24.6 | 25 | 21.2 | 17.8 | 27.8 | 16.2 | 3.2 | 23.2 | 28.1 | 27 | 23 | 20.8 | 23.2 | 25 | 0
1608 | 22.6 | 12.2 | 24.3 | 27.6 | 21 | 17.9 | 23.5 | 23 | 24.5 | 20 | 21.7 | 20.6 | 20.2 | 24.1 | 24.2 | 14.2 | 17.5 | 22 | 18.3 | 17.6 | 19.7 | 23.4 | 15 | 20.9 | 21.2 | 23.5 | 19.9 | 23.3 | 21.2 | 19.8 | 16.6 | 25.3 | 24.8 | 22.3 | 20 | 23.4 | 25 | 20.7 | 25.1 | 18.3 | 25.6 | 19.8 | 17 | 23.1 | 24.8 | 24.2 | 25.5 | 20.2 | 16.6 | 26.5 | 16.8 | 4.2 | 21.8 | 28 | 25.9 | 22.4 | 19.7 | 22.5 | 25.1 | 0
1609 | 23 | 11.7 | 20.5 | 27.3 | 21 | 17.4 | 22.7 | 22.3 | 24.4 | 19.6 | 21.9 | 20.6 | 23.5 | 23.6 | 21.4 | 14 | 16.3 | 21.1 | 18.4 | 15.9 | 19.2 | 22.3 | 15.3 | 20.3 | 20.5 | 21.2 | 19.4 | 22.6 | 20.1 | 19.1 | 15.9 | 24.7 | 24.1 | 21.1 | 19.5 | 22.3 | 24.6 | 20 | 25 | 17.3 | 25.4 | 19.4 | 15.9 | 22.7 | 24.8 | 23.6 | 26 | 19.4 | 14.9 | 25.9 | 17.5 | 4.4 | 20.4 | 27.9 | 25.9 | 21.9 | 18.7 | 22 | 24.5 | 0
1610 | 22.5 | 11.6 | 19 | 26.2 | 20.9 | 16.6 | 22 | 21.6 | 24.1 | 19.1 | 21.3 | 20 | 25 | 23.2 | 21.3 | 14 | 14.8 | 20.8 | 18.4 | 13.8 | 18.6 | 22.3 | 15.6 | 20 | 20.2 | 21.2 | 19.3 | 21.6 | 18.2 | 18 | 15.8 | 24.2 | 23.5 | 19.8 | 19 | 21.2 | 24 | 19 | 24.6 | 16.8 | 25.1 | 18 | 15 | 22 | 24.6 | 22.2 | 26 | 18 | 13.4 | 25.3 | 17.8 | 5 | 19.2 | 27.7 | 24.6 | 21.2 | 17.7 | 21.3 | 23.4 | 0
1611 | 21 | 10.7 | 18.2 | 25.1 | 20.5 | 15.9 | 21.5 | 20.8 | 23.8 | 18.8 | 20.1 | 20 | 25.5 | 22.6 | 23.4 | 14 | 13.6 | 20.6 | 18.4 | 11.9 | 17.8 | 20.8 | 15.9 | 20.4 | 19.7 | 21.2 | 19 | 20.4 | 17.4 | 18.1 | 14.4 | 23.7 | 22.7 | 19.1 | 18.5 | 20.8 | 24 | 19.1 | 24 | 16.7 | 24.8 | 17.6 | 13.6 | 21.3 | 24 | 21 | 25.9 | 17.4 | 11.5 | 24.4 | 17.7 | 4.1 | 18.6 | 27.1 | 25.3 | 20.3 | 17.7 | 20.7 | 21.8 | 0
1612 | 20.2 | 9.7 | 17.7 | 23.4 | 21 | 15.8 | 20.8 | 20.1 | 23.5 | 17.3 | 18 | 18.9 | 23.8 | 22.5 | 23 | 13.7 | 13 | 19.5 | 18.2 | 10.9 | 17 | 20.8 | 16.2 | 20.6 | 19.2 | 19.7 | 18.7 | 19.4 | 16.4 | 17.7 | 14.1 | 23.2 | 22 | 18.6 | 18 | 20.6 | 23.8 | 19.3 | 23.9 | 16.4 | 24.5 | 17 | 12.5 | 20.8 | 23.8 | 19.9 | 25.3 | 16.7 | 10.6 | 23.7 | 17.2 | 4.1 | 18.1 | 26.8 | 24.9 | 19.1 | 17.2 | 20.3 | 20.5 | 0
1613 | 20 | 9.7 | 16.7 | 21.2 | 21 | 15.4 | 20.4 | 19.4 | 23.2 | 16.6 | 18.1 | 18 | 23.2 | 22.3 | 22.7 | 13.5 | 18.1 | 18.5 | 16.4 | 16.4 | 16.5 | 21.5 | 8.4 | 17.8 | 19.4 | 19.5 | 18.4 | 20.6 | 20 | 17 | 13 | 23.2 | 21.5 | 19.8 | 17.3 | 20 | 24.4 | 17.6 | 23.9 | 16.5 | 24.5 | 18 | 13.6 | 20.7 | 23.6 | 21 | 24 | 16.2 | 11.4 | 23.4 | 10.6 | 0.2 | 19.4 | 26.6 | 24.4 | 19.4 | 16.7 | 19.9 | 21.6 | 0
1614 | 18.6 | 9.2 | 19.8 | 21.4 | 20.9 | 15.4 | 20 | 20.1 | 23.2 | 15.3 | 17.8 | 17.3 | 20.5 | 22.3 | 19.2 | 13.1 | 19 | 18.3 | 17.2 | 16.4 | 15.9 | 21.3 | 9.9 | 18.5 | 18.7 | 18.4 | 18.1 | 19.9 | 18.9 | 16.4 | 15.2 | 23.2 | 20.7 | 19.3 | 17.5 | 20 | 24.2 | 17.4 | 23.8 | 15.8 | 24.4 | 18.3 | 14.4 | 20.7 | 23.3 | 21.7 | 23.6 | 17.2 | 12.7 | 22.8 | 11 | 3.4 | 19.7 | 25.7 | 24.3 | 19.8 | 16.6 | 19.9 | 22.5 | 0
1615 | 16.4 | 8.7 | 17 | 22.7 | 21 | 15 | 19.8 | 21.3 | 23.4 | 13.7 | 18.5 | 18.3 | 19.4 | 22.6 | 18.9 | 12.2 | 20.1 | 18.3 | 18.5 | 17.7 | 15.8 | 21 | 12 | 20.7 | 17.5 | 18.6 | 18.2 | 20.3 | 18.4 | 16.9 | 17.8 | 23.6 | 20 | 19.8 | 17.1 | 20.7 | 25 | 17.2 | 24 | 15.7 | 24.3 | 20.1 | 16.5 | 20.8 | 23 | 23.4 | 24.3 | 19.2 | 15 | 22.1 | 12.4 | 7.5 | 20.3 | 25.7 | 24.2 | 20.6 | 16.7 | 19.9 | 24.1 | 0
1616 | 17.8 | 12.1 | 21.3 | 24 | 21.8 | 17.3 | 20.8 | 23 | 26.2 | 15 | 19.5 | 20.2 | 20 | 24.6 | 19.3 | 13.7 | 21.4 | 18.5 | 20 | 20 | 15.8 | 21.5 | 16 | 22.8 | 18 | 18.7 | 19 | 22 | 18.6 | 18.2 | 20.4 | 24.9 | 22.1 | 20 | 19 | 22.5 | 26 | 20.5 | 25.1 | 16.3 | 24.3 | 21.8 | 19.8 | 21.1 | 23 | 25.4 | 24.8 | 21.4 | 18.4 | 22.5 | 14.2 | 12 | 22 | 26.1 | 25.8 | 22.2 | 20.3 | 20.9 | 26 | 0
1617 | 22.9 | 13.2 | 24.6 | 26.3 | 23.5 | 21.2 | 23.8 | 24.9 | 27.8 | 19.6 | 21.5 | 24.2 | 22.5 | 27.2 | 25.8 | 16.7 | 22.7 | 20.6 | 21.5 | 23.1 | 18.2 | 24.6 | 18.4 | 26.1 | 22 | 21.9 | 20.5 | 25 | 20.1 | 20.3 | 22.3 | 26.6 | 26.5 | 22.1 | 21.3 | 24.5 | 28.2 | 25.5 | 27.3 | 18.8 | 24.9 | 25.1 | 23.7 | 22.5 | 25 | 27.7 | 26.7 | 23.7 | 21.6 | 25.4 | 16.7 | 14.9 | 23.8 | 28 | 28.1 | 23.8 | 22.4 | 24 | 27.9 | 0
1618 | 24.8 | 16.4 | 26 | 28.2 | 25.8 | 26 | 25.7 | 26.9 | 29.4 | 23 | 23.4 | 28.3 | 25.5 | 29.7 | 29.5 | 19.1 | 24.2 | 23.7 | 22.9 | 26.2 | 22.8 | 27.6 | 21.3 | 28.6 | 23.8 | 27.8 | 23.4 | 28.1 | 22.2 | 22.5 | 23.7 | 28.1 | 28.8 | 23.9 | 23.8 | 26.8 | 30.2 | 28.1 | 28.9 | 21.6 | 26.6 | 27.6 | 27.5 | 24 | 26.9 | 29.7 | 28.3 | 25.6 | 24.6 | 28.1 | 19.1 | 16.6 | 26.2 | 29.2 | 29.7 | 25.6 | 24.9 | 27 | 29.4 | 0
1619 | 27 | 18.5 | 28.5 | 30.4 | 28.5 | 30 | 27.3 | 28.5 | 31.4 | 25 | 25.6 | 32.4 | 28.4 | 31.6 | 31.3 | 21.2 | 25.6 | 26 | 24 | 28.8 | 26.2 | 30.1 | 22.4 | 31.2 | 26.2 | 29.9 | 26.6 | 31 | 24.6 | 24.4 | 24.6 | 29 | 31.5 | 26.8 | 26.2 | 28.1 | 32.4 | 29.6 | 30.1 | 24.5 | 29.1 | 30.4 | 30.6 | 26 | 28.4 | 31.5 | 30.6 | 27.2 | 26.6 | 30.4 | 21.4 | 16.6 | 28.2 | 31 | 31 | 27 | 27.4 | 29.8 | 30.4 | 0
1620 | 29.5 | 20.7 | 31.9 | 31.6 | 30.4 | 32.5 | 28.5 | 29.8 | 32.4 | 26.6 | 27 | 34.4 | 30.2 | 32.6 | 33 | 22.5 | 27 | 27.8 | 24.9 | 30.4 | 28.7 | 31.1 | 24.4 | 32.1 | 28.3 | 31.1 | 29.7 | 32.6 | 26.4 | 25.6 | 25.5 | 30.6 | 33.7 | 28.3 | 28.3 | 28 | 33.2 | 31.3 | 31.1 | 25.3 | 31.1 | 31.4 | 32.7 | 27.3 | 29.9 | 32.6 | 31.7 | 28.4 | 28.1 | 32.6 | 23.1 | 16.5 | 30.1 | 32.5 | 31.7 | 28.3 | 28.5 | 28.2 | 30.9 | 0
1621 | 30.6 | 21.4 | 32 | 33.1 | 31.3 | 33.5 | 30.3 | 31 | 32.7 | 28 | 28.3 | 35.3 | 31.5 | 32 | 34 | 23.7 | 27.7 | 28.3 | 25.4 | 31.2 | 30.6 | 32.3 | 24.6 | 33.2 | 29.4 | 32.6 | 31.5 | 33.1 | 27.7 | 26.3 | 26.2 | 31.1 | 35.8 | 30 | 29.2 | 28.1 | 33.6 | 32.5 | 31.7 | 27.6 | 30.4 | 32.3 | 33.7 | 29.3 | 29.9 | 33.6 | 33.2 | 29.4 | 28.6 | 34.8 | 24.7 | 16 | 30.9 | 32.5 | 32.9 | 28.9 | 29.9 | 27.7 | 31.1 | 0
1622 | 32.2 | 21.8 | 33.2 | 33.8 | 32.3 | 34.6 | 30.6 | 32.1 | 32.8 | 29.1 | 28.9 | 34.2 | 32 | 32.2 | 34.9 | 24.3 | 27.8 | 29.3 | 25.6 | 31.4 | 30.6 | 33.6 | 25.2 | 33.2 | 30.4 | 33.6 | 32.8 | 32.6 | 28 | 26.4 | 26.6 | 30.6 | 36.8 | 30.4 | 29.8 | 28.4 | 32.8 | 32.9 | 31.8 | 28.2 | 30.4 | 32 | 34 | 30.5 | 29.4 | 34 | 33.6 | 30 | 28.6 | 35.7 | 25.6 | 16 | 31 | 32.4 | 33.7 | 29 | 29.8 | 27.6 | 31 | 0
1623 | 32.5 | 22.1 | 33.9 | 34.8 | 32.8 | 34.8 | 30.8 | 33 | 31.9 | 30 | 29.5 | 33.1 | 32.5 | 32 | 34.9 | 23.6 | 26.9 | 29.5 | 25.4 | 31.3 | 30.8 | 33.6 | 23.4 | 33.9 | 30.5 | 33.8 | 33.4 | 31.9 | 28.1 | 26.4 | 26.2 | 31.1 | 37.8 | 31.3 | 29.8 | 28.1 | 32.2 | 33.3 | 31.8 | 28.1 | 30.4 | 32.3 | 33.6 | 31.5 | 29 | 34.2 | 34.5 | 30.3 | 27.8 | 36.2 | 26.3 | 15.4 | 29.8 | 32 | 34.1 | 28.2 | 29.4 | 27.8 | 30.6 | 0
1624 | 33 | 22.6 | 34.9 | 34.6 | 32.4 | 34.1 | 30.6 | 33.4 | 30.4 | 30.4 | 29.2 | 31.3 | 32.2 | 31.5 | 34.9 | 23.2 | 25.4 | 29.5 | 24.8 | 30.8 | 31 | 33.6 | 22.1 | 33.5 | 31.4 | 33.8 | 34.1 | 30.9 | 27.5 | 26.1 | 25 | 31.2 | 37.6 | 30.8 | 29.8 | 27.5 | 30.9 | 32.8 | 30.8 | 28 | 30.2 | 31.3 | 32.9 | 31.6 | 28.5 | 33.6 | 34 | 29.9 | 26.8 | 36.4 | 26 | 14.7 | 28.4 | 31.6 | 33.7 | 27.1 | 29.4 | 27.3 | 29.9 | 0
1625 | 33 | 22 | 34.2 | 34 | 31.6 | 32.8 | 29.6 | 32.9 | 30 | 30.3 | 28.7 | 30.1 | 31 | 30.3 | 34.1 | 21.7 | 23.6 | 29 | 23.8 | 30 | 30.3 | 32.6 | 19.4 | 33.2 | 31.4 | 33.8 | 34.2 | 30 | 26.8 | 25.6 | 23 | 31.1 | 37.3 | 30.4 | 28.9 | 26.7 | 30 | 32 | 29.8 | 27.8 | 29.9 | 30.4 | 31.7 | 31.5 | 28.4 | 32.6 | 33.4 | 28.8 | 25.4 | 36.1 | 25 | 13 | 26.8 | 31.5 | 33.6 | 25.6 | 28.9 | 26.7 | 28.8 | 0
1626 | 33.2 | 21.9 | 32.6 | 32.1 | 30.2 | 30.7 | 28.7 | 31.6 | 27.2 | 29.3 | 27.2 | 28.4 | 28 | 28.7 | 32.8 | 20.4 | 22.2 | 27.1 | 22.7 | 28.5 | 28.1 | 31.1 | 18.2 | 31.4 | 30.1 | 33.1 | 33.5 | 28.7 | 25.4 | 24.6 | 20.9 | 30 | 35.6 | 28.5 | 27.3 | 25.8 | 28.5 | 30.7 | 28.4 | 26.5 | 28.7 | 27.9 | 30 | 31.4 | 27.5 | 30.9 | 31.2 | 27.1 | 24.2 | 35 | 23 | 11.3 | 26 | 30.6 | 33 | 24.4 | 27.1 | 26.1 | 27.5 | 0
1627 | 32 | 19.6 | 30 | 30.4 | 28.6 | 27.8 | 27.4 | 30 | 26.6 | 27.6 | 25.8 | 27.4 | 24.1 | 27.5 | 30.8 | 19.2 | 21.2 | 25 | 21.5 | 26.5 | 26 | 30.1 | 16.1 | 30 | 27.5 | 30.8 | 31.2 | 27.2 | 23.9 | 23.4 | 18.8 | 28.5 | 32.3 | 27.3 | 29.8 | 24.7 | 27.6 | 28.5 | 27.3 | 24.8 | 27.7 | 26 | 27.5 | 30.1 | 26.9 | 29.2 | 29.6 | 25.4 | 22.8 | 33.3 | 20.8 | 9.1 | 25.4 | 29.6 | 30.5 | 23.2 | 24.9 | 24 | 26.1 | 0
1628 | 29.2 | 18 | 27.5 | 28.6 | 27.6 | 25.8 | 26.4 | 28.5 | 25.8 | 25.5 | 24.3 | 26 | 19.8 | 26.6 | 28.8 | 18.7 | 20.8 | 23.1 | 20.6 | 24 | 24.3 | 28.8 | 15.4 | 28 | 26.7 | 29.3 | 28.5 | 25.4 | 22 | 22 | 17.4 | 27.6 | 30.8 | 25.6 | 23.9 | 24.3 | 26.6 | 26.5 | 27 | 23.4 | 27 | 23.6 | 24.7 | 28.6 | 26.3 | 27.6 | 27.8 | 24 | 21.8 | 30.3 | 18.4 | 7.8 | 25.4 | 29.4 | 29.2 | 22.6 | 22.9 | 23.2 | 25 | 0
1629 | 27.7 | 17.4 | 26.4 | 28.1 | 27 | 23.8 | 25.5 | 27.3 | 25.4 | 24.1 | 23.6 | 25.4 | 16.9 | 25.8 | 26.4 | 18.7 | 20.6 | 21.9 | 19.9 | 21.7 | 22.8 | 28.1 | 13.6 | 27.3 | 25.6 | 28.3 | 25.2 | 23.9 | 20.6 | 20.9 | 16.6 | 26.6 | 29.7 | 25.4 | 23 | 23.9 | 26.5 | 25.2 | 26.5 | 21.6 | 26.6 | 22.9 | 21.7 | 26.1 | 24.9 | 26.7 | 27.6 | 23.3 | 20.7 | 29.6 | 16.8 | 6.8 | 25 | 28 | 28.5 | 22.1 | 21.5 | 24.1 | 24.4 | 0
1630 | 25.9 | 16.8 | 25.3 | 27.5 | 26.3 | 22.7 | 24.8 | 26.7 | 25.3 | 22.7 | 23 | 24.3 | 15.9 | 25.2 | 26.8 | 17.8 | 20.4 | 20.8 | 19.4 | 19.9 | 21.7 | 27.1 | 13.7 | 26.1 | 24.4 | 27.6 | 22.8 | 22.6 | 19.4 | 20.2 | 16.3 | 26.1 | 30.2 | 24.5 | 22.4 | 23.2 | 26.1 | 24.9 | 26.3 | 19.8 | 26.4 | 22 | 19.3 | 24.6 | 23.9 | 26.1 | 27.2 | 22.9 | 20.1 | 28.5 | 15.6 | 6.9 | 24.7 | 27.4 | 27.9 | 22.1 | 20.5 | 24.3 | 24.2 | 0
1631 | 26 | 16 | 22.6 | 27.5 | 24.8 | 21.7 | 24 | 26.1 | 24.9 | 21.9 | 22.9 | 23.6 | 17.6 | 24.7 | 26.8 | 17.1 | 20 | 20.3 | 19 | 19 | 20.6 | 26.6 | 13.4 | 25.4 | 23.7 | 25.8 | 21.6 | 22.2 | 19 | 20 | 16 | 25.7 | 29.8 | 24.2 | 21.7 | 22.3 | 26.2 | 24.9 | 26.2 | 18.5 | 25.9 | 22 | 17.6 | 23.8 | 23.7 | 25.8 | 27.6 | 22.6 | 19.2 | 27.8 | 15 | 6.8 | 24 | 27 | 27.3 | 22 | 19.7 | 24.3 | 24.2 | 0
1632 | 26.2 | 15.4 | 23 | 26.3 | 24.4 | 20.7 | 22.8 | 25.4 | 24.6 | 21.2 | 22.2 | 22.1 | 20.6 | 24.1 | 26 | 16.4 | 19.4 | 20 | 18.6 | 18.6 | 19.6 | 21.3 | 14.9 | 23.3 | 22.8 | 24.6 | 20.3 | 22.1 | 19 | 20 | 15.5 | 25 | 28.2 | 22.4 | 20.6 | 21.4 | 25.5 | 22.3 | 25.5 | 17.8 | 25.6 | 20.7 | 16.7 | 23 | 23.4 | 25.1 | 26.6 | 21.8 | 18.4 | 26.5 | 14.2 | 6.7 | 23.5 | 26.4 | 26.9 | 22.2 | 19.4 | 22.4 | 24.1 | 0
1633 | 24.7 | 15.4 | 23.5 | 25.2 | 23.7 | 20.6 | 22.1 | 24.7 | 24.6 | 20.2 | 21.6 | 21.3 | 24.3 | 23.7 | 26.3 | 15.7 | 18.6 | 19.5 | 17.9 | 18.6 | 19.1 | 26.1 | 14.7 | 21.5 | 22.6 | 24.1 | 19.6 | 22.5 | 19.6 | 20.1 | 14.4 | 25 | 26.4 | 21.3 | 20.7 | 20.8 | 25.1 | 22.1 | 25.4 | 17.3 | 25.4 | 19.8 | 16.1 | 22.5 | 23.3 | 24.2 | 26 | 20.6 | 16.9 | 26.3 | 13.5 | 5.2 | 22.7 | 26.1 | 26.5 | 21.9 | 18.8 | 21.7 | 23.7 | 0
1634 | 24.5 | 14.9 | 23.7 | 23.2 | 22.9 | 19.7 | 21.2 | 24 | 24.3 | 19.2 | 20.4 | 20 | 26.6 | 23.7 | 26.5 | 15.7 | 18 | 18.8 | 17.2 | 18.4 | 18.5 | 20.3 | 14.6 | 19 | 21.6 | 23.4 | 19.2 | 22.6 | 20.2 | 19.8 | 13.2 | 24.6 | 25.3 | 19.6 | 19.8 | 20.5 | 24.4 | 23 | 25.3 | 16.8 | 25.2 | 18.2 | 15.6 | 21.5 | 22.9 | 22.8 | 24.6 | 18.8 | 15.2 | 25.6 | 12.4 | 3.2 | 22 | 25.9 | 26.3 | 21.5 | 18.3 | 21.3 | 23 | 0
1635 | 24.5 | 14.4 | 23 | 22.1 | 22.1 | 18.7 | 20.5 | 23 | 24.3 | 19.1 | 19.6 | 19.5 | 27.3 | 23.2 | 26.5 | 15 | 17.5 | 18.3 | 16.5 | 17.9 | 18.1 | 22.6 | 11.9 | 18 | 20.8 | 22.9 | 18.6 | 22.4 | 20.8 | 19.1 | 12.1 | 24.6 | 24.8 | 19.6 | 19.4 | 20.1 | 24.4 | 22 | 24.9 | 16.3 | 24.9 | 17.9 | 14.8 | 21 | 22.9 | 21.7 | 24.3 | 17.2 | 13.1 | 25 | 11.5 | 0.7 | 20.9 | 25 | 25.9 | 20.6 | 17.7 | 21.1 | 22.1 | 0
1636 | 24.5 | 14.4 | 20.5 | 21.1 | 22.9 | 18.3 | 20 | 21.9 | 23.8 | 18.5 | 18.5 | 18.4 | 25.7 | 22.7 | 23.7 | 15 | 17.6 | 17.2 | 16.2 | 17 | 17.3 | 22.1 | 10.2 | 17.1 | 20.5 | 22.6 | 18.1 | 21.5 | 20.6 | 18 | 12 | 24.6 | 24.3 | 19.2 | 19.3 | 20 | 24.1 | 21.5 | 24.6 | 15.6 | 24.8 | 17.3 | 14 | 20.3 | 22.9 | 20.9 | 23.7 | 16.2 | 11.8 | 24.5 | 10.7 | 0.4 | 20.1 | 24.7 | 25.8 | 19.9 | 16.5 | 21.2 | 21.5 | 0
1637 | 24.5 | 14 | 17.5 | 21.4 | 22.9 | 18 | 19.9 | 20.8 | 23.7 | 16.8 | 18.7 | 20 | 21.2 | 22.4 | 21.5 | 14.4 | 17.4 | 17.3 | 16.6 | 15.4 | 16.8 | 21.3 | 8 | 18.4 | 20.2 | 20.6 | 17.5 | 18 | 19.4 | 18.2 | 13 | 24.1 | 23.8 | 18.6 | 19.8 | 19.5 | 24.4 | 20.6 | 24.3 | 15.1 | 24.8 | 18 | 14 | 19.3 | 22.9 | 22.4 | 24.4 | 20.2 | 14 | 24.1 | 13 | 5.6 | 20.6 | 24.5 | 25.8 | 21 | 16.5 | 21.3 | 21 | 0
1638 | 24.2 | 14 | 17.3 | 20.9 | 22.8 | 18.1 | 19.5 | 19.8 | 23.4 | 16.3 | 16.6 | 19.2 | 20.6 | 22 | 20.2 | 13.7 | 17.8 | 16.7 | 18.1 | 15.8 | 16.1 | 21.3 | 9.6 | 19.4 | 19.8 | 20.8 | 17 | 18.7 | 20.1 | 18 | 15 | 24.1 | 23.1 | 18.2 | 19 | 20.1 | 24.7 | 21.1 | 24 | 14.3 | 24.8 | 18.6 | 13.9 | 19 | 22.9 | 22.7 | 24.7 | 21.8 | 14.5 | 23.6 | 13 | 8.4 | 20.4 | 24 | 25.7 | 21.4 | 16.7 | 21.4 | 23 | 0
1639 | 24 | 13.9 | 15.7 | 22.3 | 22.4 | 17.9 | 19.1 | 19.6 | 23.9 | 16.4 | 16.2 | 19.9 | 21.5 | 22.2 | 19.3 | 13.5 | 18.6 | 16.4 | 19.5 | 17.6 | 15.9 | 21.3 | 12.1 | 21.6 | 19.1 | 20.8 | 17.7 | 20 | 20.9 | 18.3 | 17.4 | 24.1 | 22.5 | 19.1 | 19.3 | 20.8 | 26 | 20.6 | 23.6 | 14.3 | 24.7 | 20.6 | 15.5 | 18.5 | 22.4 | 24 | 25.7 | 23.3 | 16.2 | 22.9 | 14.7 | 11.6 | 21.1 | 24 | 25.6 | 22 | 16.7 | 21.5 | 25.3 | 0
1640 | 24 | 12.7 | 21.2 | 24 | 23.4 | 20.2 | 20.4 | 20.7 | 25.8 | 17.3 | 16.7 | 21.6 | 22.6 | 24 | 20.8 | 13.7 | 19.8 | 16.8 | 20.8 | 19.4 | 15.8 | 21.6 | 15.6 | 24.4 | 21.6 | 21 | 19 | 22 | 23 | 19 | 20.6 | 26 | 23.5 | 20.8 | 20.2 | 21.5 | 27.4 | 21.7 | 24.8 | 16.5 | 24.7 | 23.2 | 19 | 18.5 | 22.1 | 25.8 | 27 | 25.8 | 19.2 | 23.8 | 16.4 | 14.8 | 22.4 | 25 | 25.8 | 22.6 | 18.9 | 21.4 | 27.6 | 0
1641 | 25.5 | 15.8 | 25.4 | 27.4 | 25.5 | 24.8 | 22.5 | 22.8 | 29 | 21.3 | 20 | 25.1 | 25.2 | 26 | 27.9 | 17.2 | 21 | 20.7 | 21.3 | 22.7 | 18.8 | 25 | 18.8 | 27.4 | 24.6 | 23.3 | 20.8 | 23.9 | 24.4 | 20.5 | 22.9 | 28 | 28.1 | 24 | 23 | 22.1 | 29.4 | 27.3 | 25.8 | 21.1 | 26.4 | 26 | 23.1 | 21.8 | 24 | 28.2 | 28.6 | 27.4 | 22.3 | 26.9 | 20.1 | 16.4 | 24 | 27.9 | 28.1 | 23.6 | 23.8 | 24.9 | 29.1 | 0
1642 | 27.2 | 19 | 24.3 | 30.1 | 28.2 | 28 | 24.5 | 25.5 | 31.5 | 23.5 | 23.4 | 28.8 | 27.3 | 28.5 | 30.5 | 18.5 | 22.4 | 25.2 | 21.9 | 25.3 | 23.8 | 26.5 | 21.9 | 30 | 25.9 | 28.5 | 22.8 | 26.2 | 26.5 | 22.2 | 25.2 | 29.5 | 31.2 | 27.1 | 25.8 | 25.6 | 30.8 | 30.3 | 27.3 | 25 | 28.8 | 28.2 | 27.3 | 23.3 | 25.5 | 30.4 | 30 | 29.5 | 25.1 | 29.9 | 22.9 | 17.3 | 25.5 | 30.9 | 29.7 | 24.6 | 26.7 | 29.6 | 30.2 | 0
1643 | 29.2 | 21.6 | 28.4 | 32.8 | 31.1 | 30.2 | 26.3 | 28.1 | 33.3 | 25 | 27.3 | 32.6 | 29.6 | 30 | 32.3 | 20.5 | 23.6 | 27.4 | 22.2 | 28.4 | 27.6 | 30 | 23.8 | 32.2 | 27.7 | 31.9 | 25.1 | 28.2 | 27.8 | 24 | 26.4 | 30.7 | 34.2 | 30.2 | 27.9 | 27.8 | 32 | 31.6 | 29.5 | 27.3 | 30.7 | 29.8 | 30.4 | 26.3 | 26.5 | 32.4 | 31.2 | 30.8 | 26.6 | 32 | 26.2 | 17 | 26.6 | 32.5 | 31.6 | 25.6 | 29 | 33.5 | 30.6 | 0
1644 | 30.7 | 23.1 | 30.4 | 33.6 | 33.4 | 32.5 | 28.1 | 30.2 | 35.3 | 26.8 | 29.1 | 34.6 | 30.4 | 32 | 33.6 | 21.9 | 24.9 | 29 | 23.1 | 30 | 30.4 | 30.5 | 25 | 33.8 | 29.7 | 32.9 | 27.4 | 30.2 | 29.7 | 25.3 | 27.8 | 32 | 35.2 | 31.8 | 30.9 | 28.6 | 32.2 | 31.1 | 29.8 | 28.7 | 31.4 | 30.7 | 32.5 | 28.8 | 28 | 33.6 | 32.1 | 32.4 | 27 | 34.5 | 27.2 | 17.1 | 27.2 | 34.4 | 32.7 | 26.2 | 30.4 | 31.3 | 31 | 0
1645 | 31.6 | 24.1 | 32.2 | 34.4 | 34.3 | 34.6 | 29.3 | 31.5 | 36.4 | 29.2 | 30.3 | 35.5 | 31.5 | 33.1 | 34.6 | 23.5 | 25.7 | 29.7 | 23.9 | 31.7 | 31.7 | 32 | 25 | 34.9 | 31.1 | 33.5 | 29.7 | 31.4 | 30.6 | 26.1 | 28.2 | 33 | 36.3 | 32.9 | 31.7 | 28.4 | 32.2 | 32.4 | 30.8 | 29.6 | 31.8 | 31.4 | 33.3 | 30.5 | 28.8 | 34.4 | 32.8 | 32.6 | 26.2 | 35.3 | 28.2 | 16.9 | 27.5 | 34.5 | 33.7 | 26.4 | 31.1 | 30.1 | 31 | 0
1646 | 32.5 | 24.6 | 33.2 | 34.2 | 34.6 | 35.3 | 29.6 | 32.1 | 37.5 | 30 | 29.9 | 34.8 | 31.6 | 33.8 | 35.6 | 23 | 26.2 | 30 | 24.8 | 32.2 | 31.5 | 32.8 | 24.4 | 35.6 | 31.7 | 34 | 32 | 32 | 31.4 | 26.2 | 28.4 | 33.5 | 37.1 | 32.8 | 31.8 | 28.5 | 31.8 | 33.9 | 30.8 | 30 | 31.8 | 32 | 33.5 | 31.8 | 29 | 34.6 | 33.2 | 32.2 | 25 | 36 | 27.6 | 17.2 | 27.6 | 33.9 | 34.1 | 26 | 30.9 | 29.4 | 31 | 0
1647 | 33.2 | 25.1 | 34 | 34.9 | 34.8 | 35.9 | 30 | 32.3 | 35.5 | 30.8 | 30.2 | 33.9 | 32.4 | 33.3 | 35.6 | 22.9 | 25.9 | 30.2 | 24.7 | 33.1 | 31.7 | 33 | 22.9 | 35.8 | 32.7 | 35 | 33.9 | 31.3 | 30.6 | 26.1 | 27.3 | 33.6 | 37.3 | 32.9 | 32 | 28.6 | 31.7 | 33.2 | 31 | 30.4 | 31.7 | 32.4 | 33.1 | 32.5 | 28.6 | 34.6 | 33.4 | 29.8 | 23.7 | 36.6 | 27.8 | 16.7 | 27.6 | 33.4 | 34.2 | 25.4 | 31.4 | 29.3 | 30.4 | 0
1648 | 33.7 | 25.1 | 33.7 | 34.5 | 34.4 | 36 | 30.1 | 32.2 | 33.3 | 30.6 | 29.6 | 32.4 | 31.8 | 31.8 | 35.6 | 23 | 25.2 | 30.2 | 24.3 | 32.4 | 31.3 | 32.5 | 21.5 | 35.3 | 32.7 | 35.7 | 35.1 | 30 | 29.9 | 25.7 | 26 | 33.6 | 37.8 | 32.5 | 31.3 | 28.7 | 31.1 | 33.6 | 30.4 | 30.6 | 31 | 32.3 | 32.6 | 33.4 | 28.5 | 34 | 33 | 27.3 | 22.7 | 37 | 26.7 | 16 | 27.4 | 32.3 | 34.7 | 24.4 | 30.8 | 28.9 | 29.7 | 0
1649 | 33.6 | 24.5 | 33.6 | 34.2 | 33.2 | 36.1 | 29.4 | 31.8 | 32 | 30.4 | 29.7 | 31.4 | 31 | 30.3 | 34.9 | 22.9 | 23.8 | 29.5 | 23 | 31.4 | 30.3 | 31.5 | 20 | 34 | 32.7 | 35 | 35.4 | 28 | 28.2 | 25.4 | 24 | 32.6 | 37.4 | 32.2 | 30.8 | 28.4 | 30.6 | 33.1 | 29.8 | 30.2 | 30.6 | 31.4 | 31.6 | 33.2 | 28 | 33 | 32 | 24.2 | 22 | 36.5 | 26 | 14.2 | 26.8 | 31.7 | 34.6 | 23.6 | 30 | 27.9 | 28.6 | 0
1650 | 34 | 23.1 | 32.4 | 32 | 31.3 | 32.6 | 28.4 | 31.1 | 30.3 | 29.8 | 28.4 | 29.9 | 28.2 | 28.8 | 33.6 | 21.9 | 22.4 | 27.9 | 21.9 | 28.5 | 28.9 | 30.5 | 19 | 32.1 | 31.3 | 34.2 | 34.5 | 26.4 | 27.1 | 24.8 | 22.6 | 30.6 | 35.8 | 31 | 29.1 | 27.5 | 29.3 | 31.2 | 28.2 | 28.7 | 29.3 | 29.5 | 30.2 | 32.4 | 27 | 31.3 | 30.3 | 22.6 | 21.5 | 35.5 | 23.6 | 12.5 | 25.8 | 30.9 | 33.9 | 22.8 | 28.2 | 27 | 27.9 | 0
1651 | 32.4 | 20.2 | 28.9 | 30 | 29.1 | 29.6 | 26.8 | 29.9 | 28.8 | 27.8 | 27.5 | 28.8 | 25.7 | 27.5 | 31.4 | 19.7 | 21 | 25.2 | 20.8 | 26.1 | 26.6 | 29.5 | 18 | 29.9 | 28.8 | 33 | 32 | 24.8 | 25.2 | 24.3 | 20.9 | 29.7 | 33.2 | 29.9 | 27.4 | 26.1 | 28.2 | 30.2 | 27.2 | 26.9 | 28.4 | 27.1 | 27.8 | 30.8 | 25.8 | 29.5 | 28.2 | 21.3 | 20.8 | 33.4 | 22.2 | 10.3 | 24.4 | 30.4 | 31.3 | 22.5 | 25.9 | 25.8 | 27.3 | 0
1652 | 28.2 | 18.1 | 26.4 | 27.2 | 27.5 | 27.2 | 25.6 | 28.4 | 27.8 | 25.8 | 25.5 | 27.4 | 22.8 | 26.5 | 29.7 | 18.5 | 20 | 23.4 | 20.4 | 23.2 | 24.8 | 28.5 | 17.2 | 28 | 26.5 | 31.9 | 29.2 | 24 | 23.8 | 23.4 | 20 | 28.6 | 32.5 | 28 | 28.4 | 25.4 | 27 | 26.6 | 26.5 | 25.1 | 27.7 | 24.6 | 25 | 27.9 | 25 | 27.6 | 26.2 | 21.4 | 20 | 31.5 | 20.2 | 9 | 23 | 29 | 30.2 | 22.2 | 24.1 | 25.1 | 27.2 | 0
1653 | 26.2 | 16.1 | 25.2 | 26 | 26.4 | 25.9 | 25 | 27.1 | 27.2 | 24.5 | 24.7 | 26.5 | 22 | 25.4 | 29.1 | 17.9 | 19.2 | 22.9 | 19.9 | 22.1 | 23.5 | 27.7 | 16 | 26.7 | 24.9 | 31.6 | 25.7 | 23.2 | 21.6 | 22.5 | 18.7 | 28 | 31.7 | 26.6 | 25 | 24.8 | 26.6 | 25.5 | 25.8 | 23.6 | 27.1 | 22.8 | 21.9 | 26 | 24.5 | 26.3 | 24.8 | 21.1 | 19.1 | 30.9 | 20.2 | 7.8 | 22 | 28.2 | 29.4 | 22.1 | 23 | 24.9 | 27.1 | 0
1654 | 25.3 | 15.1 | 22.5 | 24.9 | 25.2 | 25.1 | 24 | 25.8 | 26.8 | 23.3 | 23.3 | 25.3 | 21.6 | 24.9 | 27.8 | 16.4 | 19.1 | 22.3 | 19.9 | 20.9 | 22.5 | 26.5 | 14.9 | 25.8 | 23.4 | 27.1 | 23.4 | 23 | 20.6 | 21.4 | 18.1 | 27.6 | 30.4 | 24.9 | 23.8 | 24.3 | 26.4 | 25.3 | 25.5 | 22.1 | 26.7 | 22 | 19.9 | 24.8 | 23.5 | 25.3 | 24.1 | 21.6 | 18.5 | 29.9 | 19.5 | 7.8 | 21.6 | 27.9 | 28.6 | 21.9 | 22.2 | 24.8 | 27 | 0
1655 | 24.1 | 14.2 | 23.1 | 25.2 | 24.7 | 24.1 | 23.4 | 24.5 | 26.1 | 22.4 | 23.1 | 24.6 | 22.7 | 24 | 26.7 | 16 | 19 | 21.7 | 19.4 | 20.6 | 21.4 | 25.2 | 13.6 | 25.2 | 22.7 | 26.3 | 22.3 | 22.6 | 19.6 | 20.4 | 17.2 | 28 | 29.5 | 23.8 | 23.3 | 24.1 | 26.6 | 23.9 | 25.3 | 20.6 | 26.4 | 22 | 18.8 | 24 | 22.8 | 25 | 24.2 | 21.4 | 18.2 | 28.5 | 19.6 | 7.6 | 21.8 | 27.4 | 28.1 | 21.6 | 21.6 | 24.7 | 26.3 | 0
1656 | 23.6 | 13.6 | 24.6 | 24.6 | 24.1 | 23 | 22.6 | 23.3 | 25.9 | 22.2 | 22.1 | 23.5 | 22.9 | 23.3 | 27.1 | 14.9 | 19.2 | 21.7 | 18.9 | 19 | 20 | 25 | 12.6 | 24.4 | 21.5 | 25.9 | 21.2 | 22.3 | 20.2 | 19.4 | 16.9 | 25 | 28.3 | 22.4 | 22.3 | 23.8 | 26.3 | 23 | 24.8 | 20.7 | 25.8 | 22.2 | 19 | 22.9 | 22 | 24.7 | 24.6 | 21.9 | 18.2 | 28 | 17.8 | 7.8 | 22.4 | 26.4 | 27.5 | 21 | 21 | 24.2 | 25.3 | 0
1657 | 22.7 | 12.6 | 24.1 | 24.6 | 23.7 | 22.6 | 21.8 | 22.4 | 25.9 | 20.8 | 22.2 | 22.9 | 23.4 | 23.3 | 27.3 | 15 | 19.1 | 21 | 17.9 | 17.9 | 19.8 | 24.5 | 11.2 | 23.1 | 21.7 | 24.5 | 20.2 | 21.5 | 20.5 | 18.8 | 15.9 | 25.5 | 27.1 | 21.7 | 22.1 | 23.5 | 26 | 22.8 | 24.3 | 19.4 | 25.6 | 22.1 | 19.2 | 22.4 | 21.3 | 24.4 | 25 | 21.5 | 18 | 27.7 | 16.5 | 7.1 | 22.8 | 26.2 | 27.1 | 20.6 | 20.2 | 23.2 | 23.6 | 0
1658 | 22.3 | 11.2 | 22.4 | 23.4 | 23.5 | 22 | 21 | 21.5 | 25.9 | 20.3 | 21.4 | 22 | 22.6 | 23.1 | 27.2 | 14 | 18.8 | 20.4 | 17 | 16 | 18.6 | 24 | 10 | 21.4 | 21.2 | 23.1 | 19.3 | 20.6 | 21.2 | 18.4 | 15 | 24.8 | 26.3 | 20.6 | 22.2 | 23.2 | 25.2 | 24.3 | 24 | 18.9 | 25.5 | 21.2 | 19 | 21.8 | 20.6 | 23.8 | 25 | 21.4 | 17.4 | 27 | 14.2 | 6.2 | 22.8 | 26 | 26.8 | 20.3 | 19.6 | 22.5 | 22 | 0
1659 | 23.7 | 11.2 | 22.4 | 22.9 | 22 | 20.7 | 20.2 | 21 | 25.6 | 20.3 | 21.3 | 21.6 | 22.4 | 22.8 | 26 | 14 | 18.1 | 20 | 16.1 | 15.4 | 18 | 23.5 | 8.6 | 19.7 | 22 | 23 | 18.4 | 19.2 | 20.5 | 18.4 | 13.5 | 23.5 | 26 | 20 | 21.2 | 23.1 | 24.8 | 23.5 | 23.5 | 18.7 | 25.3 | 19.9 | 17.6 | 20.8 | 20.2 | 23.2 | 24.8 | 20.4 | 16.1 | 25.6 | 13.5 | 4.8 | 22.2 | 25.9 | 26.5 | 20.4 | 19.1 | 21.8 | 20.6 | 0
1660 | 23.6 | 10.6 | 20.9 | 21.6 | 22.1 | 20.4 | 20 | 20.9 | 25.3 | 20.3 | 19.9 | 20.6 | 21.3 | 22.8 | 22.6 | 14.6 | 17.7 | 19.7 | 16.1 | 14.7 | 17.5 | 22.5 | 7.9 | 18.5 | 21.6 | 23.1 | 17.7 | 18.4 | 20.2 | 18.2 | 13 | 23.3 | 24.8 | 19 | 20.4 | 22.1 | 24.2 | 22.4 | 23.3 | 18 | 24.9 | 18.5 | 15.7 | 20.3 | 19.9 | 22.5 | 24.5 | 20.3 | 14.8 | 25.1 | 12.5 | 4.7 | 21.3 | 25.2 | 26.5 | 20.6 | 18.8 | 21.2 | 20.3 | 0
1661 | 23.4 | 10.5 | 20 | 21.4 | 22.2 | 21.2 | 19.6 | 20.8 | 25.1 | 17.8 | 16.1 | 20.8 | 18.4 | 22.5 | 20.5 | 14 | 17 | 19.4 | 16.4 | 16.6 | 17 | 22 | 11.8 | 20 | 21.7 | 23 | 17.2 | 20.4 | 18 | 17.4 | 14.4 | 22.8 | 23.9 | 20.6 | 19.9 | 21.3 | 24.2 | 21.9 | 23.2 | 17.4 | 24.8 | 20.4 | 14.5 | 19.7 | 19.6 | 23 | 23.4 | 19 | 16.6 | 25 | 15.8 | 6.4 | 19.6 | 25.2 | 26.3 | 19 | 18 | 20.8 | 20.6 | 0
1662 | 22.7 | 9.6 | 19 | 20.6 | 21.6 | 19.2 | 19.5 | 20.8 | 24.9 | 17.2 | 14.9 | 20.8 | 18.3 | 22.1 | 19.6 | 14.2 | 18.7 | 19.2 | 16.5 | 16.9 | 16.8 | 21.5 | 12.9 | 20.9 | 21.4 | 22.9 | 16.7 | 20.3 | 17.6 | 17.5 | 15.9 | 22.5 | 23.2 | 20.6 | 19.4 | 20.8 | 24.1 | 23.3 | 22.4 | 16.6 | 24.7 | 21.3 | 14.3 | 18.8 | 19.5 | 23.6 | 24 | 20 | 16.7 | 23.9 | 15.7 | 8.9 | 19.3 | 24.5 | 26 | 20 | 17.5 | 20 | 20.9 | 0
1663 | 22.5 | 9.1 | 18.4 | 21.2 | 21.1 | 18.7 | 18.8 | 21.1 | 25.1 | 16.2 | 15.3 | 22.1 | 18.5 | 22.4 | 20.6 | 13.5 | 20.7 | 18.9 | 17 | 18.6 | 16.5 | 21 | 14.4 | 22.3 | 21.2 | 22 | 17.2 | 20.7 | 18.2 | 18.2 | 19 | 22.5 | 22.6 | 20.5 | 19.2 | 20.5 | 25.2 | 23 | 22.4 | 16.7 | 24.7 | 23.2 | 15.7 | 18.1 | 19.5 | 25.2 | 24.5 | 21.6 | 17.1 | 23.2 | 15.9 | 11.8 | 19.7 | 24.4 | 25.9 | 21.2 | 17.6 | 20.3 | 21.1 | 0
1664 | 22.7 | 12 | 20.4 | 22 | 21.6 | 20.6 | 19.2 | 21.8 | 27.2 | 16.4 | 17.3 | 23.8 | 19.6 | 24.3 | 21.4 | 13 | 23.2 | 19.7 | 17.8 | 21.2 | 16.5 | 22.2 | 17.2 | 24.8 | 21.6 | 21.1 | 18.5 | 21.4 | 19.3 | 19.2 | 20.6 | 24 | 24.2 | 21.4 | 20.4 | 21 | 26.8 | 24.7 | 23.3 | 16.9 | 25 | 25.4 | 18 | 18 | 19.9 | 27 | 26 | 22.8 | 17.8 | 23.8 | 16.6 | 14.8 | 20.8 | 24.6 | 26.2 | 23 | 20.1 | 21.1 | 21.6 | 0
1665 | 24.6 | 16.1 | 27.4 | 24.6 | 24.1 | 25.7 | 22.4 | 22.8 | 29.3 | 21.6 | 20.7 | 27.1 | 20.3 | 26.3 | 29.4 | 17.1 | 24.9 | 21.4 | 19.2 | 24.3 | 20.2 | 24.1 | 19.9 | 27.3 | 24.9 | 24.8 | 20.6 | 22.6 | 21.2 | 20.5 | 23.6 | 27.6 | 28.4 | 22.5 | 20.8 | 24.3 | 29.4 | 30.5 | 25.3 | 18.7 | 26.3 | 28 | 22.2 | 20.4 | 23.7 | 29.3 | 27.3 | 24.5 | 18.5 | 26.3 | 17.5 | 16.5 | 23 | 28.1 | 28.4 | 24.7 | 21.5 | 24 | 21.8 | 0
1666 | 26 | 20.2 | 29.8 | 26.8 | 26.3 | 29.1 | 23.8 | 24.2 | 31.6 | 23.7 | 24.3 | 30.2 | 21.3 | 28.8 | 30.9 | 19.1 | 26.4 | 24.9 | 20.7 | 27.1 | 25.1 | 26.6 | 22.9 | 30.1 | 26.4 | 28 | 23.8 | 24 | 22.8 | 21.8 | 25 | 29.8 | 31.9 | 24.8 | 22.8 | 27.3 | 31.4 | 31.5 | 27.6 | 22 | 28.8 | 30 | 26.3 | 23.5 | 26.3 | 31.3 | 29.4 | 25.7 | 19.1 | 29.4 | 18.8 | 17.2 | 25.5 | 30.8 | 30 | 26.5 | 24.9 | 26.6 | 22.3 | 0
1667 | 28.3 | 23 | 32.1 | 29.4 | 28.4 | 30.4 | 26 | 25.7 | 33.4 | 26.7 | 27.5 | 33.4 | 22 | 30.1 | 32.3 | 21.6 | 27.2 | 27.7 | 22.4 | 29.4 | 28.7 | 29.1 | 25 | 32.4 | 27.8 | 31.5 | 27.2 | 25.4 | 24.3 | 23.2 | 27.4 | 31.2 | 34.4 | 26.8 | 25 | 29.8 | 33 | 32 | 29.1 | 26.1 | 30.4 | 31.4 | 30.4 | 26.1 | 25.9 | 33.2 | 31 | 27.2 | 19.4 | 32.8 | 20 | 16.8 | 28.1 | 32.6 | 31.9 | 28 | 28 | 26.3 | 22.8 | 0
1668 | 29.7 | 25 | 32.7 | 30.4 | 29.8 | 32 | 27.9 | 27.2 | 35.6 | 28.6 | 29.5 | 34.9 | 23.3 | 31.9 | 33.4 | 23.6 | 28.1 | 29.1 | 23.6 | 30.9 | 31.2 | 31.1 | 26.7 | 34.7 | 29.5 | 33.4 | 30.4 | 26.6 | 24.8 | 24.6 | 27.9 | 32.5 | 36.3 | 28.9 | 26.8 | 30 | 33.1 | 32.4 | 29.9 | 28.3 | 31 | 31.9 | 32.7 | 28.5 | 27.5 | 34.3 | 32.8 | 28.1 | 19.4 | 34.6 | 21.2 | 16.6 | 29.9 | 32.3 | 32.5 | 29.3 | 29.2 | 27.4 | 23.8 | 0
1669 | 31.4 | 25.5 | 33.6 | 31.7 | 30.1 | 31.4 | 29.2 | 28.6 | 36.5 | 30.1 | 30.7 | 35.9 | 24.5 | 33.6 | 34.7 | 25.1 | 28.4 | 29.9 | 24.5 | 32.1 | 32.7 | 31.8 | 26.8 | 36 | 30.7 | 34.8 | 32.5 | 27.5 | 25.2 | 26.1 | 29.3 | 33.2 | 37.6 | 29.5 | 27.8 | 30.1 | 32.8 | 32.8 | 31.3 | 29.5 | 31.2 | 32.1 | 34.3 | 30.1 | 27.8 | 35.2 | 33 | 29.2 | 19.1 | 36.1 | 21.8 | 16.4 | 30.8 | 31.7 | 33.9 | 29.6 | 29.5 | 27.2 | 24.7 | 0
1670 | 32.4 | 25 | 34.8 | 32 | 30.1 | 31.4 | 31 | 29.7 | 36.7 | 30.3 | 31 | 35.2 | 26 | 32 | 35.1 | 25.2 | 28.6 | 30.4 | 24.6 | 32.8 | 33.7 | 32.6 | 26.2 | 37 | 31 | 35.7 | 34.2 | 28 | 25.1 | 27.4 | 28.8 | 33.7 | 37.9 | 29.2 | 28.3 | 30.4 | 31.8 | 32.4 | 31.8 | 30.1 | 31.3 | 32 | 34.4 | 31.7 | 28 | 35.4 | 32.4 | 29.8 | 18.8 | 36.6 | 22 | 16.8 | 30.6 | 31.7 | 34.5 | 29.4 | 30.1 | 27 | 25.6 | 0
1671 | 33.4 | 25 | 35.6 | 33.3 | 30 | 31 | 31.2 | 30.3 | 35.4 | 31.2 | 31.2 | 34.6 | 26.6 | 31.3 | 35.4 | 25.7 | 27.8 | 30.5 | 24.4 | 33.3 | 33.4 | 31.6 | 24.5 | 36.9 | 31.5 | 35.7 | 35.2 | 27.9 | 25.3 | 28.3 | 29.1 | 34.2 | 38.5 | 27.4 | 28.2 | 29.7 | 31.4 | 24.8 | 31.3 | 30 | 31 | 32.1 | 34.7 | 32.6 | 28.4 | 35.4 | 30 | 30.5 | 18.4 | 37.1 | 21.5 | 16.8 | 29.8 | 31.6 | 35 | 28.2 | 30.4 | 27.8 | 25.9 | 0
1672 | 31.8 | 25 | 34.9 | 33.7 | 29.9 | 30.2 | 31.3 | 30.5 | 34.1 | 31.3 | 30.9 | 33.1 | 26.7 | 31.1 | 35.4 | 25.3 | 26.8 | 30.6 | 23.7 | 32.9 | 32.7 | 31.6 | 23.1 | 36.4 | 31.3 | 35.7 | 36.1 | 27.1 | 25.1 | 28.4 | 27 | 33.4 | 38.5 | 25.9 | 27.2 | 29.6 | 30.8 | 25.9 | 30.6 | 29.6 | 30 | 31.7 | 34.3 | 33.3 | 28.3 | 34.6 | 27.8 | 30.2 | 18.2 | 37.1 | 20.6 | 16.6 | 28.4 | 31.7 | 35 | 26.9 | 29.9 | 28.3 | 25.9 | 0
1673 | 31.8 | 24 | 34.1 | 34 | 28.5 | 29.6 | 30.2 | 30.2 | 32.1 | 31.2 | 30.3 | 32 | 25.6 | 29.8 | 35.4 | 24.1 | 25 | 30.5 | 23 | 31.6 | 31.5 | 31.6 | 21.6 | 35 | 31 | 35.4 | 36 | 25.6 | 24.6 | 27.6 | 25.2 | 32.2 | 38.1 | 24.6 | 26.3 | 29.1 | 30.6 | 24 | 29.8 | 28.6 | 29.9 | 31 | 34 | 33.4 | 27.9 | 33.4 | 25.4 | 29.6 | 18 | 36.6 | 19.4 | 15.2 | 27 | 31.1 | 34 | 25.4 | 29.7 | 28.6 | 25.4 | 0
1674 | 31.4 | 22.7 | 32.8 | 32.3 | 26 | 27.8 | 29.3 | 29.5 | 29.7 | 30.2 | 28.7 | 30.3 | 24.1 | 28.4 | 33.8 | 22.5 | 23.5 | 28.8 | 22 | 29.1 | 29 | 27.1 | 21.1 | 33.5 | 29.2 | 35 | 35 | 23.5 | 23.1 | 25.9 | 21.8 | 30.7 | 36.5 | 24.8 | 24.9 | 28 | 29.6 | 24 | 28.3 | 27 | 29.4 | 29.3 | 32.5 | 32.7 | 27.2 | 31.5 | 24.6 | 27.9 | 17.9 | 35.6 | 18.4 | 13.3 | 25.5 | 30.4 | 32.5 | 24.6 | 29.1 | 28.4 | 24.9 | 0
1675 | 30.5 | 20 | 31.2 | 30.5 | 23.9 | 25.8 | 27.2 | 28.3 | 28.3 | 23.4 | 26.8 | 29.6 | 21.9 | 27.3 | 31.4 | 24.7 | 21.8 | 26.7 | 21.3 | 26.1 | 26.6 | 26.6 | 20.2 | 31.2 | 27.4 | 33.7 | 32.4 | 21.2 | 21.3 | 23.9 | 20.9 | 29.3 | 33.7 | 25.2 | 22.9 | 26.9 | 28.8 | 22.1 | 27.3 | 25.6 | 28.5 | 27.3 | 30.8 | 30.3 | 25.9 | 29.7 | 24 | 26.2 | 17.8 | 34.4 | 17.5 | 10.9 | 24.4 | 29.6 | 31.4 | 24.1 | 26.6 | 25 | 24.1 | 0
1676 | 28.5 | 16.5 | 28.3 | 27.6 | 23.7 | 24.5 | 26.7 | 26.9 | 27.7 | 19.6 | 24.4 | 28.6 | 20.2 | 26.6 | 29.3 | 19.1 | 20.8 | 25.1 | 20.6 | 23 | 24.7 | 26.1 | 19.4 | 29 | 25.2 | 31.4 | 30.4 | 19.2 | 19.2 | 22 | 20.8 | 28.2 | 31.5 | 26 | 21.8 | 26.4 | 27.6 | 21.4 | 26.5 | 24.5 | 28.2 | 25 | 28 | 28.2 | 25.3 | 28 | 24.4 | 24.4 | 17.6 | 33.1 | 17 | 9 | 23.4 | 29.2 | 30.5 | 24.2 | 25.1 | 24.6 | 23.6 | 0
1677 | 27.3 | 15.8 | 26.7 | 26 | 23.4 | 23.2 | 25.4 | 25.5 | 27.3 | 18.9 | 22.7 | 28.6 | 18.8 | 26.1 | 26.4 | 17.5 | 19.9 | 23.9 | 20.2 | 20.9 | 23.4 | 26.1 | 17.6 | 26.4 | 23.8 | 30 | 27.5 | 18 | 17.9 | 20.7 | 23.9 | 27 | 31.3 | 25.7 | 21.6 | 26 | 27.1 | 20.7 | 25.8 | 23.7 | 27.9 | 23.4 | 25.6 | 26.5 | 24.8 | 27 | 24 | 23.4 | 17.3 | 31.8 | 16.7 | 7.6 | 22.8 | 28.2 | 29.8 | 24.1 | 24.1 | 24.1 | 22.9 | 0
1678 | 27.2 | 13.5 | 25.9 | 24.2 | 22.5 | 22.5 | 24.9 | 24.2 | 26.4 | 18.7 | 21.6 | 28 | 18.8 | 25.4 | 25.3 | 17.1 | 19.7 | 23.1 | 19.7 | 19.8 | 22.1 | 25.4 | 15.9 | 24.4 | 22.6 | 29.1 | 25.9 | 17.6 | 17.1 | 20.1 | 25.9 | 26.3 | 31.2 | 25 | 21 | 25.4 | 26.5 | 19.9 | 25.8 | 22.1 | 27.8 | 22.2 | 22.6 | 25.3 | 24.3 | 26.3 | 24 | 22.3 | 17.2 | 30.5 | 16.7 | 7.3 | 22.2 | 27.8 | 28.6 | 23.9 | 23.4 | 23.9 | 22.5 | 0
1679 | 27 | 13 | 22.3 | 23.8 | 21.5 | 21.1 | 24.2 | 22.9 | 26.4 | 22.9 | 21.5 | 27.6 | 19.4 | 25 | 24.2 | 16.3 | 19.4 | 22.6 | 19.2 | 19.8 | 21.2 | 24.6 | 14 | 22.8 | 20.4 | 27.4 | 25.6 | 18 | 17.4 | 20 | 27.4 | 26.2 | 30 | 23.4 | 20.1 | 24.6 | 26.6 | 19.9 | 25.7 | 20 | 27.7 | 21.8 | 20.5 | 24.2 | 23.7 | 26 | 23.4 | 21.6 | 17.2 | 29.1 | 16.8 | 7.4 | 21.8 | 27.7 | 28.2 | 23.2 | 22.6 | 23.7 | 22 | 0
1680 | 26 | 13 | 21.7 | 22.8 | 20.5 | 20 | 23.1 | 21.9 | 26 | 22.2 | 21.7 | 26 | 20.9 | 24.5 | 27.4 | 15.3 | 19.5 | 22 | 18.4 | 20.1 | 20.4 | 23.8 | 13.1 | 22.2 | 21.4 | 27.9 | 25.3 | 18.8 | 17.8 | 20 | 24.6 | 25.7 | 29 | 22.4 | 19.9 | 24.5 | 26.2 | 19 | 25.1 | 18.5 | 27.9 | 21.5 | 18.2 | 23.2 | 22.8 | 25.5 | 23.6 | 20.3 | 17.3 | 28.5 | 17 | 7.8 | 21.3 | 26.8 | 27.4 | 22.4 | 21.9 | 23.5 | 21.9 | 0
1681 | 24.5 | 12.5 | 25.6 | 22.8 | 20 | 19.2 | 22.6 | 21.2 | 25.7 | 21.6 | 21.9 | 24.5 | 21.7 | 24.3 | 27.8 | 14.7 | 18.8 | 21.7 | 17.7 | 20.2 | 19.7 | 22.8 | 12.4 | 21.6 | 21.4 | 26.8 | 25.1 | 19.8 | 18.6 | 19.8 | 21 | 25.7 | 27.5 | 21.5 | 19.8 | 24.1 | 26.1 | 18.2 | 25 | 17.7 | 27 | 21.3 | 16.9 | 22.5 | 22.5 | 24.9 | 23.5 | 19.2 | 17.4 | 27.5 | 17.1 | 7.5 | 21 | 26.8 | 27.2 | 21.2 | 21.4 | 23.4 | 21.6 | 0
1682 | 23.1 | 12 | 24.5 | 22 | 19.9 | 19.2 | 22.1 | 20.5 | 25.7 | 20.7 | 21.3 | 22.6 | 22 | 24 | 24.7 | 14.3 | 18.2 | 21.3 | 17 | 19.6 | 19.1 | 22.2 | 12.4 | 21.4 | 20.9 | 24.4 | 24.8 | 20.4 | 18.8 | 19.2 | 15.8 | 25.7 | 26.3 | 21.4 | 19.3 | 23.4 | 25.4 | 17.8 | 24.8 | 16.7 | 26.8 | 20.8 | 15.6 | 21.7 | 21.9 | 24 | 24 | 18 | 17.4 | 26.6 | 17 | 6.8 | 20.6 | 26.6 | 27 | 20.2 | 21.1 | 23.3 | 21.4 | 0
1683 | 22.2 | 11.6 | 23.4 | 22.2 | 19.4 | 18.8 | 21.6 | 20.1 | 25.7 | 20.7 | 20.1 | 21.7 | 20.9 | 23.7 | 23.8 | 14.6 | 17.1 | 20.8 | 16.6 | 18.5 | 18.5 | 21.4 | 11.9 | 20.7 | 20 | 24.4 | 24.5 | 20.7 | 18.9 | 18.5 | 13.6 | 24.7 | 26 | 21.1 | 18.5 | 23.1 | 25.1 | 17.5 | 24.4 | 16.2 | 26.6 | 20.4 | 15.3 | 21 | 21.7 | 23.3 | 23.7 | 17.8 | 17.1 | 26.1 | 16.6 | 5.7 | 20.4 | 25.7 | 26.8 | 19.2 | 20.6 | 23.4 | 20.9 | 0
1684 | 20.7 | 11.5 | 24.6 | 21.4 | 17.6 | 18.9 | 21.4 | 19.8 | 25.7 | 21.3 | 18 | 20.7 | 19.7 | 23.6 | 23.2 | 13.7 | 16.8 | 20.5 | 16.4 | 17.2 | 17.6 | 20.8 | 11.9 | 20.3 | 20.2 | 24.2 | 23.7 | 20.6 | 18.3 | 17.7 | 12.4 | 24.7 | 25.5 | 21.1 | 17.9 | 22.9 | 24.3 | 17.7 | 24.1 | 15.9 | 26.4 | 20.1 | 14.5 | 20.6 | 21.1 | 22.8 | 23.8 | 17.9 | 16.8 | 25.4 | 16.2 | 5.5 | 19.9 | 25.3 | 26.5 | 18.9 | 20.3 | 22.6 | 20.8 | 0
1685 | 20.7 | 10.5 | 23.7 | 19 | 17.6 | 19 | 21.1 | 19.5 | 25.7 | 19.6 | 17.4 | 24.8 | 23 | 23.8 | 23.1 | 13.9 | 18.6 | 20 | 15.8 | 16 | 17.7 | 20.4 | 12.2 | 20.4 | 20.4 | 23.4 | 22.2 | 16.4 | 15.4 | 19 | 16 | 25.5 | 24.8 | 21 | 17.1 | 22.2 | 24.4 | 17.6 | 23.8 | 15.5 | 26.4 | 21 | 15 | 20.5 | 20.8 | 23.6 | 21.4 | 20 | 16.4 | 24.5 | 15.8 | 8.4 | 19.4 | 24.6 | 25.8 | 20 | 19.4 | 21.9 | 19.6 | 0
1686 | 20.2 | 10.5 | 21.5 | 19.3 | 18 | 18.8 | 20.8 | 20.3 | 25.4 | 17.8 | 16.5 | 24.1 | 19.5 | 23.7 | 22.5 | 13.1 | 19.9 | 19.6 | 16.7 | 17 | 17.4 | 20.6 | 13.8 | 21.1 | 19.6 | 22.8 | 20.7 | 16.4 | 15.4 | 18 | 16.6 | 25.6 | 24 | 21 | 16.5 | 20.6 | 24.4 | 17 | 23.7 | 15 | 26.4 | 21.8 | 15.4 | 20.5 | 20.3 | 24.1 | 22.2 | 21.3 | 16.4 | 24.1 | 16.7 | 10 | 19.5 | 23.8 | 25.6 | 21.2 | 18.9 | 21.7 | 20.3 | 0
1687 | 20 | 10 | 19.8 | 20.4 | 16.7 | 18.9 | 20.6 | 21.4 | 25.4 | 17.7 | 17.1 | 24.5 | 17.6 | 24 | 21.9 | 12.6 | 21.3 | 18.4 | 17.9 | 18.9 | 17.5 | 21.3 | 16.3 | 22.5 | 19 | 21.9 | 20.3 | 17.7 | 16.6 | 18.5 | 17.9 | 26 | 23.5 | 21.3 | 15.9 | 19.8 | 25.4 | 18.8 | 23.6 | 14.5 | 26.6 | 23.5 | 17.8 | 20.5 | 20.1 | 25.6 | 24 | 23 | 16.8 | 24.1 | 17.8 | 12.5 | 20.2 | 23.8 | 25.6 | 22.7 | 18.9 | 22.2 | 22 | 0
1688 | 20.3 | 12 | 21.4 | 21.4 | 19.1 | 21.1 | 21.3 | 22.6 | 25.7 | 19.7 | 18.5 | 25.6 | 17.8 | 24.9 | 21.8 | 14.3 | 23.2 | 19.4 | 19.6 | 21.6 | 17.6 | 22.8 | 19.4 | 24.6 | 16.9 | 21.8 | 20.7 | 19.2 | 18 | 18 | 19.8 | 26.2 | 25.4 | 22 | 17.4 | 19.6 | 27 | 21 | 24.6 | 15.2 | 26.2 | 25.4 | 20.4 | 20.3 | 21.2 | 27 | 25.8 | 25 | 18 | 24.5 | 19.4 | 14.8 | 21.4 | 24.6 | 26.9 | 24.8 | 20.6 | 22.2 | 24.2 | 0
1689 | 21.6 | 15.8 | 28.9 | 23.3 | 22 | 25.4 | 23.7 | 23.6 | 28.3 | 23.4 | 21.9 | 28.3 | 20.7 | 27.5 | 25.2 | 17.4 | 24.7 | 23.3 | 20.8 | 24.6 | 21.9 | 24.5 | 22.2 | 27.2 | 20.8 | 24.1 | 22 | 21.9 | 20.8 | 20.1 | 22 | 27.2 | 29 | 23.2 | 20.1 | 24.2 | 29.5 | 23.5 | 27.3 | 19.2 | 28.1 | 27.9 | 24.7 | 22 | 24.9 | 29.2 | 28.1 | 26.6 | 19.4 | 26.3 | 20.7 | 17.1 | 23.5 | 27.4 | 29.2 | 26.3 | 24.7 | 24.2 | 26.3 | 0
1690 | 23.2 | 20 | 31 | 24.9 | 24 | 29 | 25.8 | 24.4 | 30.6 | 25.7 | 25.2 | 31.3 | 24.3 | 29.4 | 27.6 | 20.7 | 26.4 | 27 | 21.9 | 27.5 | 25.7 | 26.4 | 24.4 | 30.1 | 24.3 | 29.2 | 24.3 | 24 | 23.5 | 21.5 | 24.1 | 29.2 | 32 | 24.6 | 22.3 | 28.6 | 31.6 | 26.7 | 28.8 | 23.3 | 29.5 | 30 | 28 | 24.4 | 26.5 | 31 | 29.8 | 28 | 20.9 | 28 | 22.2 | 17.9 | 26.1 | 30 | 31 | 27.9 | 27.7 | 25 | 27.8 | 0
1691 | 25 | 23.3 | 31.8 | 27 | 25.7 | 30.5 | 28.1 | 25.2 | 32.4 | 27.5 | 28.8 | 34.4 | 27.8 | 31.4 | 30 | 23.2 | 27.6 | 29.7 | 22.2 | 30 | 28.6 | 28.1 | 25.6 | 32.8 | 26.4 | 31.8 | 27.1 | 26 | 26.6 | 24.4 | 26 | 30.7 | 34.5 | 26.2 | 24.8 | 30.9 | 33.4 | 29.5 | 30.3 | 26.4 | 31.2 | 32 | 31.4 | 26 | 27.5 | 33 | 31.4 | 29 | 21.8 | 29.5 | 23.4 | 17.8 | 29 | 32 | 32 | 28.8 | 29.2 | 26.6 | 28.6 | 0
1692 | 27.3 | 24.4 | 33.5 | 28.4 | 27.6 | 32 | 29.6 | 26.2 | 33.3 | 29.5 | 30.5 | 36.2 | 29.5 | 32.4 | 31.7 | 24.7 | 29 | 30.8 | 22.5 | 31.9 | 30.7 | 30 | 26.1 | 35 | 27.7 | 33.3 | 29.9 | 26.6 | 28.4 | 25.4 | 27.4 | 31.7 | 35.9 | 27.6 | 26.8 | 32.5 | 33.9 | 31.5 | 31.4 | 28.3 | 32.2 | 33.2 | 32.7 | 29 | 28.9 | 34 | 32.1 | 30.1 | 22.2 | 32 | 24.8 | 16 | 31.4 | 31.9 | 33.1 | 29.6 | 31.3 | 27.3 | 28.8 | 0
1693 | 28 | 24.8 | 34.2 | 30 | 28.6 | 32 | 30.4 | 27.4 | 34.8 | 31.5 | 31.7 | 37 | 30 | 32.8 | 33.4 | 25.7 | 29.5 | 31.8 | 22.4 | 33.3 | 32.6 | 32 | 25.6 | 36.4 | 30 | 34.3 | 32.1 | 27.3 | 29.8 | 27.2 | 28.3 | 32.4 | 36.9 | 28.8 | 26.8 | 32 | 33.8 | 33.4 | 32.7 | 30.1 | 32.4 | 34 | 34.2 | 30.7 | 29.4 | 35 | 32.9 | 30.9 | 21.9 | 32.6 | 25.7 | 14.2 | 32.9 | 31.9 | 34.1 | 29.5 | 32.2 | 27.7 | 28.6 | 0
1694 | 28.8 | 25.5 | 35.1 | 31 | 29.8 | 32.2 | 30.5 | 28.4 | 35 | 31.7 | 31.5 | 36.4 | 29.6 | 33.6 | 34.7 | 26.4 | 29.4 | 32.1 | 22.4 | 34 | 33.5 | 32.8 | 24.8 | 37 | 31.6 | 34.7 | 34 | 27.2 | 29.8 | 27.2 | 28.6 | 33.5 | 37.4 | 29.6 | 27.4 | 32 | 32.8 | 34.3 | 32.7 | 30.3 | 32.5 | 34.2 | 34.3 | 31.8 | 29.4 | 35.2 | 33.2 | 31.6 | 21.6 | 34.2 | 26.4 | 12.4 | 33 | 32 | 35.1 | 29 | 32.3 | 27.7 | 28.4 | 0
1695 | 29.8 | 26.6 | 35.2 | 32.1 | 29.1 | 32.3 | 30.7 | 29 | 35.1 | 32 | 31.7 | 35.4 | 29.7 | 33.4 | 35.6 | 26.2 | 27.9 | 32.3 | 22 | 34.1 | 33.6 | 32.9 | 23.4 | 36.8 | 32.8 | 35.1 | 35.4 | 27.7 | 29.8 | 28.3 | 28.3 | 32.7 | 38 | 30 | 27.6 | 31.8 | 32.1 | 34.2 | 32.6 | 30.8 | 32.2 | 34.2 | 35.1 | 32.5 | 28.8 | 35.5 | 33.7 | 31.5 | 21.2 | 35.1 | 26.2 | 11.9 | 32.1 | 32.5 | 35.4 | 27.5 | 32.8 | 27.2 | 28.2 | 0
1696 | 30.1 | 26.3 | 35.5 | 32.2 | 29 | 31.4 | 31 | 29.1 | 34.8 | 31.7 | 31 | 33.8 | 30 | 32.6 | 34.4 | 25.7 | 26 | 32.3 | 21.7 | 33.5 | 32.2 | 33.3 | 22 | 35.9 | 32.7 | 35.1 | 36.5 | 27.5 | 28.7 | 27.2 | 27.4 | 39.2 | 38.5 | 30.1 | 27.8 | 31.6 | 31.1 | 34.1 | 31.8 | 30.9 | 31.2 | 33.3 | 34.4 | 33 | 28.9 | 34.7 | 33.6 | 30.7 | 21.3 | 35.3 | 25.6 | 11.6 | 30.2 | 31.9 | 35.6 | 26 | 32.3 | 27 | 27.9 | 0
1697 | 30.1 | 25 | 35.2 | 32 | 28.5 | 30.1 | 30.3 | 28.8 | 34.1 | 32 | 30.5 | 32.6 | 30.4 | 31.5 | 34.6 | 25.1 | 23.6 | 32.2 | 21 | 32 | 30.4 | 32.9 | 20.4 | 34.4 | 32.7 | 35 | 36.8 | 27.2 | 27.8 | 26.6 | 26 | 27.2 | 37.9 | 29.8 | 26.7 | 30.7 | 30.4 | 34.1 | 31.3 | 30.6 | 30.3 | 32 | 33.5 | 33 | 28.7 | 33.8 | 33.2 | 29 | 21.4 | 34.8 | 24.2 | 12 | 28.2 | 30.9 | 34.9 | 24.4 | 32.1 | 26.5 | 27.4 | 0
1698 | 30 | 24.2 | 34.5 | 30.6 | 26.7 | 28.7 | 29.1 | 28.1 | 30.6 | 31 | 28.6 | 31.1 | 29.4 | 29.4 | 33.4 | 22.8 | 21.9 | 30.7 | 20.5 | 29.8 | 29.2 | 32.3 | 19.1 | 32.5 | 31.9 | 34.2 | 36.4 | 25.4 | 26 | 23.7 | 24.3 | 25.7 | 37.4 | 29.1 | 25.5 | 29.9 | 29.3 | 32.3 | 29.7 | 29.8 | 29.4 | 29.9 | 30.5 | 31.4 | 27.4 | 31.9 | 31.9 | 27.1 | 21.5 | 34.3 | 22.8 | 11.6 | 26.3 | 30.1 | 33.1 | 23.7 | 30.9 | 26.5 | 26.5 | 0
1699 | 28.8 | 20.5 | 30.4 | 29.2 | 25.6 | 26 | 27.7 | 27.2 | 29.1 | 29.2 | 26.9 | 30.2 | 27.1 | 27.9 | 30.2 | 21.7 | 20.5 | 28.7 | 19.6 | 27.2 | 27 | 31 | 17.9 | 30.1 | 29.2 | 32.6 | 34.7 | 23.5 | 24.8 | 22.5 | 22.3 | 25.7 | 33.1 | 28.1 | 24.1 | 28.3 | 28.5 | 28.3 | 28.8 | 27.2 | 28.7 | 27.8 | 28 | 28.7 | 26.4 | 30.3 | 30.6 | 25 | 20.9 | 33.1 | 21.1 | 11.3 | 25 | 29.6 | 31.6 | 23.2 | 28.2 | 25.1 | 25.5 | 0
1700 | 27 | 17.3 | 31.2 | 27.6 | 24.7 | 24.4 | 27.4 | 26 | 28.4 | 24.3 | 24.4 | 29.2 | 23 | 27.2 | 28.1 | 20.6 | 20 | 27.7 | 19 | 24.6 | 25.3 | 29.3 | 17.2 | 27.6 | 27 | 31.2 | 32.9 | 21 | 23.4 | 21 | 20.6 | 25.7 | 30.9 | 26.8 | 23.7 | 27 | 27.4 | 26.7 | 27.9 | 24.6 | 28.5 | 25.6 | 25 | 27.3 | 25.9 | 28.6 | 29 | 23.4 | 19.8 | 32.1 | 19.6 | 10.2 | 24.2 | 29.5 | 30.7 | 23.4 | 26.2 | 24.8 | 24.6 | 0
1701 | 26.1 | 15.8 | 27.7 | 26.8 | 24 | 23.2 | 26.7 | 24.8 | 27.8 | 23.8 | 23 | 28.8 | 19 | 26.4 | 28.5 | 19.7 | 19.6 | 26.4 | 18.2 | 22.5 | 23.7 | 28.1 | 16.6 | 25.1 | 24.7 | 29.8 | 30.6 | 19.6 | 22.9 | 22.3 | 19.2 | 26.6 | 30.4 | 25.4 | 23.5 | 26.9 | 26.9 | 24.9 | 27.1 | 22.4 | 28.2 | 24.3 | 24.1 | 25.6 | 25.4 | 28 | 28.1 | 22.3 | 18.2 | 31.4 | 18 | 9.6 | 23.8 | 28.4 | 29.6 | 23.3 | 24.7 | 24.4 | 24.1 | 0
1702 | 25.6 | 16.8 | 26.4 | 25.7 | 24.2 | 22.4 | 25.8 | 23.7 | 27.4 | 22.3 | 21.4 | 28.1 | 16 | 25.8 | 27.8 | 17.9 | 19.8 | 26.4 | 17.9 | 21 | 22.7 | 27 | 16.3 | 23 | 23.3 | 29.2 | 29.1 | 18.3 | 21.8 | 22.8 | 18.3 | 26.2 | 29.6 | 24 | 22.8 | 25.4 | 26.4 | 23.6 | 26.8 | 21.2 | 28 | 23.2 | 23 | 24.8 | 24.9 | 27.4 | 27.2 | 21.9 | 16.8 | 30.3 | 17.1 | 8.9 | 23.4 | 27.9 | 28.6 | 23.4 | 23.9 | 24.4 | 23.9 | 0
1703 | 24.7 | 17.3 | 24 | 25 | 23.7 | 20.9 | 25.2 | 22.6 | 27.2 | 20.7 | 20.9 | 27.8 | 15.6 | 25.3 | 26.8 | 17.1 | 19.6 | 25.5 | 17.6 | 20 | 22.6 | 26.2 | 16 | 21.4 | 21.8 | 28.9 | 28.5 | 18.2 | 21.1 | 24 | 17.8 | 26.2 | 29.7 | 22.8 | 22 | 23.1 | 26.4 | 23.2 | 26.7 | 20.1 | 27.4 | 22.8 | 23 | 23.8 | 24.5 | 27.2 | 26.6 | 21.8 | 15.8 | 29.4 | 16.4 | 8.6 | 22.8 | 27.1 | 27.5 | 23 | 22.8 | 24.4 | 24 | 0
1704 | 23.6 | 13.9 | 22.3 | 23.4 | 23.1 | 20.1 | 25.1 | 21.7 | 26.7 | 20.7 | 19.9 | 27.1 | 17.4 | 24.9 | 25.7 | 15.2 | 19.7 | 24.3 | 17.7 | 19.3 | 22.8 | 25.3 | 15.7 | 20.5 | 22 | 27.2 | 27.9 | 17.7 | 19.4 | 22.4 | 17.6 | 25.7 | 30.1 | 21.9 | 20.8 | 21.9 | 26.1 | 24.5 | 26 | 19.1 | 26.8 | 22.2 | 21.4 | 22.8 | 23.9 | 26.2 | 25.4 | 21.8 | 15.8 | 28.5 | 16.4 | 7.9 | 21.9 | 26.1 | 26.2 | 22.8 | 22.3 | 22.5 | 23.9 | 0
1705 | 23.4 | 12.8 | 21.3 | 22 | 22.3 | 19.9 | 24.9 | 21.2 | 26.7 | 20.7 | 19.8 | 26.8 | 21.1 | 24.5 | 24.4 | 14.7 | 19.3 | 24 | 17.5 | 18.5 | 22.3 | 24.3 | 14.8 | 20.1 | 21.8 | 26.7 | 27.2 | 17.7 | 18.1 | 21.4 | 17.4 | 25.2 | 27 | 21.4 | 20.4 | 20.4 | 25.9 | 23.8 | 25.5 | 18.3 | 26.2 | 21.7 | 20 | 22.3 | 23.4 | 25.3 | 24.2 | 21.4 | 16.2 | 27.4 | 16.2 | 7.5 | 21 | 26.1 | 26.2 | 22 | 21.7 | 21.7 | 23.3 | 0
1706 | 22.7 | 10.8 | 20 | 20.2 | 21 | 19.9 | 24.3 | 20.7 | 26.4 | 18.9 | 19 | 26.2 | 24.4 | 24 | 23.7 | 14.8 | 19 | 23.3 | 17.2 | 17.6 | 21.8 | 23.5 | 13.8 | 20 | 21.5 | 23.8 | 26.3 | 17 | 16.4 | 19 | 17 | 25.1 | 27.5 | 21.2 | 20.2 | 19.9 | 25.4 | 23.3 | 25.3 | 17.6 | 25.8 | 21 | 17.4 | 21.8 | 22.5 | 24 | 22.6 | 20.8 | 16.8 | 26.5 | 16.2 | 6.8 | 20.2 | 26 | 25.9 | 21.4 | 21.2 | 21.3 | 22.2 | 0
1707 | 22.4 | 10.3 | 20 | 19.4 | 20.1 | 18.7 | 23.9 | 20.3 | 26.2 | 20.5 | 18.9 | 26 | 26.4 | 23.6 | 23.5 | 14.7 | 18.3 | 22.7 | 16.4 | 16.7 | 21.7 | 23.1 | 12.6 | 20 | 19.7 | 22.5 | 25.4 | 16.9 | 15.8 | 18.9 | 16.5 | 24.7 | 27.4 | 21.1 | 19.8 | 19.4 | 25.1 | 22.3 | 25.1 | 17.3 | 25.6 | 20.7 | 16.1 | 21.1 | 21.9 | 23.5 | 21.7 | 20 | 17 | 25.6 | 15.8 | 6.9 | 19.7 | 25.7 | 26 | 20.3 | 20.8 | 20.2 | 20.9 | 0
1708 | 22.1 | 10.2 | 21.6 | 18.7 | 20 | 18 | 23.5 | 20.2 | 25.9 | 20.5 | 17.9 | 25.3 | 25.6 | 23.1 | 22.6 | 14.6 | 18.3 | 21.6 | 16 | 16 | 21.1 | 22.8 | 12 | 20.1 | 19.3 | 22.5 | 24.4 | 16.3 | 15.1 | 18.2 | 16.1 | 24.5 | 26.4 | 21 | 19.8 | 18.9 | 24.5 | 22 | 24.7 | 16.8 | 25.4 | 20.5 | 14.6 | 20.8 | 21.4 | 23.1 | 21 | 19.7 | 16.8 | 25 | 15.8 | 7.1 | 19.4 | 24.9 | 25.6 | 20 | 20.4 | 19.9 | 19.8 | 0
1709 | 22 | 9.8 | 21.9 | 19 | 19.6 | 17.9 | 23.1 | 20.1 | 25.4 | 17.1 | 16.6 | 24.2 | 22 | 23.2 | 21.9 | 14.4 | 17.2 | 21.5 | 16.8 | 16.6 | 20.7 | 21.8 | 14.4 | 18.4 | 18.1 | 21.8 | 23.6 | 15.4 | 16.5 | 12.2 | 16 | 24.2 | 25.9 | 18.8 | 19.4 | 18.9 | 24.4 | 21.2 | 24.5 | 16.3 | 25.2 | 20.6 | 16 | 20.4 | 20.9 | 23.6 | 25 | 18.8 | 11.8 | 24.2 | 11.8 | 7 | 20 | 24.2 | 25.5 | 20 | 20.2 | 19.5 | 22 | 0
1710 | 21.1 | 9.3 | 20 | 19.3 | 18.7 | 17.8 | 22.7 | 20.5 | 24.9 | 16.7 | 15.5 | 24 | 19.8 | 23 | 21.3 | 13.9 | 17.4 | 21.4 | 17.6 | 18.5 | 20.5 | 21.2 | 15.4 | 19.2 | 16.7 | 21.1 | 22.6 | 15.8 | 18 | 13.3 | 17 | 24.2 | 25.9 | 19.3 | 19.3 | 18.5 | 24.5 | 21.2 | 24.3 | 16.1 | 25 | 20.9 | 16.2 | 19.9 | 20.5 | 23.6 | 25.1 | 20 | 13.3 | 23.6 | 13.8 | 9.1 | 19.6 | 23 | 25 | 20.7 | 20.1 | 18.9 | 23 | 0
1711 | 20.5 | 8.4 | 19.3 | 21.1 | 19.3 | 18.1 | 22.3 | 21.4 | 25.1 | 15 | 16.3 | 24.1 | 18.9 | 22.7 | 20.9 | 13.5 | 17.7 | 21 | 18.6 | 21.8 | 20.6 | 20.8 | 16.6 | 20.9 | 16.9 | 21 | 21.7 | 17.8 | 20.4 | 14.6 | 18.3 | 24.8 | 25.9 | 20 | 19.1 | 18.5 | 25.5 | 21.3 | 24.3 | 16.9 | 24.7 | 22.7 | 17.8 | 19.9 | 20.4 | 24.5 | 25.8 | 20.5 | 15.3 | 23.5 | 14.9 | 12 | 20.4 | 23 | 25 | 21.9 | 20.1 | 18.9 | 24.2 | 0
1712 | 20.6 | 11.8 | 23.5 | 23.4 | 21.1 | 20.3 | 23.1 | 22.8 | 26.7 | 16 | 17.6 | 25.2 | 19 | 24.5 | 21.6 | 13.7 | 18.8 | 21.3 | 19.8 | 25 | 20.6 | 22.5 | 18.4 | 23.8 | 17.4 | 22 | 21.7 | 20 | 23.2 | 17.2 | 20.2 | 26.7 | 26.7 | 21 | 19.8 | 19 | 26.8 | 23.9 | 25.4 | 16.8 | 25 | 24.8 | 20.8 | 19.9 | 20.9 | 26.4 | 27.2 | 22.8 | 18 | 23.6 | 18.4 | 15 | 22 | 23.5 | 26.3 | 23.8 | 22.7 | 19 | 26.2 | 0
1713 | 23 | 17.5 | 29 | 26.3 | 23.2 | 24.6 | 24.6 | 24.6 | 29.2 | 25 | 21.3 | 26.7 | 20.5 | 27.4 | 24.2 | 17.6 | 19.6 | 23.3 | 20.8 | 28.2 | 21.1 | 27 | 20.1 | 26.7 | 24.2 | 23.5 | 22.4 | 23.5 | 26 | 18.2 | 21.9 | 29.6 | 29.2 | 22 | 21.3 | 25.4 | 28.7 | 27.5 | 28.1 | 21.3 | 26.3 | 27.8 | 24.7 | 21.4 | 24.6 | 28.7 | 28.6 | 24.1 | 20 | 25.1 | 19.7 | 17 | 25.1 | 27.6 | 28 | 25.6 | 24.2 | 22 | 27.7 | 0
1714 | 26 | 21 | 31 | 28.6 | 25.3 | 28.4 | 27 | 26.3 | 31.3 | 26.8 | 24.6 | 28.6 | 22.1 | 29.5 | 26.4 | 20.7 | 20.7 | 26.3 | 21.7 | 30.1 | 23 | 28.9 | 22 | 29.6 | 25.6 | 25.4 | 24.8 | 26.3 | 28.3 | 20.1 | 23.8 | 31 | 30.9 | 23.5 | 23.3 | 29.5 | 30.5 | 31.2 | 31.2 | 24.5 | 28.2 | 29.9 | 28.8 | 23.7 | 27.6 | 31 | 30 | 27 | 22.2 | 26.8 | 23 | 17.8 | 28.4 | 30.6 | 29.5 | 27.3 | 27.6 | 24 | 29.5 | 0
1715 | 27 | 22.5 | 31.8 | 30.4 | 29 | 30.3 | 29.3 | 27.6 | 32.7 | 29.1 | 28.4 | 30.4 | 24 | 31.1 | 29.1 | 22.2 | 21.2 | 29.1 | 22.4 | 31.6 | 26.1 | 31.5 | 23.6 | 31.6 | 27.8 | 27.8 | 27.4 | 29 | 30 | 21.2 | 25.2 | 32 | 33.2 | 25 | 26.2 | 32.9 | 32 | 32.8 | 32.8 | 26.8 | 29.7 | 31.6 | 32.2 | 26.4 | 28.6 | 32.8 | 31 | 29 | 23.4 | 29.1 | 24.4 | 17.4 | 32 | 32.4 | 31.5 | 28.2 | 29.9 | 24.8 | 30.6 | 0
1716 | 28.8 | 24 | 33.5 | 31.2 | 30.2 | 31.1 | 30.6 | 28.3 | 33.7 | 31.2 | 30.1 | 32 | 25.2 | 32 | 31.8 | 23.6 | 21.9 | 31.3 | 23 | 32.3 | 29.1 | 32.4 | 25.1 | 33.2 | 29.6 | 30.2 | 29.9 | 30 | 30.9 | 24.3 | 26.7 | 33 | 35.4 | 26.8 | 27.9 | 34 | 32.7 | 33.9 | 34.4 | 28 | 31.1 | 31.8 | 34.6 | 27.9 | 29.3 | 34.1 | 32.1 | 32 | 24.9 | 30.4 | 27.7 | 16.8 | 34.3 | 32.1 | 32 | 28.5 | 31.8 | 26.4 | 31.8 | 0
1717 | 29.7 | 25.6 | 34.2 | 32.1 | 31.3 | 31.2 | 31.1 | 28.5 | 35 | 32 | 31.7 | 32.8 | 26.7 | 31.6 | 33.8 | 24.1 | 21.8 | 32.3 | 23.5 | 33.2 | 31.3 | 33.6 | 25.7 | 33.7 | 31.1 | 31.8 | 30.7 | 30.9 | 31.4 | 26.6 | 27.5 | 33 | 36.9 | 28.3 | 28.4 | 33.9 | 32.9 | 35 | 35.1 | 24.6 | 31.3 | 32 | 35.7 | 30.6 | 29.4 | 34.8 | 33.1 | 32.4 | 25.5 | 32 | 27.6 | 16.4 | 35.7 | 32.6 | 33.1 | 28.1 | 32.7 | 26.5 | 32 | 0
1718 | 30 | 26.5 | 35.1 | 32.6 | 31.7 | 31.2 | 31.7 | 28.8 | 34.4 | 32.1 | 31.6 | 33 | 28 | 31.8 | 35 | 25.1 | 21.6 | 32.4 | 24 | 34 | 33.1 | 33.9 | 25.6 | 34 | 32.1 | 32.5 | 31.2 | 30.6 | 31.4 | 29.8 | 27.8 | 34.5 | 37.8 | 29.4 | 29.3 | 33.5 | 32.4 | 35.1 | 35.8 | 30.6 | 31.8 | 31.7 | 36 | 31.4 | 29.4 | 35.2 | 34.2 | 31.8 | 26.2 | 32.6 | 27.2 | 16.6 | 35.6 | 32.6 | 34 | 27.2 | 33.7 | 26.4 | 32 | 0
1719 | 30.4 | 26.5 | 35.2 | 33.5 | 32 | 30.8 | 32 | 29.2 | 34.7 | 33.4 | 32.2 | 32.3 | 29.7 | 31.6 | 35.6 | 25.6 | 20.6 | 32.4 | 24.2 | 34.8 | 33.6 | 34.5 | 24.3 | 33.4 | 32.7 | 33.5 | 31.4 | 30.8 | 31.1 | 30.6 | 27 | 34 | 38.5 | 29.6 | 29.8 | 32.6 | 31.8 | 35.9 | 35.9 | 31 | 31.3 | 32.2 | 35.6 | 32.3 | 29.6 | 35.1 | 34.9 | 27.8 | 25.8 | 33.5 | 22.3 | 16.7 | 34.9 | 32.4 | 34.4 | 26 | 33.7 | 26.9 | 30.8 | 0
1720 | 30.6 | 26 | 35.5 | 33.8 | 32 | 30.3 | 31.4 | 29.5 | 33.2 | 32.7 | 31.6 | 31.4 | 30.2 | 31.5 | 35.3 | 24.7 | 19.8 | 32.4 | 23.9 | 34.4 | 32.1 | 34.6 | 22.8 | 32.7 | 32.6 | 33.8 | 32.8 | 30 | 30.2 | 31.3 | 25.7 | 33.5 | 39 | 29.3 | 29.5 | 32.3 | 30.9 | 35.7 | 34.8 | 30.8 | 30.8 | 32 | 35.1 | 32.9 | 29.4 | 34.7 | 35 | 24.1 | 25.4 | 33.6 | 18.4 | 16.5 | 33.3 | 32 | 34.4 | 25 | 33.3 | 27 | 29.6 | 0
1721 | 30.5 | 25 | 35.2 | 33.6 | 30.9 | 29.8 | 30.6 | 29.3 | 31.6 | 32 | 31.1 | 30 | 29.6 | 30.1 | 35.1 | 23.6 | 18.8 | 31.9 | 23.2 | 32.8 | 30.3 | 34.3 | 20.8 | 31.4 | 32.3 | 33.5 | 33.8 | 29.4 | 29 | 30 | 23.8 | 32.5 | 38.8 | 28.5 | 28.4 | 32 | 30 | 35.4 | 32.6 | 27.1 | 29.9 | 31.8 | 34.3 | 33 | 28.8 | 33.6 | 34 | 20 | 24.2 | 33.3 | 13.4 | 15.2 | 31.6 | 31.2 | 34 | 24.2 | 33.2 | 26.9 | 28 | 0
1722 | 29.9 | 23.5 | 34.5 | 32.1 | 29.8 | 28.3 | 29.6 | 28.4 | 29.3 | 30.9 | 28.8 | 28.8 | 26.7 | 28.6 | 33.6 | 22.2 | 18.5 | 30.3 | 22.1 | 29.6 | 29 | 33.6 | 19.3 | 30.1 | 31 | 33.2 | 34.4 | 27.6 | 27.3 | 29.5 | 22.2 | 31 | 37.5 | 27.7 | 27 | 30.5 | 28.8 | 33.7 | 30.6 | 26.6 | 28.8 | 30 | 33.2 | 33.1 | 28.1 | 32 | 32 | 19 | 23.2 | 32.5 | 12.5 | 13 | 29.5 | 30.6 | 33.3 | 23.8 | 31.9 | 26 | 27.3 | 0
1723 | 28.8 | 19.5 | 30.8 | 30.2 | 28.6 | 26.2 | 28.2 | 26.9 | 28.2 | 28.8 | 26.9 | 27.5 | 23 | 27.3 | 32.3 | 20.9 | 18.1 | 29 | 20.8 | 26.2 | 27 | 31.6 | 17.9 | 28.2 | 28.1 | 31.9 | 32.9 | 26.2 | 25.8 | 27.7 | 20.5 | 29.8 | 35.5 | 26.9 | 24.9 | 29 | 27.8 | 30.9 | 29.3 | 25.1 | 28.4 | 28.3 | 31.5 | 32.2 | 27.1 | 29.6 | 29 | 18.4 | 21.5 | 31.2 | 11.1 | 10.3 | 27.8 | 29.6 | 31.6 | 23.5 | 29.2 | 25.2 | 26.5 | 0
1724 | 26 | 17.1 | 28.5 | 28 | 27.2 | 24.5 | 26.2 | 25.4 | 27.7 | 26.3 | 24.3 | 26.4 | 18.8 | 26.6 | 31.3 | 19.2 | 18 | 27.9 | 19.6 | 23 | 25.7 | 30.9 | 17 | 26.4 | 26.4 | 30.3 | 31.2 | 24.4 | 24.4 | 27 | 19.4 | 28.8 | 32.6 | 26.4 | 24.5 | 27.5 | 26.8 | 29.1 | 28.6 | 24.1 | 27.9 | 26 | 29.4 | 30.3 | 27 | 27.2 | 26 | 19.8 | 20 | 29.3 | 12.2 | 8 | 26.2 | 29.6 | 30.5 | 23.4 | 27.1 | 24.9 | 26.4 | 0
1725 | 25.5 | 15.5 | 26.5 | 26.7 | 26.1 | 22.8 | 25.1 | 24.2 | 27.2 | 21.4 | 23.3 | 25.3 | 16.4 | 26.1 | 30.3 | 18.5 | 17.4 | 26.2 | 18.7 | 21.5 | 24.5 | 29.3 | 16 | 24.4 | 25.6 | 28.8 | 28.7 | 23.8 | 23.6 | 25 | 18.4 | 23 | 31.3 | 25.7 | 24.1 | 27 | 26.4 | 28.6 | 28 | 22.4 | 27.6 | 25.1 | 26.9 | 27.4 | 26.6 | 25 | 23.4 | 19.7 | 17.9 | 28.6 | 10.7 | 6.6 | 25.4 | 28.6 | 29.5 | 23.1 | 26 | 24.6 | 25.9 | 0
1726 | 23.8 | 14 | 25.2 | 25.8 | 25.3 | 21.6 | 25.6 | 23.5 | 27 | 19 | 22 | 24.7 | 15.7 | 25.5 | 29.2 | 17.9 | 17.4 | 25.8 | 18.1 | 20.9 | 23.1 | 27.8 | 15.4 | 23.1 | 24.2 | 27.3 | 27.5 | 22.9 | 23 | 24.3 | 18 | 23 | 31 | 25 | 23.2 | 25.9 | 26.1 | 27 | 27.6 | 20.9 | 27.1 | 24.3 | 24.5 | 26.8 | 26.2 | 23.7 | 22.2 | 20.3 | 16.5 | 28.2 | 10.9 | 6.6 | 24.5 | 28.6 | 28.4 | 22.8 | 24.2 | 23.9 | 25.7 | 0
1727 | 20.7 | 13.4 | 25.3 | 25.6 | 25.3 | 19.8 | 25.2 | 22.8 | 26.6 | 18.9 | 21.9 | 24.4 | 17.6 | 25.1 | 27.9 | 17.1 | 17.2 | 25.3 | 17.8 | 21.2 | 22 | 28.1 | 14.8 | 22.2 | 24 | 26.5 | 27.6 | 22.4 | 22.4 | 22.8 | 17.6 | 23 | 30.5 | 24 | 22.7 | 24.1 | 26.2 | 26.2 | 27.1 | 20.1 | 26.7 | 24.6 | 22.6 | 25.4 | 25.6 | 23.4 | 22.2 | 19.4 | 15 | 27.4 | 9.6 | 7.4 | 24 | 28.3 | 27.4 | 22.4 | 23.7 | 23.5 | 25.2 | 0
1728 | 19.4 | 13 | 23.2 | 25 | 24.8 | 19.4 | 25.1 | 22.3 | 26.2 | 19.1 | 20.7 | 24.8 | 20.3 | 24.6 | 26.6 | 16.6 | 17.8 | 24.5 | 17.6 | 20.9 | 21.1 | 27.3 | 14.7 | 22.1 | 22.6 | 25.3 | 27.7 | 20.8 | 21.3 | 22.7 | 17.6 | 22 | 29.9 | 22.9 | 21.4 | 22.5 | 26 | 26.2 | 26.3 | 19.9 | 25.9 | 24.1 | 21.3 | 24.4 | 25.1 | 24 | 23.4 | 20.1 | 14.5 | 26.5 | 11.5 | 8.4 | 23.1 | 27.6 | 26.4 | 22.1 | 23.2 | 21.6 | 25.1 | 0
1729 | 21 | 11.6 | 26 | 24.2 | 23.6 | 18.3 | 24.4 | 22.1 | 25.7 | 18.5 | 20.2 | 25.2 | 23.4 | 24.5 | 25.8 | 16.1 | 18.1 | 24.3 | 17.3 | 20 | 20.8 | 25.9 | 14.4 | 21.8 | 21.6 | 24.5 | 27.4 | 19.3 | 19.9 | 20.9 | 17.3 | 22 | 29.3 | 21.5 | 20.5 | 21.5 | 25.9 | 24.9 | 26.1 | 19.1 | 25.8 | 23.7 | 20.3 | 23.9 | 24.6 | 24.7 | 24.8 | 19.7 | 13.6 | 25.5 | 11.9 | 8.7 | 22.5 | 27.6 | 25.6 | 21.7 | 22.7 | 20.9 | 24.5 | 0
1730 | 21.5 | 11 | 25.3 | 22.6 | 22.8 | 17.8 | 23.6 | 21.9 | 25.5 | 16.3 | 18.7 | 25.6 | 25 | 24.5 | 25.6 | 15.8 | 18.6 | 23.3 | 17 | 18.2 | 20.5 | 24.8 | 14.4 | 21.4 | 21.2 | 24.3 | 26.6 | 17.2 | 18.1 | 19.4 | 17 | 22 | 28.5 | 20.4 | 19.5 | 21 | 25.4 | 25.3 | 25.7 | 18.4 | 25.3 | 22.4 | 19.4 | 23.1 | 24.1 | 25.2 | 25.8 | 20.4 | 13.2 | 24.9 | 14 | 8.2 | 21.6 | 27.2 | 25 | 21.2 | 21.9 | 20.3 | 24 | 0
1731 | 20.5 | 10.5 | 23.7 | 21.1 | 23.2 | 17.5 | 23.1 | 21.7 | 25.2 | 16.1 | 18.3 | 25.4 | 25.4 | 24.2 | 25.3 | 15.3 | 18.2 | 22.8 | 16.6 | 16.7 | 20.1 | 24 | 14.1 | 20.2 | 20.8 | 24.3 | 25.9 | 16.1 | 16.7 | 16 | 16.3 | 22 | 28.3 | 19.4 | 19.1 | 20.5 | 25 | 25.2 | 25.4 | 17.5 | 25.1 | 21.6 | 18.2 | 22.4 | 23.6 | 24.9 | 25.9 | 19.5 | 12.1 | 24.5 | 12.9 | 7.1 | 21.1 | 26.1 | 24 | 20.5 | 21.7 | 19.9 | 22.9 | 0
1732 | 19.6 | 9.5 | 21.8 | 19.5 | 21.3 | 17 | 22.6 | 21.5 | 24.9 | 15.2 | 17 | 24.9 | 23.9 | 24 | 24.8 | 15.1 | 17.9 | 21.4 | 16.5 | 15.8 | 20.6 | 23.8 | 14.2 | 19.1 | 20.2 | 24.3 | 25.3 | 15.1 | 16 | 14 | 16 | 22.3 | 27.8 | 18.9 | 18.8 | 19.5 | 24.5 | 24.3 | 25.1 | 16.8 | 24.9 | 20.5 | 16.9 | 21.6 | 23.5 | 24.3 | 25.5 | 19.6 | 11.8 | 23.6 | 13.2 | 6.5 | 20.3 | 26 | 24 | 20.1 | 21.2 | 19.5 | 22.4 | 0
1733 | 18.3 | 8 | 22 | 20 | 21.4 | 16.5 | 22.1 | 21.3 | 24.6 | 15.2 | 17.7 | 21.4 | 25 | 23.6 | 24.5 | 15.3 | 16.8 | 20.8 | 17.2 | 19 | 20.7 | 23.8 | 11.6 | 18 | 20 | 23.3 | 24.8 | 16.4 | 17.6 | 13.2 | 15.4 | 22.5 | 27 | 20 | 18.5 | 20.3 | 24.4 | 24.5 | 24.6 | 15.8 | 24.4 | 20.2 | 18.2 | 20.9 | 23.1 | 19 | 21.2 | 18.6 | 11 | 22.7 | 7.8 | 2.2 | 19.2 | 25.7 | 24 | 19 | 21.1 | 19.4 | 23 | 0
1734 | 16.5 | 7.5 | 23.2 | 20.6 | 21.3 | 16.1 | 21.9 | 20.5 | 24.6 | 14.8 | 17 | 21.1 | 21.2 | 23.5 | 24 | 15 | 17.9 | 20.1 | 17.4 | 18.5 | 21 | 23.9 | 13.8 | 18.3 | 19.6 | 22.1 | 24.3 | 15.8 | 17.3 | 12.7 | 16 | 22.4 | 26.3 | 20 | 18.3 | 19.5 | 24.4 | 23.8 | 24.6 | 15.1 | 24.1 | 20.7 | 18.3 | 20 | 22.6 | 21.3 | 21.7 | 19.8 | 13.2 | 22.4 | 8.8 | 5.6 | 18.4 | 25.5 | 24 | 20.2 | 20.6 | 19.2 | 23.3 | 0
1735 | 17 | 6.6 | 21.2 | 22.5 | 21 | 15.7 | 21.6 | 20.3 | 24.7 | 14.3 | 17.8 | 21.9 | 19.6 | 23.4 | 23.7 | 14.7 | 18.7 | 20.1 | 17.9 | 18.9 | 20.9 | 23.6 | 15.9 | 19.9 | 18.7 | 20.8 | 23.4 | 16.6 | 18.4 | 14.5 | 17.3 | 22.7 | 25.5 | 20 | 17.9 | 19.1 | 25.4 | 23.5 | 24.6 | 14.6 | 23.5 | 22.3 | 19.6 | 19.4 | 22.1 | 24.3 | 23.3 | 21.1 | 15.7 | 22.4 | 11.2 | 9.7 | 20 | 25.2 | 23.8 | 21.5 | 20.7 | 18.5 | 24.3 | 0
1736 | 20.8 | 10.3 | 24 | 24.4 | 21.7 | 18.8 | 22.1 | 20.9 | 26.2 | 16.7 | 19 | 23.4 | 19 | 25 | 24.8 | 15.1 | 20.2 | 20.4 | 18.6 | 19 | 21 | 24.9 | 19 | 22.6 | 19.6 | 20.5 | 22.8 | 19.2 | 20.5 | 17.4 | 19.4 | 25 | 26.5 | 20.8 | 13.9 | 20.3 | 27 | 25.8 | 25.8 | 15.3 | 23.8 | 24.4 | 22 | 19 | 23.1 | 27.4 | 25.4 | 23 | 18.8 | 23.3 | 13.4 | 13.8 | 22 | 25.2 | 25 | 23.8 | 22.3 | 18.9 | 25.8 | 0
1737 | 24.6 | 14.7 | 28.8 | 27.3 | 24.4 | 23.9 | 24.5 | 22.1 | 28.9 | 23.8 | 22.2 | 26.1 | 22 | 27.1 | 25.5 | 17.5 | 20.8 | 24.4 | 19.9 | 20.8 | 22.6 | 28.3 | 20.8 | 25.4 | 22.2 | 23.3 | 22.7 | 22.5 | 23.9 | 21.6 | 21.8 | 27.1 | 29.3 | 21.6 | 18.3 | 24.7 | 29.5 | 27.6 | 28.3 | 17.4 | 26.2 | 27.1 | 25.6 | 22 | 25.6 | 30 | 28.3 | 24.6 | 21 | 26 | 16.7 | 16.2 | 26.6 | 26.7 | 27.6 | 25.3 | 25.8 | 21.3 | 27.5 | 0
1738 | 25.9 | 18.5 | 30.6 | 29.4 | 27.7 | 26.6 | 26.6 | 23.5 | 31.2 | 27.6 | 25.3 | 28.9 | 24.7 | 29.3 | 27.3 | 20.5 | 21.7 | 26.7 | 21.3 | 22.4 | 24.2 | 30 | 22.9 | 27.9 | 23.2 | 26.9 | 23.8 | 26.3 | 27.3 | 25.2 | 24.3 | 28.3 | 30.3 | 22.9 | 21 | 29.5 | 31.7 | 29.2 | 30.2 | 21.6 | 29.2 | 29.7 | 29.3 | 25.8 | 27.4 | 32 | 30.8 | 26.5 | 23.2 | 30 | 19.1 | 17.4 | 30.4 | 28.8 | 29.4 | 27.1 | 29 | 24.4 | 29.1 | 0
1739 | 27.9 | 21.7 | 33.1 | 31.6 | 29.7 | 29.4 | 28.4 | 24.6 | 33.6 | 30.2 | 29.2 | 31.6 | 28.4 | 31.1 | 29.7 | 22.1 | 21.8 | 28.9 | 23 | 25.2 | 24.6 | 31.8 | 23.8 | 29.6 | 25.7 | 28.7 | 25.5 | 29.2 | 30.4 | 28.4 | 26.4 | 27.8 | 33.3 | 24.2 | 24 | 32.7 | 33.4 | 30.6 | 32.9 | 23.6 | 31.9 | 32.2 | 32.8 | 29.6 | 28.6 | 33.4 | 33.2 | 28.2 | 24.6 | 32.4 | 21.8 | 17.4 | 34.5 | 30.1 | 31 | 28 | 31.2 | 27.7 | 30.2 | 0
1740 | 29.9 | 24.2 | 34.6 | 32.4 | 31.3 | 30 | 29.9 | 25 | 35.2 | 32.9 | 31.6 | 33.2 | 29.5 | 32.6 | 31.5 | 23.1 | 22.2 | 30.4 | 24.3 | 27 | 27.4 | 33.7 | 25.4 | 30.8 | 26.3 | 29.8 | 27.8 | 31.2 | 32 | 30.1 | 28 | 30.3 | 35.8 | 25.8 | 25.1 | 33 | 33.8 | 32.8 | 35.1 | 25.6 | 30.9 | 34 | 35 | 30.8 | 29.4 | 34.5 | 34.6 | 30 | 26.3 | 33.8 | 23 | 17.6 | 36 | 30.4 | 33.5 | 29.3 | 32.6 | 29.3 | 30.8 | 0
1741 | 30.6 | 25.9 | 35.6 | 33.5 | 32 | 31.9 | 30.5 | 24.6 | 35.2 | 35.3 | 34 | 34 | 31 | 32.8 | 33.6 | 23.9 | 21.6 | 31.4 | 25.4 | 29.3 | 29.2 | 34.8 | 25.8 | 31.6 | 27.7 | 30.8 | 30.4 | 31.6 | 32.6 | 31.6 | 28.6 | 31.3 | 37.3 | 26.8 | 25.2 | 32.7 | 33.5 | 32.8 | 37 | 26.9 | 31.7 | 35.2 | 36.3 | 31.7 | 29.8 | 35.4 | 35.7 | 31.1 | 27.1 | 34.5 | 24.4 | 17.8 | 37.5 | 30.3 | 35 | 29.5 | 33.4 | 28.4 | 30.7 | 0
1742 | 30.9 | 25.3 | 35.7 | 33.8 | 32.5 | 33.6 | 30.2 | 23.7 | 30.7 | 35.4 | 34.8 | 33.6 | 31 | 33.1 | 34.3 | 24.5 | 21 | 31.9 | 25.8 | 30.2 | 29.6 | 36 | 26.2 | 32.4 | 28.2 | 31.4 | 33 | 31.2 | 32 | 32.4 | 28.4 | 31.6 | 38.3 | 27.6 | 25.5 | 33.1 | 32.4 | 33.7 | 37.2 | 28.5 | 31.7 | 35.6 | 36.4 | 32.1 | 30.1 | 36 | 36 | 31.6 | 27.8 | 35.1 | 24.6 | 18.4 | 37.4 | 31.5 | 35.3 | 29.6 | 33.8 | 27.5 | 30.4 | 0
1743 | 31.6 | 26.7 | 36.3 | 34.7 | 32 | 32.9 | 31 | 22.6 | 34.8 | 35.9 | 35.8 | 33 | 32.7 | 32.1 | 35.4 | 24 | 19.2 | 32.1 | 25.9 | 31.3 | 27.8 | 36.5 | 24.8 | 33 | 28.6 | 32.3 | 35.2 | 29.8 | 31.3 | 33.5 | 27.2 | 32.3 | 38.8 | 27.6 | 26.2 | 33.2 | 31.6 | 34.1 | 36.3 | 28.6 | 31.1 | 35.3 | 36.2 | 32.9 | 30 | 36 | 36.2 | 30.7 | 27.2 | 35.6 | 25.2 | 18.1 | 38.4 | 31.5 | 35.6 | 28.2 | 33.8 | 27.3 | 29.8 | 0
1744 | 31.4 | 26.7 | 36.2 | 34.4 | 31.4 | 32 | 31.4 | 21.5 | 33.2 | 35.5 | 35.1 | 31.7 | 32.7 | 31.1 | 36.2 | 23.3 | 18 | 32.1 | 25.3 | 30.6 | 26.5 | 36.5 | 23.7 | 33.1 | 29.2 | 32.3 | 36.5 | 28.4 | 30.1 | 33.5 | 25.6 | 32.3 | 38.8 | 27.5 | 25.9 | 33.3 | 30.8 | 33.9 | 34.9 | 28.4 | 31.7 | 34 | 35.5 | 32.9 | 29.2 | 35.3 | 35.3 | 29.1 | 26.5 | 35.1 | 24.2 | 17.2 | 37.7 | 31.5 | 35.6 | 26.9 | 33.9 | 27.7 | 29.3 | 0
1745 | 31 | 26.2 | 35.7 | 34 | 30.9 | 30.4 | 30.6 | 20.6 | 31.7 | 34.8 | 34 | 30.6 | 32.6 | 30.1 | 35.8 | 22.9 | 16.6 | 31.9 | 24.4 | 29.6 | 26.1 | 35.3 | 21.6 | 32.2 | 29 | 32.3 | 36.9 | 27 | 29 | 32.8 | 23.6 | 31.3 | 38.8 | 27 | 25 | 32.9 | 30.4 | 33.4 | 33.3 | 28.2 | 31.1 | 32.2 | 34.8 | 32.5 | 29 | 34 | 33.6 | 26.6 | 25 | 35 | 23 | 14.8 | 37 | 31 | 35.1 | 25 | 33 | 27.6 | 28.6 | 0
1746 | 30 | 24.7 | 34.4 | 32 | 29.4 | 29 | 30.1 | 19.8 | 29.7 | 33.8 | 31.1 | 29 | 29 | 28.6 | 35.1 | 21.9 | 16.6 | 30 | 22.9 | 26.9 | 25.7 | 35 | 20.6 | 30.4 | 28 | 31.7 | 36.4 | 26.1 | 27.4 | 30.1 | 21.7 | 30.3 | 37.8 | 26.7 | 23.7 | 31.6 | 29.8 | 33.6 | 30.5 | 27.5 | 29.7 | 29.9 | 33.4 | 32.7 | 28.1 | 32.4 | 30.6 | 24.4 | 24.1 | 33.5 | 20.2 | 12.2 | 33.7 | 30.1 | 33.7 | 24.2 | 31.1 | 26.2 | 27.9 | 0
1747 | 28.1 | 20.9 | 31.1 | 30.4 | 28 | 25.9 | 28.3 | 18.8 | 28.7 | 32 | 28.5 | 27.8 | 25 | 27.7 | 32.6 | 20.6 | 16.7 | 27.7 | 21.7 | 25 | 24.1 | 33.6 | 18.9 | 27.7 | 26.9 | 30.9 | 34.5 | 25.1 | 25.8 | 27.1 | 19.8 | 28.8 | 34 | 26 | 21.6 | 30 | 29.3 | 30.7 | 29.5 | 25.2 | 28.7 | 27.8 | 31.7 | 31.2 | 27.1 | 31 | 27.3 | 22.3 | 22.9 | 32 | 18 | 9.2 | 30.8 | 29.6 | 31.9 | 23.2 | 28.6 | 25.3 | 27.2 | 0
1748 | 26.4 | 17.7 | 29.6 | 28.4 | 26.4 | 24.2 | 27 | 17.8 | 27.7 | 29 | 25.5 | 26.4 | 19.6 | 27.4 | 29.3 | 19.5 | 17.4 | 26.9 | 20.4 | 23 | 23 | 32.4 | 18 | 25 | 25.9 | 29.2 | 32.4 | 24.4 | 24 | 23.6 | 18.4 | 28.3 | 32.5 | 25.4 | 20.5 | 29.7 | 28.4 | 28.3 | 28.7 | 24.2 | 28.4 | 26.2 | 29.4 | 29.2 | 26.6 | 30 | 24 | 21 | 22.2 | 31 | 15.6 | 7.4 | 27 | 29.3 | 30.6 | 23 | 26.6 | 24.7 | 26.4 | 0
1749 | 25 | 16.2 | 28.1 | 27.8 | 25.7 | 22.6 | 25.7 | 17.3 | 27.2 | 23.9 | 24.1 | 25.7 | 17.1 | 27.1 | 27.7 | 18.5 | 17.3 | 25.9 | 19.7 | 22.9 | 21.7 | 30.5 | 16 | 22.8 | 24.4 | 27.9 | 29.7 | 23.5 | 22.7 | 21.7 | 17.2 | 27.8 | 31 | 24.2 | 20.5 | 28.2 | 27.7 | 27.1 | 28.4 | 23.2 | 28 | 25.4 | 27.1 | 26.9 | 26 | 29.4 | 22 | 20.1 | 20.9 | 30 | 14.9 | 6.3 | 25.7 | 29.2 | 29.3 | 22.2 | 25.6 | 24.1 | 25.7 | 0
1750 | 23.6 | 12.3 | 25.3 | 26.9 | 25.4 | 21 | 25.2 | 17.2 | 26.9 | 21.9 | 22.8 | 24.9 | 15.7 | 26.8 | 26.8 | 17.9 | 17.5 | 25.6 | 19 | 22.6 | 21.1 | 29.5 | 15 | 21.8 | 24.3 | 27 | 28.1 | 23.2 | 21.5 | 20.6 | 16.5 | 27.8 | 30.4 | 23.2 | 19.5 | 25.5 | 26.8 | 25.9 | 27.9 | 22.4 | 27.6 | 25 | 24.6 | 25.7 | 25.5 | 28.8 | 20.8 | 19.8 | 19.8 | 28.6 | 14.1 | 6.6 | 24.4 | 29.1 | 28 | 22 | 24.4 | 23.6 | 25.3 | 0
1751 | 22 | 13.6 | 27.7 | 26.6 | 25 | 20.2 | 24.6 | 17.1 | 26.7 | 22.8 | 22.5 | 24.6 | 18 | 26.4 | 26.6 | 17 | 17 | 25.1 | 18.6 | 23 | 20.8 | 29.2 | 13.4 | 21.8 | 24 | 26 | 27.5 | 23 | 21 | 21 | 16.2 | 24.8 | 30.4 | 22.2 | 18.3 | 23.2 | 26.4 | 26.2 | 27.4 | 21.5 | 27.2 | 25 | 22.8 | 24 | 25.1 | 27.8 | 21 | 19.6 | 18 | 28 | 13.8 | 6.8 | 24.8 | 28.6 | 27 | 21.4 | 23.8 | 23 | 25 | 0
1752 | 19.7 | 13.2 | 27.6 | 25 | 24.3 | 19.4 | 24.4 | 16.9 | 26.5 | 21.5 | 21.3 | 24 | 20.4 | 25.9 | 25.8 | 16.9 | 17.2 | 24.7 | 17.9 | 21.8 | 20 | 28.5 | 13.2 | 22.3 | 23 | 24.7 | 27 | 23.3 | 20.5 | 20.9 | 16.4 | 21.8 | 29.5 | 21.8 | 18 | 22.3 | 25.9 | 23.5 | 26.7 | 21 | 26.5 | 24.6 | 21.3 | 23.6 | 24.2 | 26.1 | 21.2 | 19.7 | 16.5 | 27.3 | 12.1 | 7 | 23.8 | 27.3 | 26 | 21.6 | 23.1 | 22.8 | 24.9 | 0
1753 | 18.3 | 12.8 | 26.6 | 23.6 | 24.8 | 18.9 | 24.2 | 16.7 | 25.8 | 24.8 | 20.7 | 23.7 | 24.4 | 25.3 | 27.1 | 17 | 17 | 24.7 | 17.5 | 21 | 18.8 | 27.9 | 12.4 | 22.5 | 21.9 | 24.2 | 26.4 | 23.1 | 20.4 | 20.7 | 16.4 | 21.8 | 28.8 | 21.4 | 17.3 | 21.4 | 25.8 | 23.4 | 26.5 | 20.2 | 26.2 | 23.8 | 20.4 | 22.6 | 24.2 | 23.6 | 21.7 | 19.3 | 14.4 | 26.5 | 10.5 | 5.7 | 23.4 | 27.2 | 25.6 | 21.2 | 22.4 | 22.5 | 24.7 | 0
1754 | 18.3 | 11.7 | 26.6 | 21.4 | 24.5 | 17.4 | 23.9 | 16.5 | 25.3 | 24.6 | 19.3 | 23 | 26.4 | 25.1 | 26.2 | 16.7 | 17.2 | 24.4 | 17 | 19.4 | 18.1 | 27.5 | 12.4 | 22 | 21.2 | 23.7 | 25.9 | 22.4 | 19.8 | 19 | 16.4 | 23 | 28.3 | 21.4 | 17 | 21.7 | 25.4 | 22.9 | 26.2 | 18.9 | 25.7 | 22.6 | 19.6 | 21.9 | 24 | 21 | 21.6 | 19 | 12.8 | 25.8 | 8.2 | 4 | 21.6 | 27.1 | 25.1 | 21 | 21.6 | 21.9 | 24.4 | 0
1755 | 18.6 | 11.8 | 25.8 | 20.4 | 24.5 | 17.4 | 23.6 | 16.3 | 24.7 | 23.4 | 18.9 | 22.6 | 28.3 | 24.6 | 24.3 | 16.5 | 16.7 | 22.4 | 17 | 19.2 | 17.6 | 27.4 | 11.3 | 20.6 | 20.7 | 23.6 | 25.3 | 20.5 | 19.3 | 17.1 | 16 | 22.8 | 27.8 | 20.9 | 16.5 | 20.9 | 25.2 | 23.3 | 26 | 18.1 | 25.4 | 21.4 | 19.1 | 21.8 | 23 | 18.9 | 21.5 | 18.4 | 11 | 24.6 | 7.3 | 1.8 | 21 | 26.7 | 24.6 | 19.8 | 21 | 21.4 | 23.8 | 0
1756 | 18.9 | 14.7 | 23.7 | 19.4 | 24.2 | 17.3 | 23.4 | 16.2 | 24.7 | 20.9 | 17.8 | 21.8 | 26.8 | 24.6 | 23.5 | 16.5 | 16.9 | 21.2 | 16.9 | 18.6 | 17.6 | 27.3 | 11.5 | 19 | 20.4 | 23.6 | 24.9 | 18.5 | 18.2 | 14.5 | 15.6 | 24 | 27.6 | 20.6 | 16.3 | 20.2 | 24.6 | 22.5 | 25.7 | 17.5 | 25.2 | 20.4 | 18.5 | 21 | 22.9 | 18.2 | 21 | 18.4 | 10.6 | 24.2 | 6.7 | 1.2 | 19.4 | 26.6 | 24.5 | 19.4 | 20.5 | 20.9 | 23.3 | 0
1757 | 18.6 | 11.7 | 21.2 | 20.4 | 23.5 | 16.8 | 23.3 | 16.1 | 24.3 | 21.4 | 19.7 | 21.2 | 26.2 | 24.3 | 23.4 | 16.4 | 16.4 | 20.2 | 18 | 19 | 17.5 | 25.5 | 9 | 17.8 | 20 | 23.2 | 24.8 | 17.4 | 17 | 15.4 | 14.2 | 26 | 26.8 | 20 | 16.3 | 19.5 | 25.4 | 21.9 | 25.5 | 16.9 | 25 | 20.6 | 17 | 20.4 | 22.4 | 23.6 | 17.8 | 18.8 | 13 | 24 | 9 | 3.8 | 21.2 | 26.4 | 24.4 | 18.2 | 20.6 | 20.6 | 23 | 0
1758 | 19 | 11.2 | 20 | 21.1 | 23.4 | 16.3 | 22.9 | 16.8 | 24.1 | 18.1 | 18.8 | 21.7 | 23.3 | 24 | 23.3 | 16 | 16.6 | 20.2 | 18.3 | 18.5 | 17.1 | 24.9 | 11.3 | 19 | 19.5 | 22.6 | 24.7 | 18.2 | 18.3 | 15.6 | 15.9 | 26 | 26.2 | 20 | 15.6 | 19.3 | 25.6 | 20 | 25.2 | 16.4 | 24.7 | 21.6 | 17.1 | 20 | 22 | 24.2 | 19.2 | 19.2 | 14.6 | 23.5 | 9.9 | 7.9 | 20.2 | 25.6 | 24.3 | 19.2 | 20.1 | 20 | 24.2 | 0
1759 | 19.4 | 11.2 | 19.3 | 22.6 | 22.8 | 16.4 | 23 | 17.8 | 24.2 | 17 | 19.6 | 23 | 22.4 | 24.4 | 23.1 | 16.5 | 17.2 | 19.7 | 18.6 | 19.2 | 17.2 | 24.1 | 14.1 | 21.7 | 18.3 | 21.2 | 25.3 | 20.4 | 20.9 | 17.2 | 17.5 | 25.3 | 25.8 | 20 | 15.5 | 19.3 | 26.3 | 20.6 | 25 | 15.9 | 24.7 | 23.2 | 18.9 | 19.6 | 21.9 | 25.9 | 21.8 | 20.5 | 17.3 | 23.5 | 12.2 | 12.3 | 20.8 | 25.6 | 23.6 | 20.6 | 20.1 | 19.7 | 25.6 | 0
1760 | 20.5 | 13.6 | 20.7 | 24.8 | 23.5 | 18.1 | 23.5 | 19.2 | 25.7 | 17.9 | 20.6 | 25.6 | 23.4 | 26.4 | 23.4 | 17 | 17.8 | 20.5 | 19.2 | 20.6 | 17.3 | 25.9 | 17.2 | 24 | 18.8 | 20.8 | 26.4 | 22 | 23.8 | 20 | 19.8 | 26.7 | 27.5 | 20.4 | 16.9 | 19.9 | 27.4 | 24.9 | 26.2 | 16.1 | 25.1 | 25.8 | 21.5 | 19.7 | 22.9 | 27.8 | 25 | 21.8 | 20.6 | 24 | 14.6 | 17 | 22.4 | 26 | 25.6 | 22.4 | 23.8 | 19.3 | 27.6 | 0
1761 | 24.2 | 16.7 | 26.3 | 27.5 | 24.5 | 22.2 | 26.1 | 21.1 | 28.2 | 25.4 | 24.3 | 28.6 | 26.5 | 28.5 | 25.3 | 17.8 | 18.7 | 22.6 | 19.8 | 23.1 | 19.5 | 28.8 | 19.9 | 27.4 | 21.4 | 21.7 | 27.8 | 24.9 | 27 | 23.7 | 21.1 | 25.2 | 31.3 | 20.8 | 20.5 | 25.6 | 29 | 25.7 | 28.4 | 18.1 | 27.2 | 27.9 | 25.4 | 24.6 | 26.9 | 30.3 | 28.4 | 23.6 | 23.3 | 24.5 | 17.8 | 19.2 | 25.9 | 27.7 | 27.7 | 24.1 | 25.9 | 21.7 | 28.9 | 0
1762 | 27.1 | 19.7 | 28.7 | 30.4 | 26.2 | 25 | 28 | 23.3 | 30.7 | 29.3 | 27.9 | 31.9 | 29.5 | 29.9 | 27.4 | 18.5 | 19.3 | 25.6 | 20.7 | 25.5 | 22.3 | 31.6 | 22.4 | 29.7 | 23.8 | 25 | 29.6 | 27 | 29.4 | 27.3 | 22.9 | 27.2 | 34 | 21.5 | 23.4 | 30.8 | 30.6 | 27.4 | 31.3 | 21 | 29.4 | 30.2 | 28.9 | 28.6 | 27.5 | 32.3 | 31.4 | 24.9 | 25.3 | 27.8 | 20.3 | 20.4 | 29.4 | 30 | 29.7 | 26.2 | 29.3 | 23.5 | 30.3 | 0
1763 | 29 | 22.7 | 30.3 | 33.2 | 27.9 | 27.3 | 30 | 25.3 | 33.2 | 32 | 32.4 | 34.6 | 32 | 30.9 | 29.6 | 19.5 | 20 | 28 | 21.6 | 28 | 25.6 | 33.3 | 24.4 | 32.4 | 25.3 | 28.2 | 31.4 | 29.8 | 31.2 | 30.4 | 24.2 | 27.2 | 35.5 | 22.2 | 25 | 33.1 | 32.2 | 29 | 32.6 | 23.8 | 31.3 | 31.6 | 32.2 | 30.4 | 28.4 | 34 | 33.6 | 26.2 | 26 | 30.5 | 23 | 19.6 | 33.1 | 30.7 | 30.7 | 28 | 31 | 25.4 | 30.8 | 0
1764 | 31.4 | 24.7 | 32.8 | 35.6 | 29.4 | 29.2 | 31.7 | 26.8 | 34.7 | 34.4 | 34.6 | 36.8 | 32.6 | 31.6 | 31 | 21 | 20.3 | 29.3 | 22.8 | 29.4 | 28 | 35 | 26.1 | 33.5 | 26.8 | 30.1 | 33.1 | 31.1 | 31.9 | 32.2 | 26.4 | 26.7 | 36.8 | 23.1 | 26.4 | 32.5 | 33.1 | 30.6 | 34.4 | 26.1 | 31.9 | 33.2 | 33.9 | 31.6 | 30.3 | 34.6 | 34.9 | 26.9 | 26.2 | 32.5 | 24.6 | 19.4 | 35 | 31.3 | 32.6 | 29.9 | 32.3 | 26.4 | 31.3 | 0
1765 | 32.3 | 26.2 | 34 | 37 | 29.2 | 31.2 | 31.8 | 28 | 35.7 | 35.9 | 36.6 | 37.6 | 32.6 | 32.1 | 32 | 23.2 | 20.6 | 30 | 23.7 | 30.6 | 29.8 | 35.2 | 27.2 | 35.1 | 27.8 | 32.8 | 34.5 | 33 | 32.3 | 32.9 | 27.6 | 27.2 | 38.3 | 23.7 | 27 | 32.7 | 33.5 | 32.3 | 36.4 | 27.1 | 32.3 | 33.9 | 35.2 | 32.3 | 30.3 | 35.1 | 35.7 | 27.9 | 26.2 | 34.5 | 26.4 | 18.6 | 36.3 | 31.8 | 33.2 | 31.1 | 32.8 | 26.9 | 30.9 | 0
1766 | 33.3 | 27.7 | 34.3 | 37.4 | 30.7 | 32.8 | 33.3 | 28.9 | 35.7 | 35.9 | 36.5 | 37.6 | 32 | 32.2 | 33.1 | 24.1 | 20.6 | 30.5 | 24.4 | 31 | 30.4 | 35.6 | 27.6 | 35.6 | 28.5 | 32.7 | 35.6 | 33.4 | 32.4 | 32.6 | 28.6 | 28.7 | 39.1 | 24.2 | 27 | 34 | 33 | 33.9 | 36.8 | 27.7 | 32.4 | 34.6 | 35.4 | 32.9 | 30.3 | 35 | 36 | 28.4 | 26.4 | 35 | 27.2 | 18.8 | 36.2 | 31.8 | 34.2 | 31.6 | 33.7 | 27.5 | 30.6 | 0
1767 | 33.9 | 28.7 | 34.3 | 36.7 | 31 | 32.9 | 33.5 | 29.6 | 35.3 | 37.8 | 37 | 36.4 | 32.3 | 31.6 | 34.4 | 25 | 20.7 | 31 | 24.4 | 31.4 | 31.1 | 36.2 | 26.9 | 36.8 | 29.3 | 32.7 | 36.5 | 34.2 | 32.7 | 31.8 | 27.5 | 28.7 | 36.3 | 24.1 | 27.2 | 34.1 | 32.1 | 35.1 | 37.1 | 28.2 | 32.1 | 34.1 | 35.9 | 33.2 | 29.8 | 35.2 | 36.1 | 29 | 26.7 | 35.5 | 28 | 17.9 | 36.3 | 31.8 | 35 | 30.7 | 33.7 | 27.5 | 29.5 | 0
1768 | 34.1 | 27.7 | 34.8 | 35.4 | 31.3 | 31.8 | 33.2 | 30 | 34.8 | 36.8 | 36 | 34.8 | 32.3 | 30.9 | 35.3 | 24.8 | 20.4 | 31.1 | 24 | 30.8 | 31 | 36.1 | 25.4 | 36.2 | 29.3 | 32.7 | 37.3 | 33 | 32.5 | 30.4 | 25.9 | 28.8 | 24.6 | 23.9 | 26.2 | 32.6 | 30.8 | 35.6 | 34.5 | 28.5 | 31.4 | 33.4 | 35.5 | 33.3 | 29.3 | 34.8 | 35.9 | 28.5 | 27 | 35.5 | 27.1 | 17.4 | 35.5 | 26.9 | 34.9 | 29.2 | 32.8 | 27.4 | 28.9 | 0
1769 | 34 | 26.4 | 34.8 | 33.8 | 30.4 | 30.7 | 32.6 | 29.6 | 32.8 | 36.8 | 35.6 | 32.6 | 32 | 30.3 | 35.6 | 23.8 | 20 | 31.1 | 23 | 29.8 | 29.5 | 35.6 | 23.2 | 35.4 | 29.3 | 32.7 | 37.7 | 31.6 | 32 | 29 | 23 | 28.8 | 27.3 | 23.4 | 26.3 | 32.4 | 29.6 | 35.5 | 32.1 | 28.4 | 30.8 | 31.6 | 34.8 | 33.2 | 28.3 | 34.3 | 35 | 27.2 | 26.6 | 35 | 25.6 | 15.6 | 34.8 | 26.8 | 34.6 | 27 | 32.3 | 27 | 28 | 0
1770 | 33.9 | 24.7 | 34 | 32.5 | 29.2 | 29 | 31.6 | 28.5 | 30.7 | 35.8 | 33.6 | 30.7 | 29.8 | 28.7 | 33.7 | 22.4 | 19.2 | 29.7 | 22 | 27.5 | 27.6 | 34.7 | 21.1 | 32.5 | 28.7 | 32.2 | 37.5 | 28.3 | 30.4 | 27.2 | 20.9 | 27.6 | 28.8 | 23 | 25.2 | 31.6 | 28.4 | 34.6 | 30.4 | 27.5 | 29.7 | 29.9 | 32.6 | 32.5 | 27.8 | 32.9 | 33.3 | 24.6 | 25.6 | 34.2 | 22.6 | 14.4 | 32.8 | 26.3 | 33.5 | 25.2 | 30.3 | 25.8 | 27.9 | 0
1771 | 31.6 | 23.7 | 30.8 | 31.5 | 27.7 | 27 | 30.5 | 27 | 28.9 | 33 | 32.8 | 28.5 | 26.5 | 27.9 | 31.1 | 20.4 | 18.5 | 28.5 | 20.9 | 25.1 | 26 | 33.4 | 19.4 | 30.4 | 26.8 | 31 | 36.1 | 26.1 | 28.6 | 25.7 | 18.7 | 26.6 | 28.1 | 22.3 | 22 | 30.1 | 27.6 | 33.2 | 29.1 | 25.5 | 29.1 | 27.7 | 30.3 | 30.5 | 26.8 | 31.6 | 30.9 | 21.9 | 23.9 | 32.8 | 20 | 12.4 | 30.9 | 26.1 | 31.8 | 23.8 | 27.2 | 24.9 | 27.3 | 0
1772 | 29 | 21.4 | 27.8 | 31 | 26.2 | 25 | 28.8 | 25.6 | 27.9 | 30.3 | 31.1 | 26.6 | 22.2 | 27.5 | 30.4 | 19.1 | 17.8 | 26.7 | 20 | 22.4 | 24.5 | 31.7 | 18.4 | 28 | 25 | 29.2 | 34.3 | 24 | 26.4 | 24.2 | 17.8 | 25.7 | 27.8 | 21.8 | 20.5 | 29.1 | 27 | 30.8 | 28.7 | 24.1 | 28.9 | 26 | 27.4 | 28.4 | 26.3 | 30 | 28 | 19.4 | 22 | 31.5 | 17.6 | 11.2 | 28.4 | 26 | 30.4 | 23.2 | 24.8 | 24.5 | 27 | 0
1773 | 27.6 | 19.8 | 27.1 | 30.6 | 25 | 23.5 | 28 | 24.3 | 27.2 | 27.9 | 31.1 | 24.7 | 19.3 | 27 | 29.5 | 19 | 17.5 | 26.5 | 19.1 | 20.8 | 23.5 | 30.5 | 17.7 | 27.7 | 23.8 | 28.2 | 32.1 | 24.2 | 24.8 | 23.3 | 16.7 | 24.7 | 27.9 | 21 | 19 | 28.5 | 26.7 | 28.3 | 28.5 | 22.9 | 28.8 | 24.2 | 25.5 | 26.7 | 26 | 29.1 | 25.3 | 18.3 | 20.2 | 30.5 | 16.9 | 9.4 | 27 | 25.8 | 29 | 22.8 | 23.8 | 24.5 | 25.9 | 0
1774 | 26.1 | 16.2 | 25.3 | 29.9 | 24 | 22.4 | 27.4 | 23.2 | 26.4 | 26.3 | 29.7 | 23.6 | 18.2 | 26.8 | 28.9 | 18.8 | 17.4 | 26.5 | 18.6 | 19.8 | 22.7 | 29.5 | 17.1 | 27 | 22.8 | 27 | 30 | 24 | 23.3 | 22.6 | 16.6 | 24.5 | 27.3 | 20.6 | 18 | 26.5 | 26.5 | 26.8 | 28.3 | 21.6 | 28.5 | 23.5 | 23.8 | 25.9 | 25.8 | 28.2 | 23 | 17.9 | 19 | 30 | 16.5 | 8.9 | 25.5 | 25.8 | 27.8 | 22.8 | 22.8 | 24.4 | 25.1 | 0
1775 | 23.1 | 16.7 | 25.3 | 28.8 | 23 | 21.3 | 27 | 22.1 | 26.2 | 25.8 | 28.9 | 22.8 | 20 | 26.5 | 28 | 18.1 | 17.4 | 26.1 | 18.2 | 20 | 21.5 | 28.2 | 16 | 26.8 | 20.8 | 25.2 | 28.9 | 24.4 | 22.4 | 22.2 | 16 | 24.7 | 26.6 | 20.2 | 17.4 | 24.2 | 26.4 | 26.1 | 27.8 | 21.2 | 28.3 | 23 | 23 | 24.4 | 25.2 | 27.8 | 21.4 | 18.6 | 18.2 | 28.7 | 16.6 | 7.8 | 25.2 | 25.8 | 27 | 22.4 | 21.9 | 23.8 | 24 | 0
1776 | 24.1 | 16.1 | 22.6 | 27.2 | 22.5 | 20.5 | 21.6 | 21.3 | 25.9 | 25.7 | 26 | 22.9 | 23.3 | 26.1 | 27.3 | 17.1 | 17.2 | 25.1 | 18.2 | 20.2 | 20.2 | 27.2 | 14.4 | 24.5 | 19.5 | 24.4 | 27.8 | 22.6 | 21.1 | 21.5 | 16.2 | 25.2 | 26 | 20.3 | 17.1 | 23.6 | 26.1 | 25.5 | 27.1 | 19.8 | 27.8 | 23.4 | 21.8 | 22.4 | 24.5 | 26.8 | 20.3 | 19 | 17.7 | 27.8 | 15.4 | 7.6 | 24.5 | 25.8 | 26.1 | 21.9 | 21.5 | 23.7 | 23.8 | 0
1777 | 23.5 | 14.7 | 19.8 | 25.2 | 22.1 | 20.2 | 26.4 | 20.8 | 25.8 | 25.3 | 24 | 22.9 | 27.4 | 26 | 26.8 | 16.4 | 17 | 24.2 | 18.1 | 20.8 | 19.5 | 26.1 | 12.1 | 22.3 | 19.3 | 24.2 | 26.7 | 20.8 | 19.8 | 20.6 | 15.5 | 25.7 | 25.5 | 20.4 | 17.9 | 23.4 | 25.9 | 24.7 | 27.1 | 19.4 | 27.3 | 23.2 | 21 | 21 | 23.8 | 25.9 | 19.4 | 19.4 | 16.8 | 27.5 | 13.9 | 6 | 24.4 | 25.7 | 25.7 | 20.8 | 21.3 | 23.7 | 23.4 | 0
1778 | 22.6 | 14.7 | 20.3 | 23.2 | 22 | 20.1 | 25.3 | 20.2 | 25.2 | 24.5 | 21.2 | 23 | 30 | 25.6 | 25.9 | 16.6 | 16.6 | 24.2 | 18.2 | 20.6 | 19 | 24.7 | 10 | 19 | 18.8 | 23.3 | 25.6 | 18 | 18.2 | 19.2 | 15.2 | 24.5 | 25.1 | 20.6 | 17.2 | 24.6 | 25.6 | 23.6 | 26.6 | 19.4 | 26.7 | 23 | 19.5 | 19.9 | 23.5 | 24.6 | 18.6 | 19 | 15.6 | 26.8 | 11.4 | 4.8 | 23.6 | 25.5 | 24.4 | 19.8 | 21.3 | 23.7 | 23.4 | 0
1779 | 22 | 14.2 | 21.3 | 21.5 | 21.5 | 19.7 | 25 | 19.6 | 24.7 | 22.2 | 20.6 | 22.4 | 30.8 | 25 | 25.3 | 16.2 | 16.4 | 24.2 | 18.1 | 20.4 | 18.5 | 23.7 | 8.4 | 17.6 | 18.9 | 22.7 | 24.6 | 17 | 17.1 | 17.7 | 14.1 | 23.7 | 24.8 | 20.5 | 16.8 | 25.1 | 25.5 | 22.6 | 26.2 | 18.6 | 26.2 | 21.8 | 18.5 | 19.2 | 22.8 | 23.9 | 17.9 | 18.8 | 14 | 26.5 | 9.8 | 2.7 | 23.2 | 25.3 | 24.1 | 18.6 | 21.3 | 23.6 | 22.9 | 0
1780 | 21.9 | 12.8 | 19.8 | 20.6 | 20.7 | 19.6 | 24.3 | 19.1 | 23.9 | 19.8 | 19.4 | 21.8 | 29 | 24.9 | 24.7 | 16.2 | 16.2 | 24.2 | 18.1 | 19.5 | 18 | 22.8 | 8 | 16.6 | 19.6 | 22.2 | 23.7 | 16.2 | 16.4 | 16.2 | 14.1 | 23.7 | 24.3 | 20.3 | 15.9 | 25 | 25.3 | 22.1 | 26 | 16.9 | 26.2 | 21.1 | 17.2 | 18.6 | 22.3 | 23.3 | 17.4 | 18.5 | 13 | 25.7 | 8.6 | 2.6 | 22 | 25.1 | 24.1 | 18.2 | 20.9 | 22.9 | 22.9 | 0
1781 | 21.8 | 12.7 | 18.5 | 25.6 | 19.7 | 19 | 23.6 | 18.5 | 23.7 | 18.3 | 20.6 | 19.6 | 23 | 24.5 | 24 | 15.4 | 16.6 | 23.5 | 15.8 | 17.4 | 17.8 | 22.6 | 10.2 | 20.2 | 18.8 | 21.7 | 23 | 20 | 18.6 | 17.8 | 14.2 | 22 | 24.3 | 18.2 | 15.5 | 24.4 | 25 | 21 | 25.6 | 15.9 | 26.1 | 17.8 | 16.4 | 17.9 | 21.8 | 21.5 | 18 | 20.4 | 12.8 | 24.7 | 17 | 4.4 | 22.6 | 25 | 23.7 | 17.8 | 20.8 | 22.5 | 22.2 | 0
1782 | 21.5 | 11.7 | 16.6 | 25.4 | 19.5 | 19.2 | 23.2 | 19.5 | 23 | 16.7 | 20.2 | 19.3 | 21.6 | 24.3 | 23.5 | 14.6 | 17.3 | 23.2 | 17 | 18.6 | 17.4 | 22.4 | 12.2 | 21.2 | 18.3 | 21.1 | 22.4 | 20.8 | 20.9 | 17.8 | 15.8 | 21.2 | 24.2 | 18.3 | 15.4 | 23 | 24.7 | 19.9 | 25.2 | 15.3 | 26.1 | 17.7 | 16.5 | 17.6 | 21.8 | 22.6 | 20.2 | 20.4 | 14.6 | 24.3 | 17.4 | 7.9 | 23.6 | 24.9 | 23.6 | 19.2 | 20.1 | 26.2 | 22.8 | 0
1783 | 21 | 10.2 | 16.3 | 26.1 | 18.8 | 19 | 23 | 21.3 | 24 | 16.7 | 21.5 | 20.1 | 21.4 | 24.6 | 23.1 | 14.8 | 18.7 | 22.7 | 18.1 | 20.7 | 16.6 | 22.5 | 14.8 | 23.2 | 17.8 | 20.5 | 22.4 | 22.7 | 23.5 | 19.3 | 18.2 | 21.4 | 23.5 | 18.9 | 15.2 | 21.4 | 25.2 | 19.4 | 25.1 | 14.9 | 25.6 | 19.2 | 18.1 | 17.2 | 21.3 | 24.2 | 23.1 | 20.9 | 17.4 | 24 | 18.9 | 12.4 | 25 | 24.8 | 23.5 | 20.7 | 20.1 | 20.6 | 24.5 | 0
1784 | 21 | 12.6 | 19.2 | 27.8 | 21 | 20 | 23.3 | 23.7 | 25.9 | 18.4 | 24 | 21.6 | 23 | 26.6 | 23 | 16.2 | 20 | 23.7 | 20.4 | 23 | 16.6 | 23.7 | 18.4 | 25.8 | 19 | 20.4 | 22.9 | 25 | 26.8 | 21.6 | 21 | 25 | 24.3 | 19.4 | 16.4 | 21.8 | 26.2 | 21.1 | 26.3 | 15 | 25.5 | 21.6 | 20.8 | 18.2 | 22.8 | 26.8 | 26 | 23.4 | 20.8 | 25.2 | 20.2 | 16.6 | 26.6 | 25 | 24.2 | 23 | 22.5 | 20.6 | 26.6 | 0
1785 | 23 | 17.6 | 26.2 | 30 | 25.5 | 23.8 | 24.5 | 26.3 | 29.2 | 22.9 | 27.3 | 24.6 | 25 | 28.7 | 24.7 | 18.2 | 21.7 | 27.6 | 22 | 25.6 | 20.1 | 27.5 | 21 | 29 | 23 | 21.8 | 23.9 | 27.5 | 29.2 | 24.6 | 23.8 | 28.2 | 28.3 | 20.6 | 20.8 | 27.1 | 28.5 | 27.1 | 29.4 | 18.6 | 26.7 | 24.8 | 24.7 | 22.5 | 25.9 | 28.4 | 28.4 | 24.9 | 23.9 | 27.2 | 22.5 | 18.8 | 27.9 | 28.1 | 27.3 | 24.6 | 26.6 | 23.2 | 28.8 | 0
1786 | 24.5 | 22.1 | 29.5 | 32.2 | 28.5 | 26 | 26.3 | 28.5 | 31.2 | 25.3 | 30.4 | 27.7 | 27.4 | 29.7 | 26.7 | 18.3 | 23.1 | 30.2 | 24.5 | 27.6 | 23.6 | 29.9 | 23.6 | 31.9 | 23.3 | 25.5 | 25.8 | 29.6 | 31.4 | 27.1 | 26.2 | 29.8 | 30.9 | 22 | 23.3 | 30.6 | 30.9 | 29.5 | 32.5 | 22.7 | 29.2 | 27.3 | 28.6 | 25.6 | 27.4 | 30 | 30.3 | 27.1 | 26.4 | 30.4 | 24.1 | 19.1 | 29.3 | 29.9 | 28.1 | 26.5 | 29.1 | 23.4 | 30.5 | 0
1787 | 26 | 26 | 31.1 | 34 | 30.6 | 29.4 | 28.1 | 30 | 33.7 | 27.8 | 32.9 | 31 | 29 | 31.4 | 29.6 | 21.7 | 24.4 | 32.1 | 26 | 29.4 | 25.8 | 32.4 | 25 | 34.6 | 25.2 | 29.4 | 28.2 | 31.4 | 32.6 | 29 | 28 | 30.8 | 32.9 | 24 | 25.8 | 32.1 | 33.4 | 32 | 34.8 | 26.4 | 31.5 | 29 | 32.2 | 30 | 29 | 30.6 | 31.8 | 28 | 28 | 31.8 | 26 | 17.6 | 30.8 | 31.2 | 31.1 | 27.6 | 31.3 | 24.4 | 31.6 | 0
1788 | 28 | 27.6 | 33 | 35.3 | 31.8 | 31.6 | 30 | 30.9 | 35 | 30.2 | 34.4 | 32.9 | 30.3 | 31.6 | 32.4 | 23.3 | 25 | 33.3 | 27.9 | 30.4 | 27.6 | 33.1 | 26.7 | 36.5 | 28.7 | 31.1 | 30.7 | 32.7 | 33.7 | 29.7 | 29.2 | 31.8 | 35 | 25.7 | 28.3 | 33 | 34.6 | 33 | 36.4 | 27.7 | 32.2 | 29.3 | 34.4 | 32 | 30.2 | 31.9 | 33.2 | 29.8 | 29 | 33.1 | 26.8 | 16 | 32.7 | 32.1 | 33.2 | 28.9 | 33.1 | 26.3 | 32 | 0
1789 | 28.8 | 28.3 | 34 | 36 | 33 | 32.5 | 30.6 | 31.5 | 35.2 | 31.8 | 35.3 | 34.1 | 31 | 32.1 | 34 | 24.4 | 25.5 | 33.7 | 27.8 | 31.5 | 28.1 | 34.9 | 27.4 | 37.7 | 29.7 | 32.5 | 32.8 | 33.8 | 33.7 | 29.8 | 29.7 | 31.9 | 36 | 27.6 | 29.3 | 33.6 | 34.9 | 33.5 | 37.3 | 28.7 | 32 | 29.1 | 35.6 | 33.4 | 30.4 | 32.5 | 34.7 | 30.1 | 29.4 | 34.4 | 28 | 14.9 | 34.5 | 31.6 | 34 | 29 | 34.6 | 27.9 | 31.9 | 0
1790 | 29 | 28.1 | 34.6 | 36.6 | 33.1 | 32.5 | 32.1 | 32.2 | 36.2 | 32.8 | 35.7 | 33.8 | 31.8 | 32 | 34.9 | 26.2 | 25.4 | 33.7 | 27 | 32 | 28.7 | 35.5 | 28 | 38.2 | 30.7 | 32.7 | 34.5 | 34.4 | 33.2 | 29.4 | 29.6 | 33 | 37.4 | 28.6 | 29.8 | 32.6 | 33.8 | 35.1 | 37.1 | 29 | 31.4 | 28.6 | 35.6 | 34 | 30.4 | 33.6 | 36 | 30.8 | 29.4 | 35.2 | 28.4 | 15 | 36 | 32 | 34 | 29 | 35.1 | 27.3 | 31.6 | 0
1791 | 29.3 | 28.5 | 35.9 | 37 | 33.3 | 32.7 | 32.2 | 33 | 36 | 33.2 | 36 | 33.2 | 32.1 | 31.9 | 35.8 | 26.7 | 25.2 | 33.7 | 24 | 32.4 | 29 | 36.4 | 27.1 | 38.2 | 31.3 | 33 | 35.8 | 34.6 | 31.3 | 29.1 | 28.9 | 33.2 | 37.9 | 29.3 | 30.7 | 32.7 | 32.6 | 35.9 | 36.7 | 29.3 | 31.1 | 28.6 | 35.3 | 34.9 | 30.3 | 33.5 | 36.6 | 29.6 | 28.9 | 35.2 | 29.2 | 15.5 | 36.4 | 31.6 | 34.9 | 27.7 | 34.9 | 27.3 | 31.2 | 0
1792 | 28.8 | 26.6 | 36.2 | 37.2 | 33.1 | 33 | 32.1 | 33.3 | 35.5 | 32.6 | 35.9 | 31.6 | 32.3 | 31 | 36.1 | 26.8 | 24.4 | 33.6 | 21.3 | 31.9 | 29 | 36.3 | 25.9 | 37.3 | 31.3 | 33.1 | 36.5 | 33.7 | 29.5 | 28.6 | 27.5 | 33.2 | 38.4 | 28.8 | 30.7 | 33.1 | 31 | 35.6 | 35.5 | 29.3 | 30.8 | 28.5 | 34.4 | 35.4 | 29.4 | 33.5 | 36.1 | 29 | 28.2 | 35.6 | 28.6 | 16 | 35.7 | 26.7 | 35 | 26.6 | 34.6 | 27.2 | 30.7 | 0
1793 | 28.7 | 25.5 | 35.8 | 37 | 32.2 | 32.3 | 31.8 | 32.7 | 33.1 | 32.7 | 35.5 | 30.2 | 31.4 | 30.2 | 35.4 | 26.7 | 23.6 | 33.2 | 18.6 | 30.6 | 28.9 | 35 | 23.6 | 36 | 31.2 | 33.1 | 36.7 | 32 | 27.2 | 28 | 25.6 | 32.9 | 38.5 | 28 | 30.4 | 32.1 | 30 | 35.2 | 34 | 29.1 | 30.3 | 28.2 | 33.4 | 35.4 | 29.2 | 32.2 | 34.4 | 27 | 27 | 35 | 27.6 | 15.4 | 33.8 | 25.6 | 34.9 | 25 | 33.7 | 27 | 30 | 0
1794 | 28.2 | 24.1 | 34.8 | 36.1 | 30.2 | 30 | 30.7 | 30.9 | 30.9 | 31 | 34.4 | 28.2 | 29.7 | 28.7 | 34.3 | 25.1 | 22.3 | 31.6 | 18.1 | 28.1 | 27.6 | 34.2 | 21.8 | 34 | 30.3 | 33 | 36.3 | 29.5 | 26 | 26.7 | 23.5 | 31 | 36.4 | 26.4 | 29.5 | 30.6 | 29.1 | 33.8 | 30.5 | 27.8 | 29.4 | 26.8 | 31.7 | 35.1 | 27.9 | 31.1 | 31.8 | 26.1 | 25.7 | 33.1 | 24.9 | 13.9 | 31.4 | 26.2 | 34.8 | 24.3 | 31.1 | 26.7 | 29.1 | 0
1795 | 27.7 | 21.5 | 30.7 | 34.6 | 27.6 | 27.8 | 29.9 | 28.5 | 29.8 | 28.2 | 33 | 26.8 | 26.8 | 28.1 | 32.9 | 21.8 | 21.4 | 30.3 | 18 | 25.4 | 26.3 | 32.5 | 19.4 | 31.8 | 27.8 | 31.2 | 35.8 | 27.2 | 25 | 25.3 | 21.6 | 29.7 | 33.3 | 25.2 | 27.3 | 30.1 | 28.8 | 30.9 | 29.3 | 26 | 28.5 | 25 | 29.7 | 33.4 | 26.8 | 29 | 29 | 24.2 | 24.2 | 32 | 22.3 | 11.5 | 28.8 | 26.1 | 32.9 | 23.3 | 29.1 | 25.7 | 28.2 | 0
1796 | 26.8 | 20.1 | 27.8 | 32.6 | 25.7 | 26.5 | 28.9 | 26.3 | 28.9 | 26.5 | 31.4 | 25.4 | 23.8 | 27.8 | 31.9 | 20.7 | 20.6 | 29.3 | 19.2 | 22.6 | 24.9 | 30.8 | 18 | 29.6 | 25.3 | 29 | 34.7 | 25.4 | 25 | 23.6 | 20.2 | 28.2 | 32.2 | 24.2 | 25.3 | 29.1 | 28.4 | 28.8 | 28.6 | 23.3 | 28.3 | 22.6 | 27.2 | 31.3 | 26.2 | 27.4 | 26.6 | 23.2 | 22.8 | 31.3 | 19.6 | 9.4 | 27 | 26.1 | 31.4 | 22.8 | 27.6 | 25.2 | 27.4 | 0
1797 | 25.8 | 19.1 | 27.9 | 30.7 | 24.5 | 25 | 28.2 | 24.7 | 28.2 | 25.2 | 30.2 | 24.9 | 21.2 | 27.5 | 31 | 19.8 | 20.4 | 28.2 | 19.3 | 20.9 | 23.5 | 29.8 | 16.3 | 27.9 | 25 | 27 | 33.6 | 24.8 | 24.5 | 22.6 | 19.3 | 26.9 | 31.4 | 24 | 24.3 | 28.3 | 28.4 | 28 | 28.1 | 21.3 | 27.9 | 20.9 | 24.9 | 29.2 | 25.8 | 25.3 | 25.1 | 21.4 | 21.4 | 31.5 | 18.5 | 7.8 | 25.9 | 26.1 | 30.2 | 21.5 | 26.1 | 25.1 | 27 | 0
1798 | 24.5 | 18 | 24.7 | 29.3 | 22.9 | 24.1 | 28.4 | 24.2 | 27.2 | 24.2 | 29.4 | 24.1 | 20.5 | 27 | 30.2 | 19.2 | 20.1 | 27.4 | 19.6 | 19.7 | 22.9 | 28.2 | 15.7 | 26.3 | 23.3 | 26.5 | 32.6 | 24.9 | 24.4 | 21.9 | 18.8 | 26 | 30.5 | 23.6 | 23.3 | 27.3 | 27.8 | 27.4 | 28.1 | 20 | 27.7 | 19.9 | 22.7 | 27.6 | 25.4 | 24.7 | 24.3 | 21.5 | 20.3 | 31 | 17.8 | 7.6 | 25.7 | 26.1 | 29.7 | 20.8 | 25.1 | 24.9 | 26.9 | 0
1799 | 24.3 | 16.6 | 23.1 | 28.6 | 22.3 | 22.9 | 28.1 | 23.7 | 26.6 | 23.6 | 29.2 | 23.8 | 21.4 | 26.5 | 29.1 | 18.2 | 19.8 | 26.4 | 18.8 | 19.4 | 22.1 | 27.4 | 15 | 25.2 | 23.7 | 26 | 31.6 | 25.4 | 23.4 | 22 | 18.4 | 25.4 | 30.4 | 23.2 | 22.3 | 26.6 | 27.4 | 26 | 27.6 | 18.8 | 28.3 | 20 | 21.2 | 26.1 | 24.4 | 24.2 | 23.6 | 21.8 | 19.2 | 30.6 | 18.2 | 7.8 | 25.6 | 26.1 | 28.5 | 19.6 | 24.1 | 24.8 | 27 | 0
1800 | 22.7 | 16.6 | 21.7 | 28.5 | 22.5 | 21.4 | 26.6 | 23.1 | 25.9 | 22.7 | 28.9 | 22.8 | 24 | 25.9 | 27.2 | 18.2 | 18.9 | 25.3 | 18.7 | 18.9 | 20.6 | 27 | 15 | 23.9 | 22.7 | 28.9 | 30.5 | 25.3 | 22.6 | 22 | 17.6 | 24.8 | 30 | 21.9 | 21.3 | 27 | 26.5 | 25 | 26.8 | 17.6 | 27 | 20.3 | 20 | 24.9 | 24.2 | 25 | 22.5 | 24.2 | 18.1 | 30 | 17.8 | 8.1 | 25.5 | 25.9 | 26.9 | 19.3 | 23.5 | 23.7 | 26.8 | 0
1801 | 22 | 16.6 | 21.7 | 28.6 | 21.4 | 20.6 | 25.8 | 22.6 | 25.3 | 22.4 | 28.2 | 22.1 | 26.5 | 25.5 | 26.2 | 17.8 | 18 | 24.4 | 17.8 | 18.5 | 19.6 | 26.7 | 14.1 | 22.7 | 22.5 | 23.5 | 29.8 | 24.6 | 21 | 21.8 | 16.5 | 23.9 | 29.8 | 20.6 | 19.6 | 26.6 | 26 | 25.4 | 26.6 | 16.8 | 26.7 | 20.7 | 19.2 | 24.3 | 23.9 | 25 | 20.9 | 25.4 | 16.6 | 29.4 | 17.7 | 7.3 | 24.9 | 25.9 | 25.4 | 18.7 | 22.7 | 23.7 | 26.2 | 0
1802 | 21.3 | 15.9 | 20.5 | 28.4 | 20.6 | 20 | 25.4 | 22.1 | 24.8 | 22.2 | 26.6 | 21 | 28 | 25.3 | 25.6 | 18.8 | 16.8 | 23.8 | 17.6 | 17.6 | 18.8 | 25.4 | 13.2 | 21.4 | 21.4 | 23.5 | 29.4 | 23 | 19.8 | 21 | 15.2 | 23.9 | 28.8 | 19 | 18.3 | 26.5 | 25.4 | 25.1 | 26.2 | 16.2 | 26.5 | 20.4 | 18.4 | 24 | 23.9 | 25 | 19 | 26.4 | 15 | 28.2 | 16.8 | 5.8 | 24 | 25.7 | 23.9 | 18.6 | 22.5 | 23.7 | 25 | 0
1803 | 20.5 | 18.1 | 20 | 27.6 | 19.6 | 19 | 24.9 | 21.1 | 24.4 | 22.2 | 24.5 | 20.5 | 27.4 | 25 | 25.2 | 18.3 | 16.3 | 23.7 | 16.4 | 17.1 | 18.1 | 24.2 | 11.3 | 20.5 | 20.4 | 21.7 | 29 | 21.4 | 18.3 | 19.9 | 14.1 | 23.1 | 27.9 | 18.3 | 17 | 26.1 | 25.4 | 24 | 26.1 | 15.8 | 26.3 | 19.7 | 17.7 | 22 | 27.9 | 23.4 | 17.5 | 24.6 | 13.4 | 27.4 | 16.7 | 3.9 | 22.9 | 25.6 | 23.8 | 17.8 | 22.2 | 23.1 | 23.7 | 0
1804 | 19.8 | 17.6 | 17.8 | 26.6 | 19.2 | 18.7 | 24.2 | 19.7 | 23.5 | 22.2 | 22.2 | 19.8 | 25.5 | 24.9 | 24.3 | 18.1 | 16 | 23.1 | 16.2 | 16.8 | 17.5 | 22.9 | 10.4 | 19.9 | 19.2 | 21 | 28.1 | 20.1 | 18.1 | 18.5 | 13.6 | 22.9 | 27.8 | 17.9 | 15.8 | 26.1 | 25.1 | 22.9 | 25.6 | 15.1 | 25.9 | 18.5 | 16.8 | 21.4 | 21.8 | 22.4 | 17 | 22.9 | 12.6 | 26.8 | 16.3 | 3.2 | 22.5 | 24.6 | 23.7 | 17.8 | 22.1 | 23 | 22.5 | 0
1805 | 19.7 | 18.1 | 17.4 | 23 | 18.6 | 18 | 23.6 | 18.3 | 22.9 | 22.1 | 22.5 | 19 | 24.8 | 24.8 | 24.5 | 17 | 17 | 22.6 | 18.4 | 15 | 17.1 | 22.2 | 11.4 | 20 | 18.4 | 20.5 | 26.7 | 21 | 20.8 | 18.5 | 15.4 | 22.4 | 27 | 18 | 15.8 | 25.7 | 25.4 | 22.1 | 25.3 | 15 | 25.7 | 14.6 | 14.8 | 20.4 | 20.9 | 18 | 25 | 20.4 | 14.4 | 26.4 | 16 | 9.8 | 22.6 | 24.6 | 23.5 | 16.8 | 21.8 | 23 | 24.4 | 0
1806 | 19.6 | 16.2 | 17.6 | 23.3 | 18.5 | 17.6 | 22.6 | 19.4 | 22.3 | 22.2 | 22 | 19.1 | 23.5 | 24.6 | 24.7 | 16.2 | 18.6 | 22.4 | 18.8 | 16.4 | 16.5 | 22.4 | 13.4 | 22.3 | 17.2 | 19.9 | 25.3 | 21 | 21.6 | 18.1 | 16.2 | 22.3 | 26.5 | 18.8 | 15.4 | 25.1 | 25.1 | 22.2 | 25.1 | 14.7 | 25.6 | 15.9 | 15.6 | 19.4 | 20.4 | 19 | 24.7 | 21.3 | 16.6 | 26.1 | 15.8 | 12 | 22.6 | 24.6 | 23.4 | 18.6 | 21.3 | 22.2 | 24.5 | 0
1807 | 19.3 | 17 | 16.3 | 24.8 | 18 | 17.6 | 22.6 | 21.8 | 22.9 | 22.2 | 22.4 | 20.6 | 23.1 | 24.8 | 23.7 | 14.7 | 20.4 | 22.3 | 19.1 | 19.1 | 16.3 | 22.1 | 16 | 24.9 | 17.4 | 19.5 | 24.3 | 22 | 22.8 | 18.8 | 18 | 22.5 | 25.9 | 20.1 | 15.7 | 23.3 | 25.9 | 22.2 | 25.2 | 13.9 | 25.3 | 18 | 17.8 | 19.4 | 19.9 | 21.1 | 25.3 | 22.8 | 20.1 | 26.1 | 16.4 | 15.4 | 22.9 | 24.5 | 23.4 | 20.7 | 21.1 | 22.4 | 25.9 | 0
1808 | 19.5 | 17.6 | 18.9 | 26.4 | 20.4 | 20.3 | 23.6 | 24.9 | 26.6 | 22.7 | 24.2 | 22.6 | 23 | 26.1 | 24.7 | 15.7 | 22.8 | 22.5 | 19.6 | 22.2 | 16.6 | 24.6 | 19.6 | 29.1 | 19.1 | 20 | 24.3 | 24.4 | 25 | 20.2 | 20.4 | 25.8 | 26.9 | 22 | 17.1 | 23.1 | 27.4 | 24.3 | 26.5 | 14.8 | 25.3 | 20 | 20.6 | 21 | 20.9 | 24.4 | 26.4 | 24.6 | 23.4 | 26.8 | 18.6 | 17.8 | 24.2 | 24.5 | 25.1 | 23.2 | 23.6 | 21.7 | 27.6 | 0
1809 | 22.5 | 20.3 | 26.7 | 29.1 | 25.1 | 25.6 | 26.2 | 27.8 | 29.5 | 24.8 | 26.4 | 25.8 | 24.1 | 27.8 | 27 | 18.8 | 24.1 | 26.2 | 20 | 25.4 | 19.8 | 28.6 | 22.2 | 31.1 | 23.1 | 24.4 | 25.1 | 26.7 | 27.4 | 22.8 | 23.2 | 29.7 | 30.6 | 23.8 | 25 | 26.5 | 30 | 25.9 | 27.7 | 19.5 | 27.6 | 22.3 | 24.7 | 26.5 | 25.8 | 27 | 28.3 | 26.5 | 26.3 | 28.9 | 21.1 | 20 | 25.6 | 24.2 | 26.4 | 25.2 | 27.2 | 23.8 | 30.1 | 0
1810 | 24.7 | 21.7 | 30.3 | 31.3 | 29.2 | 28.9 | 28.6 | 30 | 32.5 | 26.7 | 29 | 28.7 | 25.1 | 30 | 28.8 | 21.9 | 25.4 | 29.5 | 20.7 | 27.7 | 23.9 | 30.5 | 24.4 | 33.2 | 25.4 | 29.4 | 27.6 | 29.2 | 30.3 | 25.2 | 25.6 | 32 | 33.2 | 25.4 | 27 | 31.3 | 32.2 | 28.1 | 30.6 | 23.1 | 29.3 | 24.1 | 28.4 | 31 | 27.9 | 29.2 | 30.1 | 28.1 | 27.7 | 31 | 23.8 | 19.9 | 27.7 | 25.2 | 26.7 | 27 | 30 | 25.8 | 32 | 0
1811 | 27.2 | 23.8 | 32.4 | 33.6 | 31.6 | 30 | 30.4 | 31.6 | 34.3 | 28.9 | 31.2 | 31.6 | 26.5 | 30.9 | 30.9 | 24 | 25.8 | 30.8 | 21.4 | 29.4 | 27.5 | 32.4 | 25.2 | 33.4 | 27.8 | 32 | 30.5 | 30.6 | 32.8 | 27.6 | 27.6 | 33.6 | 35.4 | 26.6 | 29.7 | 34.1 | 34 | 29.1 | 33.8 | 25.4 | 31 | 26 | 32.2 | 34.1 | 28.9 | 30.2 | 32 | 29.6 | 28.2 | 32.8 | 25.4 | 19 | 29.4 | 28.1 | 28.7 | 28 | 31.5 | 27.8 | 33.6 | 0
1812 | 29.2 | 25.3 | 33.1 | 34.7 | 32.7 | 31.4 | 31.3 | 32.8 | 35.4 | 30.4 | 33.3 | 33.3 | 27.2 | 31.8 | 32.5 | 25.7 | 26.8 | 32.4 | 22.4 | 30.5 | 30.2 | 33.9 | 25.9 | 34.9 | 30 | 33.8 | 33.4 | 31.9 | 35 | 28.7 | 28.9 | 34.5 | 36.7 | 27.7 | 31.4 | 35 | 34.3 | 30.8 | 35.8 | 27.4 | 31.8 | 27.4 | 34.5 | 35.5 | 29.4 | 31.2 | 33.2 | 30.6 | 27.8 | 33.5 | 26.4 | 16.6 | 31 | 30.5 | 33.2 | 28.8 | 33 | 26.8 | 33.9 | 0
1813 | 31.2 | 26.8 | 34.2 | 35.8 | 33.8 | 33.5 | 31.8 | 33.9 | 35.8 | 32 | 34.5 | 34.5 | 28.4 | 32 | 33.5 | 26.6 | 27.1 | 32.5 | 23 | 31.6 | 30.9 | 35 | 25.7 | 35.5 | 31.4 | 34.2 | 35.3 | 32.4 | 36.1 | 29.3 | 29.8 | 35 | 38.2 | 28.5 | 32.1 | 35.5 | 33.8 | 32.7 | 36.9 | 28.9 | 31.2 | 29 | 36.3 | 36.8 | 29.7 | 31.8 | 34.1 | 31.5 | 27.9 | 35 | 26.3 | 15.1 | 31.5 | 31.4 | 35.3 | 28.9 | 32.6 | 27 | 34.1 | 0
1814 | 32 | 27.8 | 35 | 36 | 34.6 | 33.7 | 32.8 | 34.6 | 36.7 | 32.8 | 35.5 | 34.6 | 29.4 | 32.2 | 34.8 | 27.2 | 27.8 | 32.5 | 23.4 | 32.6 | 31.5 | 35.9 | 25.8 | 37.1 | 32.9 | 34.6 | 36.7 | 33 | 36 | 29 | 30 | 35.2 | 38.4 | 29.4 | 32.5 | 34.5 | 32.4 | 33.1 | 35.8 | 29.9 | 32 | 30 | 36.8 | 37.4 | 29.4 | 32.8 | 34.6 | 32 | 28 | 35.6 | 26 | 14 | 31.4 | 31.1 | 35.8 | 28.6 | 34.1 | 27.5 | 33.6 | 0
1815 | 32.8 | 28 | 36 | 36.7 | 34.6 | 34.5 | 32.7 | 34.9 | 36 | 33.4 | 35.5 | 34.6 | 30.8 | 32 | 36.7 | 27.4 | 27.3 | 32.5 | 23 | 33.6 | 31.7 | 36.6 | 25.1 | 36.8 | 32.4 | 34.9 | 37.6 | 32.9 | 34.4 | 28.8 | 29.8 | 35.2 | 39.6 | 30 | 32.5 | 35.1 | 31.4 | 33.6 | 34.3 | 30.9 | 32 | 30.8 | 37.2 | 37.9 | 29.4 | 33.3 | 35.1 | 32.2 | 28.6 | 36 | 25.3 | 14.7 | 30.1 | 30.6 | 36.3 | 27.5 | 34 | 28.4 | 33.6 | 0
1816 | 32.8 | 27.8 | 35.8 | 36.5 | 34.6 | 33.8 | 32.6 | 34.6 | 34.3 | 33.6 | 35.5 | 33.6 | 31.2 | 31.8 | 36.3 | 27.3 | 26.8 | 32.3 | 22.3 | 33.5 | 31.6 | 35.8 | 24.7 | 36.9 | 33.3 | 34.9 | 38 | 32.8 | 32.1 | 28.1 | 28.8 | 34.2 | 39.6 | 30.4 | 32.5 | 33.9 | 30.4 | 33.5 | 33.3 | 31 | 31.5 | 30.4 | 36.6 | 38.5 | 29.2 | 33.5 | 34.9 | 31.6 | 28.4 | 35.5 | 24.9 | 14.9 | 28.7 | 30.6 | 36.3 | 26.4 | 33.5 | 28 | 32.9 | 0
1817 | 32.7 | 26.4 | 35.8 | 36.2 | 34.2 | 33.4 | 32.1 | 33.7 | 31.1 | 33.3 | 34.7 | 32.4 | 30.6 | 30.9 | 35.7 | 26.5 | 25.2 | 31.1 | 21.2 | 32.4 | 30.5 | 34.8 | 23.6 | 35 | 33 | 34.9 | 38 | 31.6 | 29.1 | 27.4 | 27 | 33.7 | 39.5 | 30.2 | 32.3 | 32.7 | 30 | 33 | 31.5 | 30.9 | 30.8 | 29.2 | 35.8 | 38.9 | 28.9 | 32.4 | 34.4 | 30.4 | 27.4 | 35.6 | 24 | 15.2 | 27 | 30.5 | 35.9 | 25 | 32.5 | 27.7 | 32.3 | 0
1818 | 32.7 | 26.1 | 35.7 | 34.6 | 31.6 | 31.5 | 31.8 | 32.3 | 29.7 | 32.4 | 34 | 30.2 | 27.9 | 29.4 | 34.4 | 24.4 | 24.1 | 30.2 | 20.4 | 29.8 | 28.4 | 33.8 | 22.7 | 33.8 | 32.1 | 35.3 | 37.6 | 30.1 | 26.5 | 26 | 24.5 | 31.7 | 37.3 | 29.7 | 31 | 32.2 | 29.3 | 31.4 | 30 | 29.8 | 30 | 26.8 | 33.8 | 38.4 | 28 | 30.8 | 32.9 | 28.6 | 24.9 | 34.8 | 22.8 | 13.6 | 26.1 | 29.6 | 35 | 24.2 | 34 | 26.6 | 30.7 | 0
1819 | 31.2 | 22.3 | 32.5 | 33.3 | 28.2 | 29.3 | 30.4 | 30.3 | 28.7 | 30.4 | 32.7 | 28.4 | 24.7 | 28.4 | 31.5 | 22 | 22.4 | 27.9 | 19.7 | 26.6 | 26.7 | 32 | 20.8 | 30.8 | 29.4 | 33.4 | 36.1 | 27.5 | 24.2 | 24.7 | 21.9 | 30.2 | 34 | 28.6 | 27.6 | 31.1 | 28.8 | 29.3 | 29.1 | 26.9 | 29.5 | 24.5 | 31.7 | 34.8 | 26.9 | 28.2 | 31.1 | 26.7 | 22.4 | 33.6 | 20.4 | 11.8 | 25.2 | 28.7 | 33 | 23.4 | 30.2 | 26 | 29.3 | 0
1820 | 28.2 | 19.8 | 29.6 | 31.4 | 26.3 | 27.6 | 29.7 | 28.2 | 27.8 | 28 | 31.5 | 26.4 | 21 | 27.9 | 31 | 20.9 | 21.4 | 26.7 | 19.4 | 23.4 | 25.1 | 30.3 | 19.2 | 28.8 | 27.1 | 31.9 | 34.2 | 25 | 22.8 | 23 | 19.6 | 29.2 | 32.4 | 27.4 | 26.5 | 30.7 | 27.8 | 28.2 | 28.5 | 23.2 | 29.1 | 22.4 | 29 | 32.5 | 26.4 | 26 | 29 | 25 | 20 | 32 | 17.6 | 9.6 | 24.8 | 28.6 | 31.6 | 23 | 29 | 25.5 | 27.6 | 0
1821 | 26.7 | 17.8 | 28.2 | 30.6 | 25.1 | 26.3 | 27.6 | 26.6 | 27.1 | 26.1 | 30.1 | 25.5 | 19 | 27.5 | 29.7 | 19.3 | 20.1 | 26 | 19 | 21.3 | 24.2 | 28.9 | 17 | 25.7 | 25.3 | 30.6 | 31.8 | 22.5 | 21.8 | 22.1 | 18.3 | 28.7 | 31.3 | 26 | 24.6 | 29.5 | 27.2 | 26.4 | 28 | 21.5 | 28.8 | 21.4 | 26.9 | 30.5 | 25.9 | 24.1 | 27.5 | 24 | 19.1 | 31.1 | 14.5 | 9 | 24.1 | 28.1 | 30 | 22.3 | 28.2 | 25 | 27 | 0
1822 | 25.2 | 16.8 | 26 | 29.4 | 23.8 | 25.1 | 26.9 | 25.3 | 26.8 | 24.4 | 29.3 | 24.7 | 18.2 | 27.2 | 28.5 | 18.3 | 19.8 | 25.2 | 18.9 | 20.2 | 23 | 28.5 | 15.6 | 24.6 | 24.9 | 28.9 | 30.3 | 21.4 | 21.5 | 21.2 | 17.8 | 28.2 | 30.6 | 24.8 | 23.9 | 27 | 26.5 | 24.8 | 27.6 | 20 | 28.7 | 20.7 | 24.4 | 27.8 | 25.4 | 23.7 | 26.3 | 23.4 | 19 | 30.3 | 12.6 | 8.8 | 23.9 | 28.1 | 28.2 | 21.7 | 27.2 | 24.9 | 26.6 | 0
1823 | 24.2 | 15.3 | 23 | 28.8 | 22.9 | 24.1 | 26 | 24 | 26.3 | 23.4 | 28.8 | 24.4 | 19.6 | 26.9 | 27.5 | 17.9 | 19.4 | 25 | 18.6 | 20 | 21.9 | 27.8 | 14.4 | 23.6 | 23.9 | 26.9 | 29.7 | 21.4 | 21.4 | 21 | 18 | 27.2 | 30.3 | 23.6 | 23.1 | 27.2 | 26.4 | 23.1 | 27 | 19 | 28.4 | 20.2 | 22.4 | 26.2 | 24.9 | 23.8 | 26 | 23.2 | 19.6 | 29.2 | 12 | 9.6 | 23.6 | 27.8 | 27.1 | 20.6 | 26.8 | 24.7 | 27 | 0
1824 | 23.2 | 15.3 | 22.1 | 27.2 | 22.1 | 23.2 | 25 | 23.2 | 25.8 | 22.6 | 29 | 23.4 | 21.4 | 26.3 | 27 | 17.5 | 19.8 | 24.7 | 18.6 | 19.6 | 21 | 26.5 | 14.2 | 24.8 | 23.9 | 25.6 | 29.1 | 22.8 | 21.7 | 20.6 | 18.1 | 26.2 | 29.4 | 22.6 | 21.9 | 27.4 | 26.2 | 24.2 | 26.3 | 18.4 | 28.1 | 18.9 | 19.9 | 24.9 | 24.3 | 24.6 | 25.9 | 22.7 | 19.3 | 29.3 | 13.3 | 9.4 | 24 | 27.6 | 26.3 | 19.7 | 26 | 23.7 | 26.8 | 0
1825 | 22.7 | 14.3 | 25.6 | 26 | 21.6 | 21.9 | 24.4 | 22.9 | 25.5 | 22 | 28.6 | 22.5 | 23.8 | 26 | 26.5 | 17.4 | 19.4 | 23.4 | 18.4 | 18.9 | 20.2 | 25.4 | 13.6 | 24.6 | 24.9 | 25.2 | 28.5 | 23.9 | 21.6 | 20.5 | 18 | 25.9 | 28.9 | 21.4 | 21 | 27.5 | 26.5 | 22.5 | 26 | 17.2 | 27.8 | 17.4 | 18 | 23.9 | 23.9 | 24.4 | 26.1 | 22.1 | 18.3 | 28.5 | 15.2 | 9.2 | 24.1 | 27.4 | 24.9 | 18.4 | 25.6 | 23 | 26.7 | 0
1826 | 22.7 | 13.3 | 24.6 | 24.2 | 20.6 | 21.6 | 23.8 | 22.6 | 25 | 21.2 | 28 | 21 | 25.2 | 25.5 | 25.9 | 16.5 | 19 | 22.7 | 18.4 | 17.4 | 19.5 | 25.5 | 13.2 | 24.6 | 24.4 | 26.4 | 27.9 | 24.6 | 21.6 | 20 | 17.2 | 25.9 | 28.4 | 20.2 | 20.4 | 27 | 26.4 | 21.5 | 25.8 | 16.9 | 27.5 | 15.4 | 16 | 23.1 | 23.4 | 23.4 | 26 | 21.2 | 16.2 | 27.8 | 17 | 8 | 24.4 | 27.1 | 24.8 | 17.4 | 25.5 | 22.6 | 25.8 | 0
1827 | 22 | 12.8 | 23.1 | 23.4 | 19.8 | 20.3 | 23.1 | 21.7 | 24.8 | 21.3 | 26.2 | 20.1 | 26.1 | 25.3 | 25 | 18.1 | 17.7 | 21.4 | 18.2 | 15.9 | 18.8 | 25.3 | 11.9 | 22.2 | 23.5 | 25.9 | 27.3 | 23.7 | 21.1 | 19.7 | 16.3 | 25.7 | 27.9 | 19 | 19.5 | 26.6 | 26.4 | 20.8 | 25.3 | 16.4 | 26.9 | 14.3 | 15.1 | 22.5 | 23 | 21.1 | 25.9 | 20.5 | 14.5 | 26.7 | 17.4 | 7.8 | 23.9 | 26.1 | 24.1 | 16.4 | 25 | 22.5 | 25.3 | 0
1828 | 20.3 | 12.2 | 22.1 | 22.6 | 19.1 | 20 | 23.4 | 20.4 | 24.5 | 20.3 | 24.4 | 19.1 | 25.5 | 25.1 | 24.6 | 14.9 | 17.2 | 21.2 | 18.3 | 14.8 | 18.7 | 24 | 11.4 | 21.1 | 22.5 | 24.5 | 26.4 | 22.5 | 20.9 | 18.9 | 15.5 | 24.7 | 27.4 | 18.2 | 19 | 26.5 | 25.8 | 19.6 | 25 | 16 | 26.7 | 13.8 | 14.3 | 22 | 22.9 | 19.2 | 25.3 | 20.1 | 13.5 | 25.9 | 17.1 | 7.9 | 23.4 | 26.1 | 23.7 | 16.3 | 24.5 | 21.6 | 24.4 | 0
1829 | 21.2 | 11.8 | 21 | 24 | 19.1 | 20 | 23.1 | 19.1 | 24.3 | 19.3 | 22.4 | 20.4 | 25.8 | 25 | 24.3 | 14.2 | 19.4 | 21.2 | 17.4 | 17 | 18.1 | 23.5 | 11 | 19 | 22.5 | 23.9 | 25.1 | 18.6 | 19.2 | 17.8 | 16.6 | 24.2 | 26.9 | 21 | 19 | 25.5 | 25 | 18.6 | 24.8 | 15.5 | 26.4 | 16.4 | 16.6 | 21.1 | 22.4 | 19.8 | 25 | 20 | 18.6 | 25.3 | 8.4 | 9.4 | 21 | 25.7 | 23.4 | 18.2 | 24.2 | 20.5 | 24 | 0
1830 | 20.5 | 11.3 | 21 | 24.5 | 18.6 | 19.7 | 22.6 | 19.7 | 24 | 19 | 21.4 | 20.2 | 22.7 | 25 | 24 | 13.9 | 20.1 | 20.5 | 18 | 18.4 | 17.6 | 22.5 | 12.6 | 19.8 | 22.2 | 23.9 | 23.8 | 19.7 | 20.4 | 17.6 | 17.5 | 23.7 | 26.4 | 20.4 | 19.4 | 23.8 | 25.7 | 18.3 | 24.6 | 15.3 | 26 | 17.8 | 17 | 20.8 | 22.1 | 20.3 | 25 | 21.1 | 19.5 | 24.4 | 10 | 11.4 | 21.3 | 25.6 | 23.1 | 19.1 | 24 | 21.4 | 24.4 | 0
1831 | 18.8 | 10.8 | 21.9 | 25.7 | 18.4 | 18.8 | 22.1 | 21.4 | 24 | 19.2 | 21.3 | 21.3 | 21.5 | 25.2 | 23.9 | 13.1 | 21 | 20.2 | 18.8 | 21.4 | 17.7 | 21.8 | 14.7 | 21.3 | 21.3 | 23.4 | 23.8 | 21.6 | 22.8 | 18.4 | 18.6 | 23.9 | 26.3 | 20.7 | 19.5 | 22.6 | 27 | 18.5 | 24.7 | 14.5 | 25.8 | 20.6 | 18.8 | 21.2 | 21.9 | 22.3 | 25.5 | 22.9 | 20 | 24.1 | 12.9 | 14 | 22.1 | 25 | 23.1 | 20.6 | 24.2 | 21.5 | 25.5 | 0
1832 | 21 | 14.4 | 24.1 | 27.6 | 20.4 | 21.6 | 23.5 | 23.6 | 25.1 | 20.8 | 21.8 | 23.2 | 21.4 | 26.9 | 23.8 | 14.3 | 22.2 | 22 | 20 | 24.6 | 17.8 | 23.7 | 17 | 24 | 22.7 | 22.9 | 24.7 | 24 | 25.8 | 19.4 | 20.4 | 27 | 27 | 21 | 21.5 | 24 | 28.4 | 22.2 | 25.7 | 18.2 | 25.8 | 23.4 | 21.5 | 21.8 | 22.4 | 24.4 | 26.8 | 25.4 | 21.4 | 25.2 | 16.8 | 16.4 | 23.4 | 25.1 | 24.7 | 22.4 | 27.2 | 22.4 | 27.2 | 0
1833 | 25.8 | 19 | 29.2 | 29.8 | 26.2 | 25.9 | 26.4 | 25.7 | 28.5 | 22.6 | 23.8 | 26.5 | 24.1 | 28.6 | 26.4 | 18.7 | 23.4 | 27.1 | 21.3 | 28.6 | 21.4 | 28.7 | 19 | 26.2 | 26 | 27.2 | 26.4 | 26.3 | 28.9 | 21.6 | 21.9 | 29.8 | 30.1 | 22.9 | 22.2 | 29.4 | 29.9 | 27.6 | 27.8 | 22.1 | 27.5 | 26.8 | 25.4 | 24.5 | 26.4 | 27.7 | 28.4 | 27.6 | 21.7 | 27.1 | 20.4 | 18.2 | 25 | 27.7 | 27.3 | 24.3 | 26.6 | 25.1 | 29.5 | 0
1834 | 28.4 | 22.8 | 31.7 | 32 | 30 | 28.4 | 28.3 | 27.4 | 31.2 | 24.2 | 26.2 | 29.8 | 26.8 | 30.6 | 28.3 | 21.3 | 24.7 | 30.7 | 22.7 | 31.5 | 26.3 | 31.3 | 21.1 | 28.7 | 28.6 | 30.8 | 28.8 | 28.1 | 31.4 | 23.7 | 23.4 | 32.6 | 33.2 | 24.8 | 25.1 | 32 | 31.1 | 28.9 | 30.3 | 25.7 | 30.4 | 29.3 | 29.1 | 26.1 | 27.8 | 30.3 | 30.3 | 29.6 | 22.4 | 32.2 | 23.4 | 19 | 26.6 | 29.9 | 29.3 | 26.2 | 29.1 | 28.2 | 31.7 | 0
1835 | 31.1 | 24.7 | 33.2 | 34 | 32.1 | 30.6 | 30.1 | 29.1 | 33.6 | 26.5 | 29.3 | 33.2 | 30 | 32 | 30.4 | 23.7 | 25.8 | 32.6 | 24 | 34.2 | 29.4 | 33.4 | 23 | 30.4 | 31.1 | 33.2 | 31.5 | 29.4 | 33 | 26.4 | 24.4 | 34.6 | 35.9 | 27.6 | 27.7 | 34.3 | 32 | 31.5 | 32.5 | 28.3 | 31.9 | 31.4 | 32.7 | 28.5 | 28.9 | 33.2 | 32 | 31 | 22.4 | 33 | 25.2 | 19 | 28.1 | 30.8 | 31.7 | 28 | 31.7 | 31.2 | 33.4 | 0
1836 | 32.1 | 26.2 | 34.7 | 35.7 | 34.1 | 32.3 | 31.6 | 30.9 | 35.2 | 28.6 | 31.7 | 35.2 | 31.3 | 32.6 | 32.3 | 26.1 | 26.9 | 33.2 | 25.2 | 35.3 | 31.3 | 34.5 | 24.9 | 32.4 | 33.6 | 34.5 | 34 | 30.4 | 33.7 | 28.4 | 25.3 | 35.6 | 37.1 | 29.3 | 30.3 | 36 | 32.4 | 33 | 35.2 | 29.6 | 31.4 | 32.1 | 34.9 | 30.7 | 29.2 | 34.8 | 33.5 | 32.2 | 23.5 | 34.8 | 26.5 | 18.6 | 29.2 | 32.4 | 33.2 | 29.5 | 33.2 | 33.7 | 34.1 | 0
1837 | 33.2 | 27.6 | 36.4 | 36.9 | 34.7 | 33 | 32.4 | 32.8 | 36.1 | 30.6 | 33.7 | 36.4 | 32.7 | 32.5 | 33.8 | 27 | 27.3 | 33.8 | 26.1 | 36.5 | 32.3 | 35.6 | 26.3 | 33.6 | 35.2 | 35.8 | 35.8 | 31.2 | 34 | 30.5 | 25.5 | 36.8 | 38.9 | 31.3 | 31.3 | 36 | 32.5 | 33.2 | 35.8 | 32.6 | 31.4 | 32.6 | 36.3 | 32.7 | 29.3 | 36.5 | 34.4 | 32.8 | 24 | 35 | 27.2 | 18.1 | 29.8 | 32.3 | 34.9 | 30.5 | 34.1 | 35.2 | 34 | 0
1838 | 33.6 | 27.6 | 36.7 | 37.6 | 35.1 | 34 | 33 | 34.5 | 36.4 | 32.2 | 34.5 | 36.2 | 33 | 32.9 | 35.8 | 27 | 27.4 | 33.9 | 26.6 | 37 | 32.9 | 36.3 | 27 | 34.8 | 36 | 36.1 | 37.2 | 32 | 34 | 31.6 | 25.4 | 36.8 | 39.3 | 32 | 32.2 | 35.7 | 32.2 | 33.9 | 35.8 | 32.6 | 31.9 | 32.4 | 36.6 | 34.1 | 29.7 | 37 | 35 | 33.2 | 25.2 | 35.9 | 27.8 | 17.8 | 29.8 | 32 | 35.7 | 30.8 | 35 | 31.6 | 33 | 0
1839 | 34.1 | 28.1 | 37.2 | 37.7 | 35.1 | 35.4 | 33.4 | 35.5 | 36.5 | 32.5 | 34.9 | 35.5 | 34.2 | 32.5 | 29.1 | 27.2 | 26.7 | 33.9 | 26.5 | 38 | 34.4 | 36.4 | 26.4 | 34.7 | 36.2 | 36.9 | 38.1 | 32.4 | 34.1 | 32.4 | 24.4 | 36.1 | 39.7 | 32.9 | 32.3 | 35.3 | 31.8 | 33.9 | 34.7 | 33.4 | 31.9 | 32.6 | 36.6 | 34.6 | 29.9 | 37.5 | 34.9 | 33 | 25.2 | 36 | 27.8 | 17.6 | 29.3 | 32.4 | 36.1 | 30.1 | 35.6 | 30.1 | 31.8 | 0
1840 | 34 | 28.6 | 36.6 | 37.3 | 34.7 | 35.4 | 33.4 | 35.5 | 34.5 | 32.6 | 34.3 | 34 | 34 | 31.6 | 28.3 | 26 | 25.8 | 33.9 | 26 | 37.7 | 32.9 | 35.8 | 25 | 34.3 | 35.8 | 36.9 | 38.8 | 32.2 | 33.8 | 31.7 | 23.2 | 35.6 | 39.6 | 32.4 | 32.2 | 34.3 | 31.1 | 34.4 | 33.7 | 33.6 | 31.4 | 31.9 | 35.9 | 34.6 | 29.8 | 36.5 | 34.5 | 32.4 | 25.4 | 36.5 | 27.1 | 17.2 | 28.4 | 32.3 | 36.1 | 28.5 | 35.1 | 29.8 | 30.4 | 0
1841 | 33.6 | 28.1 | 36.2 | 36.2 | 33.8 | 35.1 | 32.7 | 34.6 | 32 | 32.3 | 33.6 | 32.4 | 33.2 | 31 | 28.3 | 24.6 | 24.6 | 33.6 | 25.2 | 37 | 31.7 | 35.6 | 23 | 32.6 | 36 | 36.9 | 39 | 31 | 33 | 30.4 | 21.6 | 35.4 | 39.2 | 31.6 | 31.9 | 33.3 | 30.2 | 34.2 | 31.8 | 32.8 | 30.6 | 31 | 35 | 34.6 | 29 | 35 | 33.6 | 31.2 | 24.4 | 36 | 25.2 | 16.4 | 27.2 | 31.9 | 35.8 | 26.2 | 34.8 | 29.2 | 29.4 | 0
1842 | 32.6 | 26.6 | 35.7 | 34.7 | 31.5 | 33.4 | 31.9 | 32.8 | 30.2 | 30.7 | 32.3 | 30.3 | 29.5 | 29.5 | 24.5 | 23.5 | 23.7 | 31.7 | 24.3 | 34.4 | 30.1 | 34.8 | 21.3 | 30.9 | 34.3 | 35.8 | 38.4 | 28.9 | 31.4 | 27.7 | 20.4 | 34.1 | 36.3 | 29.3 | 30.4 | 32 | 29.1 | 32 | 29.8 | 31.4 | 30.2 | 28.9 | 33.2 | 33.6 | 28.3 | 32 | 32.4 | 29.8 | 23.8 | 35.2 | 22.4 | 15.3 | 26 | 31 | 34.2 | 23.8 | 33 | 29.1 | 28.6 | 0
1843 | 31.1 | 23.1 | 33 | 32.8 | 29 | 29.5 | 30.4 | 30.5 | 28.7 | 28 | 31.5 | 28.8 | 25.3 | 28.5 | 25.3 | 21.6 | 22.9 | 29.9 | 23.3 | 31.6 | 28.1 | 32.9 | 20 | 28.1 | 33 | 33.8 | 36.5 | 26.3 | 29.4 | 25.4 | 19.1 | 31.7 | 32.6 | 27.6 | 27.2 | 31 | 28.2 | 28.5 | 28.8 | 29.9 | 29.4 | 26.9 | 31.2 | 32.3 | 27.3 | 29.6 | 30.7 | 27.8 | 21.9 | 33.2 | 18.8 | 14 | 24.9 | 30.4 | 32.2 | 21.7 | 30.6 | 27 | 28.1 | 0
1844 | 29.4 | 19.1 | 31.7 | 31 | 27.2 | 27.7 | 29.1 | 27.9 | 27.5 | 25.8 | 30.5 | 27.2 | 20.2 | 28 | 26.2 | 19 | 22.4 | 28.4 | 22.4 | 28.2 | 26.6 | 31 | 19.6 | 25.8 | 30.5 | 31.3 | 34.3 | 23.8 | 27.1 | 23.2 | 18.4 | 30.7 | 31.8 | 25.6 | 25.3 | 30 | 27.4 | 26.1 | 28.3 | 29.1 | 28.9 | 24.6 | 28.6 | 30.7 | 26.8 | 27.4 | 29 | 26 | 20.4 | 32 | 15.4 | 13 | 24 | 29.7 | 31.1 | 20.4 | 29.1 | 26.5 | 27.6 | 0
1845 | 27.6 | 16.8 | 30.6 | 29.4 | 25.7 | 26.5 | 27.9 | 25.9 | 27.1 | 24.2 | 30.2 | 26.5 | 17.6 | 27.5 | 26.6 | 18.1 | 21.8 | 28.4 | 21.5 | 26.2 | 25.1 | 30.1 | 19.4 | 23.2 | 27.4 | 30.3 | 31.6 | 21.9 | 25.3 | 22.4 | 17.6 | 29.6 | 31.6 | 25.1 | 23.8 | 27.9 | 27.1 | 24.9 | 27.7 | 28.1 | 28.9 | 23.4 | 26.4 | 27.6 | 26.5 | 27 | 27.2 | 24.2 | 18 | 30.6 | 12.7 | 12.4 | 23.4 | 28.4 | 29.7 | 19.9 | 27.6 | 25.7 | 27.3 | 0
1846 | 27.1 | 16.1 | 28.2 | 28.2 | 24.6 | 25.3 | 27 | 24.6 | 26.9 | 22.6 | 29.5 | 25.7 | 16.4 | 27.2 | 26.8 | 16.7 | 21.4 | 27.3 | 20.8 | 24.3 | 23.8 | 28.6 | 19.4 | 22 | 26.6 | 28.8 | 29.8 | 20.9 | 24.1 | 21.9 | 17.4 | 29.1 | 33.9 | 24.4 | 22.4 | 28 | 27 | 24.8 | 27.5 | 26.4 | 28.5 | 22.1 | 24 | 26.4 | 26.3 | 26.7 | 26.1 | 23.2 | 16.9 | 29.8 | 11.4 | 12.2 | 23 | 28.4 | 28.4 | 20 | 26.6 | 25.7 | 26.8 | 0
1847 | 26 | 15.6 | 27.9 | 27.4 | 23.3 | 24.4 | 26.6 | 23.3 | 26.4 | 21.7 | 29 | 25.4 | 18.6 | 26.8 | 26.3 | 16.3 | 20.8 | 27.4 | 20 | 23.4 | 22.9 | 27.5 | 18.6 | 21.2 | 26.8 | 27.8 | 29.1 | 20.6 | 23.4 | 22 | 17.2 | 28.1 | 32.2 | 24.4 | 21.4 | 27.5 | 27 | 23 | 27.1 | 24.1 | 28.7 | 21.4 | 22.3 | 25.1 | 26 | 27 | 25.4 | 22.4 | 16 | 29.2 | 11.2 | 12 | 22.8 | 27.9 | 27.5 | 20.2 | 25.6 | 25.5 | 26.4 | 0
1848 | 23.2 | 14.1 | 25.6 | 26.8 | 22.6 | 23.7 | 25.1 | 22.4 | 25.5 | 21 | 27.8 | 24.5 | 21.3 | 26.5 | 24.4 | 14.7 | 20.4 | 27.4 | 19.3 | 21.6 | 22.1 | 26.4 | 17.2 | 21.8 | 26.3 | 27.2 | 28.4 | 20.7 | 22.8 | 21.3 | 17.5 | 27.6 | 32.6 | 23.4 | 20.3 | 27.3 | 26.7 | 22.4 | 26.3 | 24.2 | 25.9 | 19.8 | 20.5 | 24 | 25.4 | 25.9 | 25.5 | 22.2 | 17 | 28.1 | 11.7 | 11.5 | 22.6 | 27 | 26.6 | 20.3 | 24.6 | 24.1 | 25.8 | 0
1849 | 20.6 | 14.1 | 25.9 | 26.3 | 21.8 | 22.4 | 24.4 | 21.9 | 24.9 | 20.6 | 26.7 | 23.8 | 25.2 | 26 | 23.9 | 14.8 | 19.9 | 27 | 18.6 | 20.2 | 21.6 | 26 | 15.1 | 21.9 | 26.3 | 26.8 | 27.9 | 20.5 | 22.1 | 20.7 | 17.4 | 27.4 | 30.6 | 22.8 | 19.9 | 27.2 | 26.3 | 20.5 | 25.8 | 24.3 | 25.4 | 18.5 | 19.3 | 23.1 | 25.3 | 24.6 | 25.7 | 21.8 | 17.7 | 27.6 | 11.8 | 10.6 | 22.4 | 26.7 | 25.8 | 19.9 | 23.1 | 24 | 25.4 | 0
1850 | 20.4 | 13.7 | 26.2 | 25.6 | 21.7 | 21.3 | 24.4 | 21.4 | 24.3 | 20.5 | 25.3 | 22.6 | 27.4 | 25.9 | 23.9 | 14.5 | 19.6 | 25.5 | 18 | 18 | 21 | 26.3 | 13 | 22 | 25.1 | 26.3 | 27.8 | 20 | 21 | 19.4 | 17.4 | 27.1 | 30 | 21.6 | 19.2 | 26.8 | 25.6 | 20.9 | 25.5 | 23.9 | 24.8 | 16.6 | 18 | 22.3 | 24.8 | 22.2 | 26 | 21.4 | 19 | 27.5 | 11.2 | 9.4 | 22 | 26.4 | 24.8 | 19.2 | 22.5 | 22.8 | 24.8 | 0
1851 | 19.8 | 13.1 | 21.2 | 24.8 | 21 | 21.4 | 23.6 | 21.1 | 23.4 | 20.1 | 24.4 | 21.8 | 28.9 | 25.6 | 24.1 | 14.2 | 19.2 | 25.5 | 17.5 | 16.9 | 20.1 | 25.7 | 11.2 | 20.8 | 24.6 | 25.2 | 27.7 | 19.2 | 19.9 | 18.7 | 16.9 | 26.9 | 29 | 21.5 | 18.7 | 25.6 | 25.1 | 20.9 | 25 | 23.1 | 24.1 | 15.8 | 17.3 | 21.6 | 24.5 | 20.8 | 25.8 | 20.5 | 18.9 | 27.4 | 9.8 | 8.5 | 21.5 | 25.4 | 24.1 | 18.4 | 22.1 | 22 | 24.4 | 0
1852 | 20.1 | 12.1 | 23.7 | 24.2 | 20.6 | 20.4 | 23.1 | 20.8 | 22.1 | 19.7 | 23.2 | 20.8 | 27.6 | 25.5 | 23.6 | 14.3 | 19.2 | 24.4 | 17.3 | 16.1 | 19.8 | 24.8 | 10.6 | 19.9 | 24.1 | 24 | 27.3 | 18.5 | 19.1 | 17.8 | 16.7 | 26.8 | 28.1 | 20.9 | 18.5 | 24.3 | 24.7 | 19.5 | 24.8 | 21.8 | 24 | 15.3 | 16.6 | 21.5 | 24.2 | 19.5 | 25.5 | 20 | 19 | 26.7 | 8.7 | 8.4 | 21.1 | 25.4 | 23.7 | 18 | 21.2 | 22.3 | 24 | 0
1853 | 19.8 | 10.6 | 21.2 | 22.4 | 20 | 21.9 | 23 | 20.5 | 22 | 20.2 | 22.6 | 21.4 | 19 | 25.3 | 23.5 | 14.8 | 18.8 | 23.9 | 18.4 | 22.4 | 19.6 | 23.8 | 15.4 | 16.8 | 23.6 | 24.1 | 26.6 | 18 | 20 | 17.4 | 15.8 | 26.1 | 27 | 20.8 | 18.2 | 23.5 | 25 | 18.2 | 24.5 | 21 | 23.9 | 17.6 | 14.3 | 21.1 | 23.9 | 24.4 | 25 | 19.2 | 14.8 | 26.1 | 12 | 9.6 | 20.6 | 24.7 | 23.5 | 20 | 21.2 | 20.6 | 24.6 | 0
1854 | 19.6 | 10.2 | 19.7 | 22.6 | 19.7 | 22 | 22.9 | 21.4 | 21.5 | 20.6 | 22.1 | 22.1 | 19.1 | 25 | 24.4 | 14.7 | 19.5 | 23.9 | 18.9 | 22.4 | 19.3 | 22.9 | 17.2 | 17.2 | 22.6 | 23.8 | 25.9 | 18.9 | 21.1 | 16.9 | 16.5 | 26.1 | 26.3 | 20.5 | 17.9 | 23.3 | 25.3 | 18.1 | 24.4 | 20.5 | 23.4 | 19 | 15.3 | 20.8 | 23.8 | 25.1 | 25.3 | 20.3 | 15.9 | 25.6 | 12.3 | 12 | 21 | 24 | 23.4 | 20.7 | 21.2 | 20.7 | 25.3 | 0
1855 | 17.6 | 10.1 | 18.5 | 23.6 | 19.7 | 20.6 | 22.8 | 23 | 22.5 | 20.1 | 22.4 | 23.5 | 20.3 | 25.3 | 24 | 15.2 | 20.1 | 23.6 | 19.7 | 23.1 | 19.4 | 22.6 | 19.4 | 18.7 | 21.9 | 23.4 | 20.6 | 21.2 | 22.9 | 18.4 | 17.3 | 26.6 | 25.9 | 20.7 | 17.9 | 23.8 | 26.3 | 18.6 | 24.1 | 20.1 | 22.9 | 21.3 | 17.6 | 20.2 | 23.4 | 26.5 | 26.4 | 23.2 | 17.5 | 25.4 | 13.1 | 14.7 | 21.6 | 23.9 | 23.2 | 22.1 | 21.6 | 21.9 | 26.6 | 0
1856 | 18.7 | 14.1 | 20.2 | 25.4 | 21.2 | 22.4 | 23.4 | 25.4 | 26.7 | 21.2 | 23 | 25.4 | 23.6 | 26.8 | 26.6 | 15.8 | 21.2 | 24.1 | 21 | 24 | 19.5 | 23.3 | 22.6 | 21 | 22.4 | 23.4 | 20.2 | 23.6 | 25.6 | 20 | 18.6 | 27.1 | 26.1 | 21.4 | 26.2 | 25.8 | 27.6 | 22.5 | 25.3 | 19.6 | 23.9 | 23.8 | 21 | 20.1 | 24.5 | 28.6 | 27.8 | 26 | 19.4 | 26.4 | 14 | 17.2 | 23.1 | 24.4 | 26 | 23.6 | 24.1 | 22 | 28.4 | 0
1857 | 26.3 | 17 | 29.2 | 27.7 | 26 | 25.7 | 25.1 | 28.2 | 30.1 | 22.5 | 24.8 | 27.8 | 25.5 | 28.8 | 25.9 | 16.9 | 21.6 | 27.9 | 22.3 | 25.8 | 22.7 | 26.6 | 24.4 | 23.4 | 24 | 27 | 23.4 | 26.9 | 28 | 23.7 | 20 | 30.6 | 27.5 | 22.6 | 24.6 | 28.9 | 29.3 | 27.6 | 27.8 | 21 | 27.1 | 26.4 | 24.8 | 22.3 | 27.1 | 30.7 | 29.8 | 29.3 | 21.3 | 28.5 | 15.9 | 18.6 | 24.8 | 27 | 28 | 25.6 | 25.2 | 26 | 30.3 | 0
1858 | 29.4 | 21 | 31.2 | 30.1 | 30.1 | 28.8 | 27.3 | 31 | 32.9 | 24.2 | 27 | 30.3 | 27.6 | 30.7 | 26.4 | 18.8 | 22.4 | 31.4 | 23.8 | 27.7 | 26.8 | 30.6 | 26 | 25.5 | 25.8 | 28.6 | 27.2 | 29.5 | 30.5 | 26.6 | 22 | 33.1 | 29.1 | 23.8 | 27.1 | 32 | 31 | 30.3 | 30.5 | 23 | 30.4 | 28.3 | 28.6 | 24.8 | 28.5 | 32.6 | 31.6 | 31.1 | 23.1 | 30.8 | 18.1 | 19.1 | 27.3 | 29.6 | 29.9 | 27.4 | 28.2 | 30.5 | 32.1 | 0
1859 | 31.6 | 23.5 | 32.3 | 32.4 | 32.5 | 32.3 | 29.5 | 33.1 | 34.5 | 26.5 | 30 | 32.8 | 27.8 | 32.7 | 28.9 | 21 | 22.6 | 33 | 25 | 30 | 29 | 33.4 | 26.2 | 27 | 27.4 | 28.2 | 31.5 | 32 | 32.2 | 30 | 23.8 | 34.2 | 32.3 | 25 | 29.8 | 34.7 | 32.4 | 31.4 | 32.8 | 26 | 33.2 | 29.8 | 31.8 | 27.8 | 30.5 | 34 | 33.4 | 32.4 | 24.6 | 33 | 21 | 19 | 29.6 | 30.6 | 31.9 | 29 | 30.8 | 33 | 33.4 | 0
1860 | 32.6 | 26 | 33.6 | 34.3 | 34.2 | 33.3 | 30.9 | 34.4 | 35.4 | 29.2 | 32.5 | 34.9 | 28.9 | 33.8 | 32.4 | 23.2 | 23.3 | 34 | 26.2 | 31.7 | 30.7 | 34.7 | 26.8 | 28.3 | 28.4 | 31.1 | 34.3 | 33.2 | 33.8 | 31.3 | 25.7 | 35.1 | 34 | 25.8 | 31.4 | 35.7 | 33.1 | 31.9 | 34.7 | 26.8 | 33.2 | 30.7 | 34.3 | 30 | 31 | 35.1 | 34.7 | 32.3 | 25.9 | 34.5 | 23.3 | 19 | 31.9 | 31.6 | 33.6 | 29.7 | 32.7 | 34.5 | 34.1 | 0
1861 | 33.4 | 27.6 | 34.5 | 35.6 | 34.7 | 34.7 | 31.9 | 35.1 | 36.9 | 30.6 | 34.9 | 36.6 | 29.1 | 34.7 | 33.4 | 24.7 | 23.5 | 34 | 26.7 | 33.3 | 32.7 | 35.5 | 26.7 | 29.2 | 29.4 | 32.3 | 36.7 | 34.3 | 34.6 | 32.8 | 26.6 | 35.6 | 36.1 | 26.4 | 32.4 | 35.9 | 33.4 | 32.8 | 35.3 | 28.7 | 33.2 | 31.5 | 36 | 32.3 | 31.3 | 35.6 | 35.7 | 32.9 | 26.8 | 35.5 | 25.3 | 19.2 | 33.1 | 31.4 | 34.9 | 29.9 | 33.7 | 30 | 33.9 | 0
1862 | 33.9 | 29.9 | 36.3 | 36.4 | 35.1 | 35.3 | 32.7 | 35.6 | 37.1 | 31.8 | 36.1 | 37.4 | 30.6 | 34.7 | 35 | 25.9 | 23.8 | 34.2 | 26.8 | 34 | 33.7 | 36 | 27 | 30.2 | 30.6 | 34.6 | 37.7 | 34.4 | 35.2 | 33 | 26.8 | 36 | 37 | 26.8 | 34.3 | 36.1 | 33 | 33.3 | 35.4 | 30 | 33.6 | 32 | 37 | 33.6 | 31.4 | 36 | 36 | 33.2 | 27.4 | 36.5 | 26 | 19.6 | 33.2 | 31.6 | 35.6 | 29.2 | 34.7 | 29.7 | 33.2 | 0
1863 | 33.9 | 29.8 | 36.6 | 36.5 | 35.3 | 36 | 32.6 | 36 | 35.6 | 32.2 | 36.8 | 37.4 | 30.8 | 34.7 | 35.5 | 26.4 | 23.3 | 34.2 | 26 | 34.4 | 34.3 | 36.6 | 26.1 | 30.7 | 30.9 | 34.4 | 38.5 | 34.7 | 34.9 | 34 | 25.7 | 36.4 | 37.7 | 27.1 | 34.9 | 35.2 | 32.3 | 34 | 34.3 | 30 | 32.6 | 32.4 | 37.2 | 34.7 | 31.2 | 36 | 36 | 34.3 | 27.5 | 36.5 | 26.1 | 19.6 | 31.8 | 31.5 | 35.8 | 28.3 | 35.1 | 29.6 | 32 | 0
1864 | 33.9 | 29.5 | 36.3 | 36.1 | 35.2 | 35.8 | 32.6 | 35.9 | 33.8 | 32.2 | 36.2 | 36.3 | 31.8 | 33.7 | 35.6 | 26.5 | 23.1 | 34.2 | 24.9 | 33.9 | 34.2 | 36.9 | 25.4 | 30.5 | 31.1 | 34.6 | 38.8 | 33.9 | 34.6 | 33.5 | 24.2 | 36.2 | 38 | 27.3 | 34.3 | 35.4 | 31.3 | 34 | 33.3 | 29.7 | 32.8 | 32.1 | 36.7 | 33.9 | 30.6 | 35.8 | 35.2 | 34.1 | 27.2 | 36.7 | 24.8 | 19 | 29.9 | 31.1 | 35.7 | 27 | 35.2 | 29.6 | 30.7 | 0
1865 | 33.8 | 28.5 | 35.8 | 35.2 | 34.6 | 35.8 | 32.2 | 35 | 32 | 32 | 35.2 | 34.6 | 31 | 32.1 | 35.3 | 26 | 22.4 | 32.4 | 23.4 | 33 | 33.7 | 35.6 | 23.6 | 29.2 | 30.4 | 34.6 | 38.8 | 33 | 33.4 | 33 | 22.4 | 35.3 | 37.8 | 27.4 | 34 | 34.2 | 30.2 | 33.6 | 31.3 | 28.6 | 31.6 | 31 | 35.5 | 32.8 | 29.8 | 35 | 34 | 33 | 26.4 | 36.4 | 23.2 | 17.4 | 27.6 | 31 | 35 | 26 | 34.2 | 29 | 29.4 | 0
1866 | 33.2 | 27.5 | 35 | 33.9 | 32 | 33.8 | 31.1 | 33 | 30.1 | 31.7 | 33.4 | 32.5 | 30.6 | 30.3 | 34.5 | 25 | 22.3 | 31.2 | 22.2 | 31.3 | 32 | 35 | 22.4 | 26.9 | 29.6 | 34 | 38.2 | 30.9 | 32.2 | 30.2 | 21.2 | 33.7 | 37.2 | 27.1 | 32.5 | 32.2 | 29 | 33.6 | 29.8 | 26.3 | 30.8 | 28.9 | 33.6 | 32.2 | 29 | 33.9 | 32.3 | 29.6 | 25.3 | 35.5 | 20.9 | 15.4 | 26 | 30.4 | 33 | 25.1 | 31.7 | 27.6 | 28.5 | 0
1867 | 31.5 | 22.2 | 32.3 | 32.2 | 29.2 | 30.8 | 29.8 | 30.5 | 28.4 | 29.9 | 31.9 | 30.7 | 28.4 | 28.9 | 32.7 | 23.4 | 21.9 | 29.4 | 21 | 29.7 | 30 | 34 | 20.4 | 23.7 | 27 | 32 | 37 | 29.1 | 30.3 | 27.9 | 20.3 | 31 | 34.6 | 26.4 | 30.3 | 30.7 | 27.9 | 30 | 28.9 | 24.5 | 30 | 26.7 | 31.2 | 30.3 | 27.6 | 32 | 30.9 | 26 | 24 | 34 | 19.2 | 13.3 | 24.8 | 29.6 | 31.4 | 24.8 | 29.1 | 26.6 | 27.8 | 0
1868 | 29.3 | 19 | 27.4 | 30.6 | 27.2 | 29.6 | 28.6 | 28.1 | 27.6 | 27.9 | 30.6 | 29.2 | 26.8 | 28.2 | 31.2 | 21.6 | 21.8 | 28.5 | 20.2 | 28 | 28.1 | 33.1 | 19.4 | 20.6 | 26.6 | 30.4 | 35.7 | 27.2 | 28.4 | 25 | 20 | 30.1 | 33.5 | 25.4 | 27.8 | 30 | 27 | 28.1 | 28.3 | 23.6 | 29.4 | 24.4 | 28.6 | 28.3 | 27.2 | 30 | 29.8 | 22.4 | 22.7 | 32.2 | 17.6 | 12 | 24.4 | 28.9 | 30.5 | 24.6 | 28.1 | 26 | 27.4 | 0
1869 | 27.5 | 17.8 | 24.8 | 29.1 | 26 | 27 | 27.7 | 26.4 | 26.6 | 23.4 | 30.1 | 28.4 | 24.4 | 27.6 | 28.9 | 19.6 | 21 | 28.3 | 19.3 | 26.8 | 26.5 | 31.6 | 18.1 | 18.2 | 24.8 | 29.3 | 34.2 | 26.5 | 26.1 | 24.1 | 19.5 | 29.1 | 32.5 | 24.4 | 25.6 | 28.2 | 26.5 | 26.3 | 28 | 22.9 | 29.1 | 23 | 26 | 26.6 | 26.7 | 27.9 | 29.5 | 21.1 | 21.4 | 30.5 | 16.8 | 11.5 | 23.9 | 27.5 | 34.3 | 24.8 | 27.3 | 25.2 | 27 | 0
1870 | 26.8 | 16.7 | 25.1 | 27.9 | 25.2 | 26 | 26.8 | 25.5 | 26.5 | 23.3 | 29.5 | 27.8 | 24.3 | 27.2 | 27.4 | 18 | 20.6 | 27.7 | 18.9 | 25.7 | 25.3 | 30.8 | 18.1 | 17.2 | 23.4 | 26.4 | 32.7 | 25.5 | 24.4 | 23.1 | 19 | 28.3 | 31.6 | 23.4 | 24 | 27.3 | 26.2 | 25.9 | 27.8 | 22.9 | 29.1 | 22 | 23.8 | 24.3 | 26.5 | 26.4 | 29.5 | 20.8 | 20.2 | 31 | 15.8 | 11.8 | 23.6 | 27.4 | 28.5 | 24.5 | 26.9 | 25 | 26.9 | 0
1871 | 26 | 13.5 | 26.2 | 27 | 24.2 | 25.1 | 25.7 | 24.6 | 25.2 | 22.5 | 29.1 | 27.2 | 24.6 | 26.9 | 28 | 16.8 | 19.8 | 26.4 | 18.6 | 25 | 24.6 | 29.3 | 18 | 17.4 | 22.4 | 25.2 | 31.4 | 25 | 23 | 23.4 | 18.2 | 27.6 | 30.9 | 22.8 | 22.8 | 28 | 26.2 | 24.8 | 27.5 | 21.6 | 28.8 | 21.6 | 22 | 23.3 | 26.3 | 25.4 | 29.6 | 22 | 19 | 30 | 15 | 12.2 | 23 | 26.6 | 27.5 | 24 | 26.5 | 24.5 | 26.6 | 0
1872 | 25.7 | 14 | 24.3 | 26.3 | 23.7 | 23.5 | 24.7 | 23.9 | 24.1 | 21.6 | 27.9 | 26.2 | 27 | 26.5 | 26.1 | 15.6 | 19.7 | 26 | 18.8 | 24.1 | 23.5 | 28.6 | 18.9 | 18.4 | 23.1 | 24.3 | 30.1 | 23.3 | 22.5 | 22.2 | 17.5 | 26.8 | 29.9 | 22.4 | 22.3 | 27.7 | 26.1 | 23.5 | 26.3 | 20.9 | 28.1 | 20.9 | 20.5 | 22.6 | 26 | 25.2 | 29.2 | 22.4 | 17.8 | 29.2 | 13.6 | 12.2 | 22.7 | 25.9 | 26.4 | 22.7 | 25.7 | 24.2 | 26.4 | 0
1873 | 24.9 | 13.5 | 24.3 | 25.6 | 22.8 | 23.3 | 24.6 | 23.3 | 24.1 | 20.8 | 26.6 | 24.9 | 27.9 | 26.2 | 25.8 | 15.7 | 19.4 | 25.2 | 18.8 | 23.5 | 23 | 27.6 | 18.7 | 19.2 | 22 | 23.6 | 28.9 | 21.7 | 21.9 | 21.6 | 16.7 | 26.5 | 29.2 | 22.2 | 22.2 | 27.4 | 25.9 | 22.7 | 25.8 | 20.5 | 27.8 | 19.9 | 19 | 21.8 | 26 | 25.2 | 28.5 | 22.5 | 16.5 | 28.5 | 12.5 | 11.3 | 22.1 | 25.5 | 26.1 | 21.5 | 24.7 | 23.6 | 26 | 0
1874 | 23.3 | 14.5 | 24.3 | 24.8 | 22.2 | 22.8 | 24.3 | 22.7 | 23.5 | 20.7 | 25 | 23.4 | 28 | 25.9 | 25.8 | 14.9 | 19.4 | 24.4 | 19 | 22.8 | 22.7 | 26.8 | 18.4 | 19.4 | 21.2 | 23.4 | 27.8 | 19.4 | 21.6 | 19.6 | 16.2 | 26.5 | 29 | 22 | 21.7 | 27 | 25.6 | 21.3 | 25.6 | 19.9 | 27.4 | 18.6 | 17.4 | 21.3 | 25.5 | 25.2 | 27.2 | 21 | 15.4 | 27.7 | 11.4 | 10 | 21.8 | 25 | 26 | 20.2 | 23.7 | 23.6 | 25.6 | 0
1875 | 21.4 | 14 | 21.8 | 23.8 | 21.1 | 22 | 24 | 22.4 | 22.2 | 21.4 | 24 | 22.2 | 25 | 25.8 | 25.3 | 15.3 | 18.9 | 23.7 | 18.7 | 22.6 | 22.4 | 25.8 | 16.7 | 18.6 | 19.7 | 23.1 | 26.7 | 18.2 | 20.7 | 18.8 | 15.7 | 26.4 | 28.3 | 21.7 | 21 | 26.7 | 25.3 | 20.7 | 25.3 | 19.4 | 27.1 | 17.6 | 15.8 | 20.4 | 25 | 24.8 | 26.1 | 19.9 | 14.6 | 27.1 | 11.3 | 8.7 | 21.2 | 24.5 | 25.6 | 19.6 | 23.4 | 23.6 | 25 | 0
1876 | 21.4 | 13.1 | 21.3 | 22.9 | 20.7 | 21.4 | 23.7 | 22.5 | 21.5 | 22.4 | 23 | 21.4 | 22.1 | 25.6 | 24.5 | 14.4 | 18.9 | 23.2 | 18.6 | 22.3 | 21.7 | 25.1 | 15.9 | 17.5 | 19.9 | 22.8 | 25.7 | 17.4 | 20.2 | 17.4 | 15.7 | 25.6 | 27.5 | 21.2 | 20.4 | 26.2 | 25 | 20 | 25.1 | 18 | 26.6 | 17 | 14.6 | 20.2 | 25 | 24.5 | 25.2 | 18.7 | 14.4 | 26.2 | 11.4 | 8.5 | 20.9 | 23.9 | 24.7 | 19.4 | 22.7 | 23.5 | 24.6 | 0
1877 | 21.4 | 14.5 | 20.7 | 21.6 | 20.5 | 21.3 | 23.3 | 22.6 | 21.4 | 18.4 | 23 | 23.4 | 24 | 25.7 | 24.3 | 14.3 | 18.8 | 22.4 | 18.2 | 18.8 | 21.4 | 24.4 | 15.4 | 13.8 | 18.6 | 21.5 | 24.8 | 21.6 | 21 | 19 | 16.8 | 25.6 | 27 | 21.2 | 20.3 | 25.7 | 24.4 | 19.9 | 25 | 17.1 | 26.6 | 20 | 15.5 | 19.8 | 24.5 | 21 | 24 | 21.2 | 14 | 25.3 | 11 | 9.8 | 20.8 | 23.9 | 24.3 | 18.4 | 22.5 | 23.1 | 25 | 0
1878 | 21.4 | 14.5 | 20.3 | 21.6 | 20.2 | 20.9 | 22.7 | 23.7 | 21.3 | 16.5 | 21.7 | 22.5 | 21.4 | 25.3 | 24.2 | 13.6 | 18.9 | 21.7 | 18.4 | 18 | 20.8 | 24.2 | 16.3 | 15.1 | 17 | 21.5 | 23.9 | 21.6 | 21.2 | 18.7 | 17.4 | 25.6 | 26.5 | 21.7 | 20.2 | 24.9 | 24.5 | 18.9 | 24.8 | 16.4 | 26.1 | 19.6 | 16.1 | 19.3 | 24.5 | 22.2 | 24.3 | 23.1 | 15 | 24.9 | 11 | 11.6 | 20.8 | 23.6 | 24 | 20 | 21.7 | 23.5 | 25.9 | 0
1879 | 19.2 | 14.5 | 19.9 | 22.8 | 20.5 | 20.9 | 21.9 | 25.4 | 22.8 | 15.8 | 22.1 | 22.4 | 20 | 25.4 | 23.9 | 13.1 | 19.3 | 21.2 | 19.2 | 18.5 | 20.7 | 23.7 | 17.6 | 17.5 | 16.2 | 21.3 | 23.2 | 22.5 | 23 | 20.2 | 17.4 | 26.6 | 26.5 | 22.6 | 19.8 | 24.5 | 25.6 | 18.7 | 24.7 | 15.5 | 26.1 | 20.3 | 18.2 | 19.3 | 24.4 | 24.1 | 25.4 | 25.6 | 16.7 | 24.5 | 12.4 | 13.8 | 21.7 | 24.8 | 24.1 | 21.7 | 22.2 | 23 | 27.2 | 0
1880 | 21.7 | 14.4 | 22.2 | 25.2 | 23.4 | 23.8 | 22.7 | 27.4 | 25.2 | 17.1 | 23.2 | 24.4 | 19.6 | 27 | 24.7 | 14.5 | 19.8 | 22.2 | 19.8 | 20.4 | 20.7 | 24.5 | 19.4 | 20 | 17 | 21.3 | 23.1 | 24 | 25.1 | 21.4 | 18.4 | 28.7 | 27.5 | 23.4 | 22 | 25.2 | 27.2 | 19.9 | 25.4 | 15.5 | 26.2 | 22 | 21.4 | 19.3 | 25.2 | 26.8 | 27.4 | 28 | 19.4 | 25.7 | 14.6 | 16.4 | 23 | 24.6 | 26 | 25 | 25.7 | 22.6 | 29.2 | 0
1881 | 26.2 | 15.4 | 28.8 | 27.9 | 27.3 | 28 | 25.6 | 29.6 | 28.7 | 24.6 | 26.6 | 27.3 | 21.2 | 28.5 | 27.2 | 18.6 | 20.2 | 27.8 | 21.4 | 22.5 | 23 | 26.9 | 21 | 22.9 | 20.2 | 22.3 | 23.7 | 25.9 | 28.6 | 24.7 | 18.5 | 31.2 | 29.9 | 24.5 | 24.3 | 27 | 29.7 | 24.8 | 28.1 | 17.9 | 27.8 | 24.8 | 25.7 | 22.7 | 27.8 | 29 | 29.6 | 30 | 21.9 | 29.4 | 17.9 | 17.8 | 25.5 | 27.1 | 27.9 | 26.7 | 28.7 | 24.3 | 30.9 | 0
1882 | 27.5 | 18.9 | 31.8 | 30.6 | 30.8 | 30 | 27.4 | 31.6 | 31.8 | 25.3 | 30 | 31.4 | 23.2 | 30.5 | 29.2 | 21.6 | 20.6 | 30.3 | 22.7 | 24.8 | 23.6 | 29.5 | 22.6 | 25.3 | 23.6 | 23.8 | 25.8 | 27.8 | 31.4 | 27.3 | 19.6 | 32.2 | 31.1 | 25.2 | 27.1 | 30.7 | 31.7 | 29.2 | 31.2 | 20.7 | 30.4 | 27.5 | 29.9 | 25.4 | 28.6 | 31.1 | 32 | 31.5 | 24.6 | 31.8 | 20.8 | 18.5 | 28.3 | 28.4 | 29.6 | 28.9 | 31 | 28.8 | 32.5 | 0
1883 | 30 | 19.1 | 33.1 | 32.6 | 33.5 | 32.4 | 29.7 | 33.4 | 34.6 | 27.3 | 33.8 | 34.8 | 25.8 | 32.5 | 31.7 | 23.6 | 20.8 | 31.8 | 24.6 | 26.4 | 25.9 | 32.6 | 23.8 | 27.4 | 25.4 | 25.5 | 28.3 | 29.6 | 34 | 30.8 | 20.4 | 34.3 | 34.3 | 26 | 29.4 | 31.7 | 33.4 | 31 | 33.3 | 22.8 | 31.7 | 30 | 33.8 | 27.4 | 30.3 | 32.4 | 34 | 32.6 | 26.4 | 34.5 | 23.6 | 18 | 31.6 | 30.2 | 30.9 | 29.4 | 32.5 | 31.5 | 33.4 | 0
1884 | 32.5 | 20.9 | 34.4 | 34.1 | 34.8 | 34 | 31.1 | 34.9 | 36.3 | 29.1 | 35.7 | 37.6 | 27.4 | 34.1 | 33.2 | 24.7 | 21.1 | 32.4 | 25.7 | 28.1 | 29.8 | 34.3 | 25 | 28.7 | 27.4 | 27 | 31 | 31.1 | 34.8 | 32.5 | 22.4 | 35.7 | 34.9 | 26.4 | 32.2 | 31.5 | 33.7 | 32.7 | 34.2 | 24.3 | 31.5 | 31.3 | 36.4 | 29.7 | 31.5 | 33.8 | 35.8 | 33.5 | 28 | 36.3 | 25.1 | 17.7 | 34.1 | 31.7 | 32.9 | 30.8 | 34.2 | 34.7 | 34 | 0
1885 | 33.7 | 22.9 | 35.8 | 35.1 | 35 | 35 | 31.7 | 35.9 | 36.8 | 30.9 | 37.1 | 38.5 | 28.9 | 35.3 | 34.2 | 26.1 | 21.4 | 32.4 | 26.8 | 29.4 | 32 | 35.9 | 25.6 | 29.9 | 28.6 | 28.5 | 32.8 | 32.2 | 35.3 | 34.8 | 23.6 | 37.2 | 35.7 | 27.2 | 32.8 | 31 | 33.5 | 33.2 | 34.9 | 28.7 | 31.1 | 32 | 38 | 31.6 | 31.3 | 34.5 | 37 | 34.4 | 28.6 | 37.4 | 26 | 17.1 | 36.2 | 31.9 | 34.5 | 30.7 | 35 | 32.3 | 33.9 | 0
1886 | 34 | 23.9 | 37.3 | 36 | 35.7 | 35.8 | 33.1 | 36.6 | 35.1 | 31.5 | 36.8 | 38.2 | 29.6 | 36.5 | 35.3 | 27.1 | 21.8 | 32.6 | 27 | 31 | 33.7 | 35.6 | 26.1 | 30.6 | 29 | 29.7 | 34.1 | 33 | 34.7 | 35.6 | 24.8 | 38.7 | 37 | 27.8 | 32.9 | 30.7 | 32.4 | 34.5 | 35.2 | 26.9 | 30.8 | 31.8 | 38.4 | 32.9 | 31.3 | 35.4 | 37.6 | 35 | 29 | 37.2 | 26 | 17.2 | 36.8 | 31.6 | 35.1 | 31 | 35.5 | 31.2 | 33.6 | 0
1887 | 35 | 24.3 | 36.8 | 36.5 | 35.3 | 36.6 | 33.4 | 36.7 | 34 | 32 | 36.9 | 36.3 | 30.5 | 34.4 | 35.7 | 27.1 | 22 | 32.6 | 27.3 | 32 | 32.9 | 35.9 | 25.7 | 31.3 | 30 | 30.5 | 34.9 | 33.3 | 34.7 | 37.2 | 24.1 | 38.7 | 38.2 | 28.7 | 33.1 | 30.7 | 31.6 | 34.3 | 34.2 | 27.1 | 30.7 | 31.5 | 38.3 | 33.7 | 30.8 | 35.4 | 37.3 | 35.1 | 28.4 | 37.5 | 26 | 16.9 | 36.6 | 31.2 | 35.8 | 29.4 | 36.1 | 31.1 | 32.6 | 0
1888 | 35 | 23.4 | 37 | 36.7 | 35.5 | 36.3 | 33.1 | 36.2 | 32.6 | 31.9 | 36.1 | 34.4 | 30.2 | 32.5 | 35.7 | 27.6 | 21.9 | 32.6 | 26.5 | 32.5 | 30.6 | 36.8 | 25 | 31.1 | 30 | 30.7 | 35.5 | 32.8 | 33.9 | 36.7 | 23.4 | 37.2 | 38.2 | 28.8 | 32.8 | 31.2 | 30.6 | 34.7 | 32.7 | 27.2 | 31.3 | 30.8 | 37.5 | 34.4 | 30.5 | 35.3 | 36.4 | 34.2 | 27.8 | 38 | 25.1 | 16.7 | 35 | 31.2 | 35.7 | 28.5 | 35.5 | 29.8 | 31.6 | 0
1889 | 35 | 21.5 | 36.8 | 36 | 34.7 | 36.4 | 32.8 | 35 | 30.1 | 31.5 | 35.7 | 32.2 | 29.2 | 31.2 | 35.4 | 26.6 | 21.2 | 31.8 | 25.8 | 31.4 | 29.3 | 35.8 | 23.4 | 30.2 | 29.7 | 30.7 | 35.4 | 31.4 | 33.4 | 36 | 21.6 | 36.8 | 38.3 | 28.2 | 32.5 | 31 | 30 | 34.1 | 32 | 27.2 | 31.2 | 29.8 | 36.3 | 34.3 | 29.3 | 34.4 | 34.8 | 32.4 | 26.6 | 37.5 | 24 | 15.8 | 33 | 31.1 | 35.4 | 26.6 | 34.9 | 29.4 | 30.4 | 0
1890 | 34.5 | 19.9 | 36.4 | 34.6 | 32.8 | 33.2 | 31.4 | 33.2 | 28.5 | 31 | 34.2 | 30.6 | 26.2 | 30.2 | 34.6 | 24.6 | 20.2 | 30.4 | 24.3 | 29.2 | 27.5 | 34.4 | 21.7 | 28 | 28.6 | 30.7 | 35.3 | 29.2 | 31.7 | 32.8 | 20.7 | 34.3 | 37 | 26.2 | 31.8 | 30 | 29.1 | 31.7 | 29.8 | 26.2 | 29.8 | 28 | 34.5 | 33.7 | 26.3 | 33.4 | 33.1 | 30 | 25.6 | 36.5 | 21.9 | 14.9 | 30.3 | 30.2 | 33.9 | 26.3 | 32.1 | 28.3 | 29.5 | 0
1891 | 32.5 | 17.5 | 32.5 | 32.5 | 30.6 | 30.4 | 29.9 | 31.1 | 27.2 | 29.2 | 33.3 | 28.4 | 22.8 | 29.1 | 33.2 | 22.5 | 18.9 | 28.6 | 23.4 | 25.7 | 26.2 | 33.3 | 19.7 | 25.5 | 27 | 30 | 34.6 | 26.7 | 30.3 | 30.5 | 19.3 | 31.5 | 33.5 | 23.8 | 30.2 | 29.5 | 28.3 | 29.9 | 28.7 | 24.2 | 28.7 | 25.9 | 32.3 | 31.7 | 28.3 | 31.7 | 31.4 | 27.6 | 24.1 | 35 | 19.7 | 13.3 | 28.2 | 29.6 | 31.6 | 24.9 | 30.7 | 27.3 | 28.7 | 0
1892 | 28.7 | 17 | 28.8 | 30.2 | 28.7 | 28.9 | 28.7 | 29.1 | 26.3 | 26.1 | 31.8 | 26.4 | 19 | 28.7 | 31.8 | 20.1 | 17.8 | 26.3 | 22.4 | 22.2 | 25.3 | 32.3 | 18 | 22.8 | 25.4 | 28.3 | 33.3 | 24.4 | 28.4 | 27.8 | 18.6 | 29.7 | 32.1 | 21.2 | 28.3 | 28.1 | 27.4 | 27.4 | 28.3 | 22.8 | 28.4 | 23.4 | 29.8 | 29.2 | 28 | 30.2 | 30 | 25.8 | 22.8 | 33.7 | 17.4 | 12.2 | 26.4 | 29.2 | 30.4 | 24.4 | 28.7 | 27.1 | 28.2 | 0
1893 | 26.5 | 14.9 | 28.3 | 28.2 | 27.3 | 27.4 | 28 | 27.4 | 25.7 | 25.1 | 31.3 | 23.8 | 16.9 | 28.1 | 28.5 | 18.7 | 17.1 | 24.8 | 22.4 | 19.3 | 24.4 | 31.1 | 16.4 | 20.9 | 23.4 | 26.7 | 32 | 22.8 | 27.6 | 27.7 | 17.1 | 29.2 | 32 | 19.6 | 27.3 | 27.5 | 27 | 25.8 | 27.9 | 21.4 | 28.1 | 21.5 | 27.4 | 27.3 | 27.6 | 28.3 | 28.9 | 24.9 | 21.1 | 32.6 | 16 | 11 | 25.8 | 28.3 | 28.9 | 22.4 | 27 | 27.3 | 27.7 | 0
1894 | 25.2 | 13.4 | 27.8 | 27.1 | 26.3 | 26 | 26.7 | 26.2 | 25.3 | 25.1 | 30.3 | 22.2 | 16.3 | 27.8 | 26.7 | 17.6 | 17.1 | 24.4 | 22 | 18.5 | 23.8 | 29.7 | 15.7 | 19.2 | 23 | 26.3 | 30.8 | 22.2 | 26.5 | 27.1 | 16.6 | 29.1 | 32.4 | 18.7 | 26.9 | 26.8 | 26.5 | 25.1 | 27.6 | 21.5 | 28 | 20.2 | 25.1 | 25.7 | 27.3 | 27.1 | 28.5 | 24.7 | 20 | 32 | 15 | 10.8 | 25.2 | 28 | 27.6 | 21.7 | 26.3 | 26.8 | 27.6 | 0
1895 | 24.5 | 11.9 | 27.8 | 26.8 | 25.3 | 25.5 | 26 | 25 | 24.7 | 24.2 | 30 | 21.4 | 18 | 27.5 | 26.3 | 17.2 | 17.6 | 23.4 | 21.8 | 19.2 | 22.9 | 28.6 | 15.4 | 18.2 | 20.8 | 25.7 | 29.7 | 22.4 | 26.1 | 27.5 | 15.8 | 28.7 | 30.8 | 18.8 | 25.9 | 26.5 | 26.4 | 24.5 | 27.2 | 20.2 | 27.7 | 20 | 23.2 | 24 | 27.1 | 26 | 28.2 | 24.6 | 18.8 | 31.3 | 14.8 | 10.8 | 25 | 27.7 | 26.6 | 20.6 | 25 | 26.3 | 27.4 | 0
1896 | 23.5 | 10.9 | 25.3 | 27 | 24.6 | 24.6 | 25 | 24 | 24.2 | 22.5 | 28.6 | 22.4 | 20.4 | 27.5 | 25.3 | 16.9 | 18.4 | 23.2 | 20.6 | 21.4 | 22 | 27.6 | 15.7 | 16.7 | 20 | 24.3 | 28.6 | 23 | 24.8 | 25.6 | 16.6 | 28.2 | 29.9 | 19 | 25.5 | 26.1 | 26.1 | 24.7 | 26.1 | 19.7 | 27.3 | 20.3 | 21.4 | 23.4 | 26.5 | 25.6 | 28.2 | 24.1 | 18.2 | 31.2 | 14.4 | 11.5 | 24.1 | 26.7 | 25.4 | 21.5 | 23.5 | 25.3 | 27.4 | 0
1897 | 24.7 | 10.4 | 27.8 | 26.9 | 24 | 23.5 | 24.9 | 23.2 | 23.3 | 21.2 | 27.8 | 23.7 | 23.6 | 26.9 | 25.4 | 16.6 | 19.1 | 22.7 | 19.5 | 23.2 | 21.4 | 26.6 | 15.9 | 15.5 | 19.1 | 23.4 | 28 | 23.4 | 24 | 24 | 16.9 | 27.8 | 28.9 | 19.6 | 24.5 | 25.8 | 25.9 | 24.2 | 26 | 18.7 | 27.2 | 21.1 | 19.8 | 22.9 | 26.3 | 24.7 | 27.7 | 23 | 17.4 | 29.4 | 14.1 | 11.4 | 23.2 | 26.7 | 25.1 | 21.4 | 22.9 | 25.4 | 27.1 | 0
1898 | 23.3 | 10.3 | 27.3 | 26.2 | 23.9 | 22.7 | 24.6 | 22.4 | 23.3 | 20.5 | 26.2 | 25.4 | 25.6 | 26.6 | 25.2 | 16.1 | 19.4 | 22.2 | 18.2 | 24 | 20.8 | 26.1 | 16 | 14 | 18.3 | 23.2 | 26.8 | 23.4 | 22.4 | 21 | 17.8 | 27.2 | 28.3 | 19.8 | 23.8 | 25.6 | 25.4 | 23.8 | 25.7 | 18.5 | 26.9 | 21.4 | 18.2 | 22.1 | 26.4 | 23.8 | 27 | 21.6 | 16.6 | 29 | 13.2 | 11.2 | 22 | 26.4 | 24.7 | 21.8 | 22.3 | 24.3 | 26.6 | 0
1899 | 23 | 8.9 | 24.4 | 24.6 | 23.8 | 22.1 | 24.4 | 21.9 | 23.2 | 19.6 | 25.4 | 25.6 | 26.7 | 26.2 | 24.5 | 16.3 | 19.3 | 22.1 | 17.9 | 22.9 | 20.1 | 25.3 | 15.6 | 13.3 | 18.2 | 21.7 | 25.6 | 22.9 | 21.7 | 19.9 | 17.4 | 26.7 | 27.6 | 20.3 | 23.1 | 24.7 | 25.1 | 22.6 | 25.7 | 18 | 26.4 | 21.4 | 16.9 | 21.4 | 26.3 | 22.3 | 25.8 | 20.5 | 15.3 | 28.5 | 12.5 | 10.1 | 21.4 | 25.9 | 24.6 | 20.2 | 22 | 24.3 | 25.7 | 0
1900 | 23.5 | 9.4 | 24.6 | 22.9 | 23.2 | 21.5 | 24.4 | 21.7 | 22.9 | 15 | 23.9 | 25 | 25.7 | 26 | 24.7 | 15.7 | 19 | 21.4 | 17.6 | 21 | 20 | 25 | 15.4 | 12.9 | 19.8 | 21.2 | 24.4 | 22.1 | 20.8 | 18.5 | 17.5 | 26.7 | 26.8 | 20.5 | 22.3 | 24.6 | 24.5 | 21.2 | 25.6 | 17.7 | 26 | 20.7 | 15.8 | 20.9 | 26 | 21.4 | 24.7 | 20.3 | 14.5 | 28.8 | 11.4 | 9.7 | 20.8 | 25.7 | 24.6 | 19.5 | 21.5 | 24.1 | 25.2 | 0
1901 | 22 | 9.4 | 21.8 | 20.8 | 22.3 | 21.5 | 24 | 21.5 | 22.4 | 12.6 | 22.6 | 20.6 | 26.6 | 26 | 24.8 | 15.6 | 16 | 20.8 | 18.4 | 14.6 | 19.5 | 24.4 | 11.4 | 12.8 | 20.3 | 20.5 | 23.2 | 18.4 | 20 | 20.2 | 15 | 26.7 | 26.1 | 18.2 | 21.8 | 24.5 | 24 | 21 | 25.7 | 17.5 | 25.5 | 15 | 17.2 | 20.8 | 25.6 | 21.6 | 25.6 | 22 | 11.4 | 28.4 | 9 | 7.2 | 22.8 | 25.2 | 24.5 | 18 | 21 | 24.7 | 24.6 | 0
1902 | 22 | 8.9 | 24.8 | 21.7 | 21.9 | 21.5 | 23.9 | 22.9 | 22.3 | 11.7 | 21.1 | 20.8 | 24.1 | 25.9 | 24.7 | 15.5 | 16.9 | 20.6 | 18.2 | 16 | 19.1 | 24.1 | 13.8 | 15.1 | 19.6 | 19.2 | 22 | 18.8 | 20.2 | 19.2 | 16.7 | 26.5 | 25.9 | 18.3 | 21.3 | 24.2 | 24.1 | 19.4 | 25.7 | 17.2 | 25.2 | 16.8 | 17.6 | 20.6 | 25 | 22.2 | 26.1 | 21.9 | 12.8 | 28 | 9.6 | 9.9 | 22.6 | 24.2 | 24 | 18.6 | 21 | 23.3 | 25.7 | 0
1903 | 22 | 8.8 | 20.8 | 23.8 | 21.3 | 21.5 | 23 | 24.7 | 22.2 | 11.7 | 21.5 | 21.7 | 22.9 | 25.9 | 23.9 | 14.5 | 18.3 | 19.8 | 18.5 | 18.9 | 19.1 | 23.9 | 16.2 | 18.6 | 19.3 | 19.5 | 22.2 | 20.9 | 21.5 | 20 | 18.7 | 26.7 | 25 | 19.3 | 21.2 | 24.2 | 25 | 19.2 | 25.8 | 17 | 24.7 | 19.6 | 19.1 | 20.5 | 25 | 23.7 | 27.3 | 22.9 | 15.4 | 27.5 | 12.1 | 13 | 23.3 | 24.2 | 24 | 19.8 | 21.5 | 23.7 | 27.3 | 0
1904 | 23.5 | 11.4 | 24.3 | 26 | 23.3 | 25.3 | 23.5 | 26.8 | 24.7 | 15.2 | 22.8 | 22.6 | 23 | 26.3 | 23.8 | 16.5 | 20 | 21.1 | 19.8 | 21.8 | 19.1 | 24.6 | 19.4 | 22.4 | 20 | 20.6 | 23.1 | 23 | 24.4 | 22 | 21.4 | 27.2 | 26 | 20.6 | 23.3 | 25.2 | 26.4 | 22.9 | 26.7 | 17.4 | 25.3 | 22.4 | 21.6 | 20.3 | 25.5 | 26 | 29.2 | 24.4 | 19 | 28.6 | 15 | 16.9 | 24.4 | 24.9 | 24.9 | 21.6 | 25.5 | 24.3 | 29.6 | 0
1905 | 27.2 | 14.3 | 29.6 | 29 | 27.4 | 29 | 25.2 | 29 | 28 | 23.2 | 26.2 | 24.4 | 24.7 | 27.9 | 25.5 | 19.9 | 21.7 | 25.9 | 21.4 | 25.4 | 20 | 26.2 | 21.4 | 25.6 | 22.4 | 23.6 | 24.4 | 26 | 27.3 | 25.3 | 23.4 | 30.5 | 29.3 | 22.6 | 25.6 | 27.5 | 28.5 | 28.2 | 27.6 | 21 | 26.8 | 25.2 | 25.2 | 22.1 | 27.9 | 28.2 | 31.1 | 26.9 | 22.5 | 29.8 | 19.3 | 18.8 | 26.9 | 27.6 | 27.7 | 23.7 | 27.3 | 27.2 | 31.5 | 0
1906 | 29.8 | 18.3 | 31.7 | 31.5 | 31.3 | 29.8 | 27.4 | 31.3 | 31.4 | 25.4 | 29.4 | 26 | 26.8 | 29.4 | 28.3 | 22.5 | 23.2 | 29.7 | 23.6 | 27.9 | 20.9 | 28.5 | 23.6 | 27.8 | 24.7 | 27.4 | 25.8 | 28 | 30.5 | 28.5 | 25.4 | 32.1 | 31.4 | 24.4 | 28.7 | 29.5 | 30.6 | 30.5 | 29.6 | 24.5 | 28.8 | 27.2 | 29 | 23.4 | 29.1 | 30 | 32.8 | 29.2 | 25.8 | 31.7 | 22.7 | 20.2 | 29.5 | 29.7 | 29.1 | 26.1 | 29.9 | 31.6 | 33.1 | 0
1907 | 32.8 | 21.3 | 34.6 | 34 | 33.6 | 31.7 | 29.8 | 33.3 | 34 | 28.2 | 32.6 | 28 | 29 | 32.4 | 30 | 24.6 | 24.4 | 31.2 | 25.4 | 30.2 | 22.9 | 29.7 | 25 | 29 | 27.2 | 28.8 | 27.2 | 30.2 | 32.6 | 31.6 | 26.6 | 33.6 | 33.2 | 26.2 | 30.7 | 32 | 32.6 | 33.6 | 31.1 | 26.2 | 31.6 | 29 | 32.7 | 26.1 | 30.9 | 31.2 | 34.2 | 31.4 | 28 | 33.7 | 25.8 | 19.8 | 32.6 | 31.2 | 31.1 | 28.2 | 32.3 | 29.3 | 33.8 | 0
1908 | 34.3 | 23.3 | 36 | 35.3 | 35.2 | 33.4 | 31.2 | 35 | 34.8 | 29.3 | 33.9 | 29.2 | 30.5 | 34.3 | 31.9 | 26.3 | 25.3 | 32.1 | 27.1 | 31 | 24.8 | 30.6 | 27.1 | 29.8 | 28.4 | 29.4 | 28.7 | 31.1 | 34.4 | 33.6 | 28 | 35 | 35.7 | 27.3 | 33.2 | 31.4 | 33.8 | 34.4 | 32.7 | 25.5 | 32.2 | 30 | 35.4 | 28.1 | 31.5 | 32.1 | 35.4 | 32.5 | 29.5 | 35.6 | 26.8 | 20.1 | 34.5 | 31.7 | 32.2 | 29.8 | 33.8 | 29.7 | 34.1 | 0
1909 | 36.1 | 24.5 | 36.5 | 36.6 | 36.4 | 34.6 | 32.4 | 36.2 | 35.5 | 30.4 | 34.8 | 30.3 | 31.9 | 34.2 | 34 | 27 | 25.6 | 32.5 | 27.8 | 31.9 | 25.2 | 33 | 28.1 | 30.5 | 30.7 | 30.4 | 30.2 | 32.5 | 34.8 | 35.3 | 28.7 | 35.4 | 37.5 | 28.5 | 33.9 | 31.4 | 34.2 | 35.2 | 34.1 | 30 | 32.9 | 31.3 | 37.1 | 29.6 | 31.9 | 32.8 | 36.2 | 33.2 | 30 | 37 | 27.6 | 19.4 | 35.8 | 31.7 | 34.2 | 30.4 | 34.8 | 29.6 | 33.6 | 0
1910 | 37.8 | 26.3 | 37 | 37 | 37.1 | 35.6 | 32.6 | 37.1 | 35.2 | 30.5 | 34.5 | 30.6 | 32.8 | 35.9 | 34.5 | 27.7 | 25.4 | 32.9 | 28 | 32.2 | 25.9 | 34.5 | 29 | 31.4 | 31.7 | 30.8 | 31.6 | 33.2 | 35.2 | 36.1 | 29.2 | 36.1 | 38.7 | 29.2 | 34.1 | 32 | 33.8 | 35.9 | 35.1 | 30.3 | 33.6 | 32 | 37.6 | 31.1 | 31 | 33.6 | 36.8 | 33 | 30 | 37 | 27 | 19.6 | 35.6 | 32.2 | 35.1 | 30 | 35.5 | 29.1 | 33 | 0
1911 | 38.2 | 26.8 | 37.6 | 37.5 | 36.4 | 36 | 32.9 | 37.4 | 34 | 30.8 | 34.9 | 30.9 | 33.7 | 34.4 | 35.2 | 27.8 | 24.6 | 32.9 | 27.3 | 33.1 | 25.9 | 35.1 | 28 | 32.2 | 33.2 | 31 | 32.7 | 34.3 | 34.7 | 36.7 | 28.6 | 36 | 39 | 30.1 | 34.6 | 32.4 | 32.9 | 35.8 | 34.2 | 30.5 | 33.2 | 32.6 | 37.5 | 31.7 | 30.6 | 34.1 | 36.9 | 32.8 | 29.2 | 37.4 | 27 | 18.5 | 35 | 32.2 | 35.6 | 28.6 | 35.8 | 29.6 | 32 | 0
1912 | 38.4 | 25.3 | 37.9 | 37 | 36.1 | 36.6 | 32.5 | 36.8 | 32.6 | 31.2 | 34.6 | 30.3 | 33.6 | 34 | 35.3 | 27.7 | 23.6 | 32.7 | 26.4 | 33.1 | 25.4 | 35.3 | 26.8 | 32.3 | 33.5 | 30.5 | 33.3 | 33.7 | 34.4 | 36 | 27.7 | 35.6 | 39.2 | 30.4 | 34.5 | 32.8 | 31.6 | 36.2 | 32.6 | 30.4 | 32.3 | 32 | 36.7 | 31.3 | 30.4 | 34.1 | 36.7 | 32 | 28.2 | 37.5 | 26.1 | 18 | 33.4 | 31.7 | 35.7 | 27 | 35.7 | 29.6 | 31.1 | 0
1913 | 38.3 | 24.8 | 37.1 | 36.2 | 35.9 | 34.2 | 31.4 | 35.4 | 30.6 | 30.7 | 34.7 | 29.6 | 32.6 | 32.6 | 34.9 | 26.9 | 22.4 | 31.4 | 25.2 | 33 | 25.1 | 35.3 | 24.4 | 31.4 | 33.3 | 30.4 | 33.6 | 32.4 | 33.6 | 34.4 | 26 | 34.6 | 39.1 | 30.2 | 33 | 31.3 | 30.2 | 35.4 | 31.1 | 29.7 | 30.8 | 30.6 | 35.6 | 30.8 | 29.9 | 33 | 35.8 | 31.2 | 26.8 | 37.2 | 25.2 | 16.3 | 32 | 31.2 | 35.6 | 25.2 | 35.3 | 28.8 | 30 | 0
1914 | 37.8 | 23.7 | 35.9 | 34.3 | 32.5 | 32.2 | 30.3 | 33.4 | 28.6 | 30.1 | 33.5 | 28 | 29.9 | 31.1 | 33.5 | 25.5 | 21.3 | 30 | 24.3 | 31.4 | 24.4 | 34.1 | 22.9 | 29.5 | 32.4 | 29.9 | 33.4 | 29.2 | 32.9 | 31.4 | 24.5 | 32.5 | 38.2 | 28.8 | 31.8 | 30 | 28.8 | 34.1 | 29.9 | 28.3 | 29.1 | 27.8 | 34 | 29.7 | 28.8 | 31.1 | 34.7 | 29.7 | 25.4 | 36.7 | 22.9 | 15.5 | 30.3 | 30.3 | 34.6 | 24 | 34.8 | 27.7 | 29.2 | 0
1915 | 35.8 | 19.8 | 33.6 | 32.7 | 30.2 | 29.4 | 29 | 31.5 | 27.1 | 28.1 | 32.6 | 26.8 | 26.3 | 29.2 | 31.7 | 23.7 | 20.4 | 28.4 | 23.3 | 29.9 | 24.2 | 33.1 | 21.1 | 26.9 | 30.5 | 29.6 | 32.6 | 26.4 | 31.3 | 28.1 | 22.5 | 28.3 | 35.8 | 27.1 | 29.6 | 28.3 | 27.7 | 30.9 | 29.1 | 26.5 | 28.6 | 25.1 | 32 | 28.2 | 27.9 | 28.3 | 33.1 | 28.3 | 23.7 | 35.1 | 21 | 13.8 | 29.4 | 29.7 | 30.8 | 23.2 | 30.2 | 26.7 | 28.2 | 0
1916 | 32 | 17.3 | 31.2 | 30.8 | 27.9 | 27.6 | 28.1 | 30.3 | 26.4 | 25.4 | 30.8 | 25.4 | 22.4 | 28.6 | 29.7 | 21.1 | 19.8 | 26.2 | 22.4 | 27.8 | 23 | 30.1 | 20.4 | 24.4 | 28.3 | 27.8 | 30.7 | 23.8 | 29.5 | 25 | 21 | 27.5 | 32.8 | 24.8 | 27.3 | 27.6 | 26.8 | 29.1 | 28.6 | 25 | 28.1 | 22.6 | 29.6 | 25.9 | 27.5 | 25.6 | 31.8 | 26.8 | 22.2 | 33.1 | 18.6 | 13 | 28.6 | 29.4 | 29.3 | 22.8 | 27.8 | 26.2 | 27.6 | 0
1917 | 30.3 | 15.8 | 29.6 | 30 | 26.9 | 26.6 | 27.4 | 29.3 | 26 | 20.3 | 30.1 | 24.8 | 19.9 | 28.3 | 29.3 | 20 | 19.3 | 24.8 | 21.3 | 26.7 | 21.9 | 29.1 | 19.1 | 22.4 | 25.4 | 26.4 | 28.9 | 23.4 | 27 | 23.5 | 19.2 | 25.5 | 32.8 | 23.2 | 26.5 | 27 | 26.3 | 28.1 | 28.4 | 23.7 | 27.7 | 21.3 | 27.2 | 24.3 | 27.3 | 23.4 | 30.6 | 26 | 20.6 | 31.7 | 17.7 | 11.4 | 28.5 | 29.2 | 27.6 | 22.4 | 26.5 | 25.8 | 26.9 | 0
1918 | 28.4 | 14.4 | 28.6 | 28.8 | 25.9 | 26 | 26.9 | 29.1 | 25.9 | 18.3 | 29.2 | 24 | 19.3 | 27.9 | 29 | 19.5 | 19 | 24 | 20.6 | 25.2 | 21.1 | 28 | 18.4 | 21 | 24.3 | 25.7 | 27.3 | 23.6 | 25.4 | 23.2 | 18.1 | 25 | 31.5 | 21.7 | 28 | 26.9 | 26 | 27.3 | 27.9 | 23.2 | 27.5 | 20.5 | 24.7 | 23.2 | 27 | 22.5 | 30 | 25.2 | 19.5 | 30.7 | 16.6 | 11.1 | 27.9 | 28.7 | 26.6 | 22 | 25.5 | 25.7 | 26.8 | 0
1919 | 27 | 13.3 | 30.1 | 28 | 25.1 | 25.1 | 26.3 | 28.9 | 25.7 | 17.2 | 29.2 | 23.6 | 21 | 27.4 | 28.4 | 18.7 | 18.6 | 23 | 20 | 24 | 20.4 | 26.9 | 17 | 20 | 23.5 | 25.4 | 25.8 | 24.8 | 24.2 | 24.4 | 17 | 24.8 | 30.2 | 21 | 27.1 | 26.2 | 25.9 | 23.3 | 27.6 | 22.3 | 27.3 | 20.2 | 22.6 | 22.6 | 27 | 22.6 | 29.6 | 25 | 18.4 | 29.6 | 16.2 | 10.4 | 27.4 | 28.2 | 26.1 | 21.4 | 24.5 | 25.4 | 26.6 | 0
1920 | 25.3 | 13.2 | 29.2 | 26.1 | 24.9 | 24.1 | 25.3 | 28.6 | 25.5 | 16.9 | 28.5 | 22.5 | 24 | 26.9 | 27 | 17.7 | 18.2 | 22.2 | 20.1 | 21.6 | 19.8 | 26.2 | 16.2 | 18.8 | 21.7 | 24.4 | 24.3 | 24.5 | 24.3 | 25.5 | 16.7 | 23 | 28.7 | 20.2 | 25.8 | 26 | 25.7 | 23.9 | 26.7 | 21.8 | 27.4 | 19.1 | 20.8 | 21.7 | 26.4 | 23.4 | 29.5 | 24.5 | 17.5 | 28.6 | 14.6 | 11 | 26 | 27.2 | 25.7 | 20.8 | 23.8 | 23.8 | 26.7 | 0
1921 | 26.8 | 12.8 | 29 | 24.3 | 24.5 | 24 | 25 | 28.1 | 25.2 | 21.6 | 28.3 | 21.7 | 27.4 | 26.8 | 26.3 | 17.5 | 17.5 | 21.7 | 20.2 | 19.3 | 19.4 | 25.5 | 14.4 | 17.1 | 21.7 | 23.6 | 23.1 | 23.8 | 24.3 | 26.3 | 16 | 27 | 28.7 | 19.7 | 24.6 | 26 | 25.4 | 23.3 | 26.5 | 21.8 | 27.1 | 17.8 | 19.6 | 21.3 | 25.9 | 24 | 29 | 24.2 | 16.1 | 28 | 13.3 | 10.3 | 24.9 | 26.9 | 25.7 | 19.9 | 23.2 | 23.7 | 26.4 | 0
1922 | 28.3 | 11.4 | 28 | 22 | 24.4 | 23.4 | 24.8 | 27.6 | 24.9 | 18.3 | 27 | 20.6 | 29.6 | 26.5 | 25.2 | 17.1 | 16.8 | 20.9 | 20.4 | 16.4 | 19.2 | 25 | 13.2 | 15 | 21 | 23.4 | 22 | 21.6 | 24.2 | 25.6 | 15.6 | 27 | 27.7 | 19 | 23.5 | 25.9 | 25 | 24 | 26.3 | 20.8 | 27 | 15.8 | 18.6 | 20.7 | 25.1 | 24 | 28.2 | 23.4 | 14.6 | 27.5 | 11 | 9.8 | 23.6 | 26.9 | 25.1 | 19.2 | 22.8 | 23.6 | 26 | 0
1923 | 27.5 | 10.2 | 25.2 | 20.9 | 24.1 | 23 | 24 | 26.4 | 24.5 | 16.9 | 26 | 20.4 | 30.3 | 26.4 | 24.8 | 17.2 | 16.1 | 20.7 | 19.9 | 14.8 | 18.3 | 24.5 | 11.4 | 13.1 | 20.2 | 23.1 | 20.9 | 20 | 22.8 | 24.2 | 14.8 | 26.6 | 27.2 | 18.7 | 22.7 | 25.9 | 24.6 | 23.8 | 26 | 20.5 | 26.5 | 14.6 | 17.9 | 20 | 24.4 | 23.1 | 27 | 22.9 | 12.8 | 26.9 | 9.9 | 7.8 | 23.2 | 26.7 | 24.7 | 18.4 | 21.8 | 23 | 25.1 | 0
1924 | 26.8 | 9.8 | 26.1 | 20.1 | 23.3 | 22.6 | 23.4 | 24.4 | 24 | 17.4 | 24 | 20.1 | 28.9 | 25.8 | 24.6 | 17 | 15.8 | 22.2 | 19.3 | 13.8 | 18.3 | 23.9 | 11.1 | 12.1 | 18.7 | 21.9 | 20.4 | 18.4 | 21.5 | 21.9 | 14.7 | 26.1 | 26.8 | 18.1 | 22.4 | 25.6 | 24.2 | 23.8 | 25.8 | 19.6 | 26.2 | 14 | 17.3 | 19.8 | 23.9 | 22.2 | 26.1 | 22.2 | 11.7 | 26.5 | 8.6 | 7.3 | 22.7 | 26.7 | 24.6 | 18.1 | 21.7 | 22.7 | 24.7 | 0
1925 | 26.8 | 9.4 | 24.4 | 21.2 | 22.7 | 22.2 | 23 | 22.4 | 23.6 | 19.8 | 23.8 | 19.4 | 20 | 25.4 | 24.6 | 16.7 | 15.8 | 21 | 18.8 | 22.2 | 17.9 | 23.7 | 12.4 | 15.6 | 18 | 21.6 | 20.3 | 19.8 | 19.6 | 18.2 | 15.6 | 26.1 | 25.9 | 19.4 | 23.8 | 25.4 | 23 | 22.7 | 25.4 | 18 | 25.3 | 17.2 | 16.7 | 19.7 | 23.8 | 19 | 24.6 | 24 | 14 | 25.8 | 8.2 | 5.8 | 23.4 | 26.7 | 24.6 | 18 | 21.8 | 22.1 | 26.2 | 0
1926 | 26.2 | 8.9 | 23.8 | 22.1 | 22 | 22.1 | 22.8 | 21.4 | 23.2 | 17.3 | 22.7 | 19.2 | 19.8 | 25.4 | 24.5 | 16.5 | 16.8 | 20.2 | 18.6 | 23.2 | 17.3 | 23.4 | 14.1 | 17.9 | 17.2 | 21.4 | 20.2 | 20.1 | 21.5 | 18.3 | 17.7 | 26 | 25.5 | 19.4 | 22.7 | 25.4 | 23.6 | 21.8 | 25.3 | 17.9 | 23.9 | 17.2 | 17.6 | 19.4 | 23.7 | 20.7 | 25.3 | 22.5 | 15.6 | 25.1 | 9 | 9.4 | 23.2 | 25.8 | 24.5 | 19.1 | 21.7 | 22.1 | 26.2 | 0
1927 | 25.5 | 8.8 | 22.1 | 24.1 | 22.1 | 21.1 | 22.9 | 22.1 | 23.3 | 14.6 | 22.8 | 19.8 | 20.4 | 25.5 | 24.3 | 16.6 | 17.3 | 20.2 | 19.1 | 24.7 | 17.3 | 23.4 | 16.5 | 21.2 | 17 | 20.9 | 21 | 21.9 | 24.2 | 19.7 | 20.3 | 25.6 | 25.1 | 20.3 | 21.6 | 25.4 | 25.1 | 20.9 | 25.6 | 17.4 | 23.1 | 18.9 | 20.2 | 19 | 23.4 | 23.6 | 26.8 | 21.9 | 17.9 | 24.9 | 11.6 | 13.5 | 24.4 | 25.9 | 24.5 | 21.1 | 22.3 | 22 | 27.1 | 0
1928 | 25.8 | 12.3 | 24.5 | 27 | 23.5 | 23.4 | 24 | 24.2 | 24.8 | 15.4 | 24 | 21.8 | 21.4 | 26.7 | 25.1 | 16.7 | 18.4 | 21.4 | 19.8 | 26.4 | 17.3 | 24.2 | 20.4 | 24.8 | 19 | 20.9 | 22.3 | 23.8 | 26.8 | 21.6 | 23 | 26.6 | 26.5 | 21.6 | 24.2 | 26.3 | 27.4 | 24.3 | 26.1 | 20.5 | 24.5 | 21 | 23.5 | 19 | 24.5 | 26.8 | 29.4 | 22 | 21.8 | 25.7 | 15.8 | 17.6 | 25.8 | 26.7 | 26.2 | 23.4 | 25.3 | 22.2 | 28.6 | 0
1929 | 28 | 16.5 | 30.9 | 30.1 | 26.3 | 28.2 | 25.9 | 27.1 | 28.2 | 23.8 | 26.6 | 24.1 | 23.5 | 28.4 | 26.3 | 21.5 | 18.4 | 23.7 | 21.5 | 28.3 | 19.8 | 26.8 | 23.3 | 27.9 | 20.9 | 24.2 | 23.7 | 27 | 29.6 | 24.7 | 25.4 | 29.5 | 31.2 | 23.9 | 27.3 | 27 | 29.9 | 29 | 28.7 | 19.3 | 27.1 | 24.6 | 27.5 | 22.3 | 27.6 | 30.1 | 31.6 | 23.3 | 24.9 | 28.6 | 20 | 19.5 | 28.2 | 28.3 | 28.7 | 26 | 28.8 | 25.6 | 30.9 | 0
1930 | 31 | 20 | 32.4 | 32.9 | 28.7 | 31.8 | 28 | 29.9 | 30.7 | 26.8 | 29.4 | 26.7 | 25.8 | 30.4 | 27.9 | 23.4 | 19 | 27.6 | 23 | 29.9 | 24 | 28.4 | 26 | 30.1 | 24.6 | 28.1 | 25.1 | 29.4 | 31.7 | 27.8 | 27.4 | 31.5 | 32.9 | 26.1 | 28.8 | 28.9 | 32.1 | 32.1 | 31 | 26.9 | 30.2 | 27.6 | 31.1 | 24.7 | 29.1 | 32.6 | 33.9 | 24.7 | 28.1 | 31.6 | 23.8 | 20.2 | 29.9 | 30.8 | 30.4 | 28.1 | 31.9 | 30 | 33.2 | 0
1931 | 33.4 | 23 | 34.3 | 35 | 31.6 | 33.3 | 29.2 | 32.1 | 33 | 28.6 | 32.2 | 28.4 | 28.6 | 32.3 | 29.4 | 26 | 19.2 | 29 | 24.8 | 31.4 | 27.7 | 31.4 | 27 | 31.4 | 27.2 | 29.7 | 26.5 | 32 | 33.4 | 31 | 29 | 33.5 | 35.2 | 28.4 | 30.2 | 30.3 | 33.6 | 33 | 32.5 | 28.3 | 32.6 | 30.6 | 34 | 26.3 | 30.5 | 34.6 | 35.4 | 26.2 | 29.6 | 34.2 | 26.4 | 19.4 | 31.6 | 32.8 | 32.3 | 29.6 | 34 | 34.2 | 35 | 0
1932 | 34.9 | 25.5 | 35.8 | 36.4 | 34.4 | 34.8 | 31.2 | 33.6 | 33.8 | 30 | 33.9 | 29.6 | 30.7 | 33.5 | 31.4 | 27.3 | 20.7 | 30.8 | 25.6 | 32.5 | 29.6 | 32.6 | 28.1 | 32.2 | 30.2 | 31.6 | 28 | 33.1 | 34.3 | 33.2 | 30.3 | 34.5 | 36.7 | 29.7 | 31.4 | 30.8 | 34.4 | 34.6 | 33.7 | 30.4 | 32.7 | 32 | 35.7 | 28.3 | 31.6 | 35.6 | 36.9 | 26.8 | 31 | 36.3 | 28.2 | 19.3 | 32.3 | 33.3 | 33.8 | 30.1 | 35.7 | 30.6 | 35.6 | 0
1933 | 37.4 | 27.4 | 36.7 | 37 | 35.4 | 35.9 | 32 | 34.4 | 34.7 | 31.5 | 35.1 | 29.5 | 32.5 | 34.8 | 32.7 | 27.7 | 21.5 | 31.3 | 26.2 | 33.4 | 30.1 | 33.6 | 27.9 | 33 | 31.8 | 32.1 | 29.5 | 34.4 | 35 | 34.7 | 31.3 | 34.5 | 37.8 | 30.7 | 32.4 | 31 | 34.3 | 35.6 | 35 | 31 | 33.5 | 33.3 | 36.9 | 29.7 | 31.8 | 36.6 | 37.5 | 27 | 30.8 | 36.7 | 29 | 19.3 | 33.5 | 33.2 | 34.9 | 29.9 | 36.9 | 30.8 | 35.3 | 0
1934 | 38.9 | 27.2 | 37.3 | 37.4 | 36.6 | 36.8 | 33 | 34.9 | 34.6 | 32.5 | 35.5 | 29 | 33.4 | 35.5 | 34.5 | 28.2 | 22.6 | 31.7 | 26 | 34 | 30.5 | 34.9 | 28 | 33.8 | 31.9 | 32.5 | 31 | 34.6 | 35.2 | 35 | 31.6 | 34.3 | 38.3 | 31 | 33.4 | 31.4 | 33.8 | 36 | 34.5 | 31.3 | 34.1 | 33.6 | 37.5 | 31.1 | 31.9 | 37 | 38 | 26.8 | 30.8 | 37.6 | 29.4 | 20.2 | 34.4 | 32.4 | 35.9 | 29 | 37.5 | 29.6 | 34 | 0
1935 | 39.8 | 27.5 | 37.9 | 37.4 | 36.6 | 37.3 | 33 | 35.2 | 34.1 | 33 | 35.9 | 27.9 | 34 | 34.2 | 35 | 28.2 | 22 | 31.7 | 26 | 34.2 | 31 | 35.7 | 27 | 34.3 | 31.9 | 33.1 | 32.3 | 35.2 | 35.3 | 34.7 | 31.1 | 33 | 39.1 | 31.3 | 33.8 | 31.4 | 32.9 | 36.6 | 33.6 | 31.6 | 32.5 | 34.3 | 38.1 | 31.7 | 31.8 | 37.3 | 37.5 | 26.8 | 29.7 | 37.6 | 29.1 | 20.2 | 36 | 32.1 | 36.3 | 27.9 | 37.8 | 29.9 | 32.7 | 0
1936 | 39.9 | 27.5 | 37.5 | 37.3 | 36.5 | 35.5 | 33 | 35.1 | 31.7 | 33.2 | 35.7 | 27.1 | 33.7 | 33 | 35.1 | 27.3 | 21.5 | 31.7 | 25.3 | 33.7 | 30.9 | 36.1 | 26.5 | 34 | 31.9 | 33.2 | 33.6 | 34.5 | 34.6 | 33.2 | 29.7 | 31 | 39.6 | 31.2 | 33.7 | 31.5 | 31.9 | 36.7 | 32.8 | 31.6 | 31.1 | 33.7 | 38 | 31.7 | 31.8 | 36.7 | 36.9 | 26.6 | 29.1 | 38.1 | 28.5 | 19.9 | 36.4 | 31.8 | 36.3 | 26.6 | 37.5 | 29.8 | 31.3 | 0
1937 | 39.9 | 27 | 36.9 | 36.8 | 35.5 | 33.9 | 32.2 | 34.5 | 30.2 | 33 | 35.4 | 26.2 | 33.2 | 31.7 | 34.5 | 26.9 | 20 | 30.8 | 24.8 | 32.4 | 30.5 | 36.3 | 25 | 32.6 | 31.9 | 33.2 | 34.5 | 33.4 | 33.6 | 31.4 | 27.6 | 30.2 | 39.3 | 31 | 32.8 | 30.9 | 30.8 | 36.4 | 31.7 | 31.4 | 30.1 | 32.8 | 37.4 | 31.4 | 31.3 | 35.2 | 35.6 | 26.4 | 27.8 | 37.3 | 27 | 18 | 36 | 31.3 | 36.2 | 25.4 | 36.8 | 29.1 | 30.4 | 0
1938 | 39.4 | 26.5 | 36 | 35.9 | 33.9 | 31.3 | 30.7 | 33.1 | 28.7 | 32.7 | 34.1 | 25.7 | 32 | 30.3 | 34.1 | 25.3 | 19.7 | 29.2 | 23.6 | 30.3 | 29.1 | 35.3 | 24 | 30.1 | 31.2 | 33 | 34.8 | 30.5 | 31.7 | 28.9 | 25.4 | 29.3 | 38.2 | 30 | 31 | 29.4 | 29.7 | 34.5 | 30.2 | 24.8 | 28.9 | 30.1 | 35.6 | 30.3 | 30.1 | 32.5 | 34.7 | 25.4 | 27.1 | 37.2 | 25.1 | 16 | 33.4 | 30.3 | 35.3 | 24.3 | 33.3 | 28.4 | 29.6 | 0
1939 | 38.7 | 22.9 | 33.7 | 34.4 | 31.6 | 29 | 29.4 | 30.9 | 28.2 | 30.8 | 32.4 | 24.6 | 30.9 | 29.3 | 32.8 | 23.3 | 18.9 | 27.4 | 22.7 | 27.8 | 27.5 | 33.1 | 21.7 | 27.2 | 29.5 | 31.9 | 33.8 | 27.9 | 29.8 | 26.8 | 23.6 | 28.3 | 36.2 | 28.9 | 28.6 | 27.7 | 28.6 | 31.5 | 29.5 | 20 | 27.9 | 27.6 | 33.2 | 28.7 | 28.6 | 29.7 | 33.4 | 23.9 | 25.1 | 35.8 | 22.8 | 13.3 | 30.3 | 30.2 | 33.3 | 23.5 | 31 | 27.1 | 29.2 | 0
1940 | 35.4 | 20.5 | 31.5 | 32.6 | 29.4 | 27.3 | 28.5 | 28.2 | 27.4 | 26 | 30.1 | 23.4 | 29.4 | 28.7 | 31.3 | 21.8 | 19.2 | 25.3 | 21.6 | 25.2 | 26.4 | 31.7 | 19.8 | 24.4 | 28.3 | 30.2 | 31.8 | 25 | 27.6 | 25 | 22.4 | 27.5 | 34.4 | 27.2 | 26.8 | 27 | 27.6 | 29.6 | 29.4 | 21.7 | 27.5 | 24.6 | 30.2 | 26.8 | 28.1 | 27 | 32.6 | 22 | 23.2 | 34.2 | 20.8 | 11.8 | 26.8 | 29.8 | 31.7 | 23 | 29.3 | 26.2 | 28.6 | 0
1941 | 34 | 19 | 30 | 30.6 | 28.7 | 26.2 | 27.7 | 26.6 | 27.4 | 23.5 | 28.3 | 21.7 | 28.2 | 28.3 | 30.5 | 21.2 | 18.6 | 24.2 | 21.2 | 23.2 | 25.4 | 30.2 | 17.1 | 22.4 | 26.2 | 28.5 | 29.5 | 23.9 | 26 | 24.2 | 21.8 | 25.5 | 32.7 | 25.7 | 25.3 | 26.5 | 26.8 | 29.6 | 29.2 | 21.5 | 26.8 | 23.2 | 27.7 | 24.9 | 27.6 | 25.4 | 31.6 | 20.6 | 20.2 | 33.2 | 19.3 | 10.7 | 25.1 | 29 | 30.6 | 22.8 | 27.8 | 25.9 | 28.3 | 0
1942 | 33.8 | 18 | 29.3 | 28.9 | 27.7 | 25.4 | 27.1 | 25.7 | 27.2 | 24 | 26.8 | 20.7 | 26.7 | 28 | 28.4 | 20.8 | 18.7 | 23 | 20.6 | 21.8 | 23.9 | 28.7 | 15.7 | 21.2 | 24.6 | 26.5 | 27.1 | 23.1 | 24.3 | 23.6 | 21.4 | 25 | 31.5 | 24 | 24.4 | 25.5 | 26.3 | 27.7 | 28.7 | 21.3 | 26.5 | 22 | 25.4 | 23.9 | 27.1 | 24.4 | 31.3 | 19.9 | 18.1 | 32 | 18.8 | 10.9 | 24.2 | 28.8 | 29.4 | 22.6 | 26.7 | 25.8 | 27.8 | 0
1943 | 38.1 | 17 | 27.5 | 27.4 | 27 | 24.7 | 26.5 | 24.8 | 26.3 | 22 | 26.4 | 20 | 25.4 | 27.7 | 27.6 | 19.8 | 18 | 21.7 | 20.4 | 21.2 | 23.1 | 27.4 | 14.6 | 20.6 | 24.2 | 26.1 | 24.9 | 23.4 | 23 | 23.4 | 20.8 | 24.8 | 31.7 | 22.8 | 23.3 | 25.5 | 26 | 25.6 | 28.2 | 20.5 | 26 | 22 | 23.8 | 23.2 | 27 | 24 | 30.8 | 20.4 | 16.2 | 31.1 | 18.6 | 11 | 25 | 28.4 | 28.7 | 22.2 | 26.8 | 25.7 | 27.6 | 0
1944 | 32.3 | 16 | 28.3 | 26.3 | 26.1 | 23.8 | 25.8 | 24 | 25.2 | 20.4 | 26.3 | 20.5 | 23.7 | 27.4 | 28 | 19.2 | 18.3 | 21 | 19.7 | 20.9 | 22.2 | 26.4 | 15.2 | 19.8 | 24.1 | 25 | 22.5 | 22.8 | 21.3 | 22.6 | 19.7 | 23 | 30.7 | 21.5 | 22.2 | 25.3 | 25.9 | 24.7 | 27.2 | 21.3 | 25.3 | 21.2 | 22.2 | 22.1 | 26.6 | 23.2 | 30.7 | 21.6 | 16.1 | 29.8 | 18.5 | 11.2 | 25.4 | 27.8 | 27.7 | 21.3 | 26.7 | 25.1 | 27.3 | 0
1945 | 31.4 | 14.4 | 28.8 | 25.2 | 25.3 | 23.7 | 25.4 | 23.2 | 24.6 | 18.7 | 26.6 | 21 | 22.5 | 27.2 | 27 | 19.2 | 17.7 | 20.3 | 19.4 | 21 | 21.7 | 25.6 | 15.2 | 18.7 | 23.6 | 24.8 | 21.3 | 22.4 | 19.9 | 21.7 | 18 | 22.5 | 30 | 20.8 | 21.7 | 25.5 | 25.6 | 24.9 | 26.7 | 21.3 | 25 | 20.7 | 20.9 | 21.7 | 26 | 22.1 | 29.9 | 23.5 | 15.8 | 28.7 | 17.4 | 9.8 | 26 | 27.8 | 26.8 | 20.3 | 26.3 | 24.6 | 27.2 | 0
1946 | 29.7 | 13.5 | 26.5 | 24 | 24.8 | 23.4 | 25.3 | 22.4 | 24.2 | 18.7 | 26.5 | 21.6 | 21.2 | 27 | 27 | 18 | 17.6 | 20 | 18.8 | 21 | 21 | 24.6 | 15.4 | 17 | 19.6 | 24 | 21.2 | 21 | 18.5 | 20.3 | 16.2 | 22.5 | 29 | 20 | 21.5 | 25.4 | 25 | 23.9 | 26.2 | 20.7 | 24.4 | 19.2 | 19.2 | 21.2 | 25.3 | 20.4 | 28.8 | 24.8 | 16 | 28.2 | 15.4 | 8 | 25.4 | 27.8 | 26.3 | 19 | 25.8 | 24.3 | 27 | 0
1947 | 28.4 | 12 | 25.4 | 22.6 | 24.3 | 22.9 | 24.8 | 21.4 | 24.3 | 18.5 | 26.2 | 21.2 | 20.6 | 27.3 | 26.5 | 17.5 | 16.5 | 20 | 18.9 | 21.2 | 19.7 | 23.9 | 14 | 15.5 | 19.6 | 23.2 | 21.1 | 20.4 | 18 | 19.3 | 14.9 | 22 | 28.2 | 19.8 | 21.3 | 25 | 24.1 | 22.6 | 26 | 19.8 | 24.1 | 18.4 | 17.9 | 20.5 | 25 | 19.1 | 26.9 | 25.6 | 15 | 27.9 | 12.4 | 5.5 | 24.9 | 26.8 | 25.9 | 18.1 | 24.9 | 23.8 | 26.8 | 0
1948 | 27.9 | 12 | 27 | 21.6 | 23.3 | 22.2 | 24.1 | 20.3 | 24.6 | 17.6 | 25 | 20.5 | 20.1 | 27.2 | 26 | 17.5 | 16.3 | 20 | 18.6 | 21.5 | 19.5 | 23.7 | 13.1 | 14.8 | 18.6 | 23 | 20.7 | 19.5 | 18.2 | 18.4 | 14.6 | 22 | 27.7 | 19.4 | 21.3 | 24.5 | 23.3 | 22.5 | 25.8 | 20 | 23.6 | 17.2 | 16.7 | 20.6 | 24.6 | 18.3 | 25.5 | 25.1 | 14.5 | 27.6 | 9.7 | 4.9 | 23.7 | 26.8 | 25.9 | 17.6 | 24.3 | 23.3 | 26.4 | 0
1949 | 26.7 | 12 | 24.9 | 21.6 | 22.6 | 21.8 | 23.6 | 19.2 | 23.6 | 17.4 | 24.3 | 17 | 20 | 26.6 | 25.5 | 17.8 | 15 | 20 | 19.2 | 19 | 19.3 | 23.7 | 11 | 15.6 | 19 | 22.1 | 20.2 | 20.4 | 18 | 21 | 18.6 | 21.5 | 27.1 | 18.6 | 21.5 | 24.2 | 24 | 22.7 | 25.7 | 19.5 | 22.9 | 20.6 | 20 | 20.6 | 24.1 | 23 | 25 | 17.6 | 11.2 | 26.8 | 12.8 | 7.4 | 23 | 26.8 | 25.9 | 18 | 23.3 | 23.4 | 27.6 | 0
1950 | 25.8 | 14.1 | 23.4 | 22.3 | 22.3 | 21.7 | 23.1 | 20 | 22.7 | 17.5 | 24.3 | 17.6 | 19.9 | 26.3 | 25.1 | 17.5 | 16.6 | 19.4 | 19.5 | 19.5 | 18.7 | 23.3 | 13.4 | 17.3 | 18.6 | 21 | 19.7 | 21 | 19.2 | 20.5 | 20.5 | 22.5 | 25.8 | 18.5 | 21.6 | 24 | 24.2 | 22.5 | 25.7 | 18.6 | 22.8 | 20.8 | 20.6 | 20.7 | 23.6 | 24.6 | 25.4 | 17.3 | 12.6 | 26.6 | 13.7 | 11.1 | 23.3 | 26.3 | 25.9 | 19.7 | 22.3 | 23.5 | 27.5 | 0
1951 | 25.8 | 14.5 | 22.9 | 24.3 | 22.1 | 21.3 | 22.7 | 22.2 | 22.9 | 17 | 25.4 | 19 | 20.1 | 26.5 | 25 | 16.8 | 18.7 | 19.4 | 19.7 | 20.6 | 18.5 | 23.1 | 16.3 | 20.4 | 17.7 | 20.2 | 20.3 | 22.8 | 21.7 | 20.8 | 22.7 | 23.7 | 25.7 | 18.7 | 21.4 | 22 | 25 | 22.1 | 25.9 | 18.7 | 22.4 | 22.2 | 22.2 | 20.7 | 23.6 | 26.6 | 26.5 | 17.7 | 15.6 | 25.8 | 15.8 | 15.3 | 24.5 | 26.3 | 25.8 | 21.3 | 22.8 | 23.4 | 28.4 | 0
1952 | 26 | 15.1 | 24.5 | 27 | 24.3 | 23.2 | 23.5 | 25.2 | 26.3 | 18.4 | 26.2 | 20.8 | 21 | 27.5 | 26.4 | 18.8 | 21 | 20 | 20 | 22.2 | 18.5 | 23.8 | 19.4 | 23.6 | 19.1 | 20.3 | 21.6 | 25.4 | 25.1 | 21.8 | 25.8 | 24 | 27.2 | 19.6 | 23.4 | 23.4 | 26.4 | 25.8 | 27.1 | 18.7 | 22.6 | 24 | 24.6 | 21.7 | 24.1 | 29.4 | 28.8 | 18 | 19.2 | 26.5 | 18.4 | 19 | 25.5 | 27.2 | 26.5 | 23.2 | 27.8 | 23.4 | 29.6 | 0
1953 | 28 | 19.4 | 30.6 | 30.1 | 28.3 | 26.4 | 26.2 | 28.4 | 30 | 25.6 | 28.6 | 23.2 | 22.4 | 29 | 28.3 | 22.2 | 22.7 | 25.3 | 20.6 | 24.4 | 21.5 | 26.4 | 21.9 | 27 | 20.5 | 24.2 | 23.6 | 28.5 | 28.3 | 24.1 | 27.9 | 26.5 | 29.8 | 20.6 | 25.9 | 26.1 | 28.3 | 28.5 | 29.7 | 20.2 | 25 | 26.9 | 27.7 | 22.6 | 27.7 | 31.5 | 30.8 | 19.6 | 23.3 | 28.4 | 21.5 | 20.8 | 27.4 | 28.9 | 28.1 | 23.7 | 30.3 | 25.5 | 32 | 0
1954 | 29.9 | 22.1 | 32.8 | 33 | 31.7 | 30.3 | 27.4 | 31.1 | 32.5 | 29.7 | 30.5 | 25.4 | 24.4 | 31.1 | 29.9 | 24 | 24 | 27.5 | 21.6 | 26.4 | 25.6 | 27.9 | 24.2 | 29.4 | 23 | 28.6 | 26.2 | 31 | 31.1 | 26.7 | 30.2 | 28.4 | 32.6 | 22.1 | 28.3 | 28.1 | 30.1 | 31 | 31 | 23.2 | 27.9 | 29.3 | 30.7 | 25.2 | 29.6 | 33.4 | 32.8 | 21.1 | 26.5 | 31.6 | 24.5 | 21.2 | 29.1 | 30.4 | 30.5 | 23.9 | 33 | 27.8 | 34.1 | 0
1955 | 31.4 | 24.7 | 34.8 | 35.4 | 33.7 | 33.4 | 29.4 | 33.1 | 34 | 31.8 | 33 | 27.6 | 26.6 | 32.8 | 31.2 | 24.2 | 24.8 | 29 | 23 | 28.4 | 29.9 | 31.7 | 26 | 31.6 | 25 | 31.4 | 29.2 | 33 | 33 | 29.6 | 31.2 | 28.4 | 34.7 | 23.4 | 30.3 | 29.2 | 31.6 | 32 | 32.7 | 25.7 | 30.3 | 31.8 | 33.4 | 27.8 | 31.6 | 34.6 | 34 | 23.2 | 28.8 | 34.4 | 27.2 | 20.4 | 31.2 | 31.8 | 32.9 | 23 | 35.6 | 28.3 | 36 | 0
1956 | 33 | 28.3 | 35.6 | 37 | 36.1 | 34.8 | 30.4 | 34.3 | 35.5 | 33.6 | 34.1 | 29 | 28.7 | 34 | 33 | 26.4 | 25.7 | 30.3 | 24.5 | 29.7 | 31.8 | 33 | 27.9 | 32.9 | 26.6 | 33.5 | 32.1 | 34 | 34.4 | 31.6 | 32.6 | 28.4 | 36.3 | 24.9 | 31.8 | 30 | 32.4 | 33.7 | 34.2 | 27 | 31.1 | 33 | 35.2 | 30.4 | 32.1 | 35.9 | 35.3 | 24.2 | 29.6 | 36.3 | 29.3 | 20 | 32.6 | 32.3 | 34.6 | 22.6 | 37.4 | 29.2 | 36.2 | 0
1957 | 34.6 | 28.9 | 35.8 | 38.1 | 36.4 | 35.7 | 31.8 | 35.1 | 36 | 35.3 | 35.5 | 30.1 | 30.3 | 35.1 | 34.4 | 27.6 | 26.3 | 31.3 | 25.7 | 30.7 | 31.8 | 35.4 | 29.1 | 34.4 | 28.6 | 33.7 | 34.2 | 34.8 | 35.3 | 32.9 | 32.6 | 31.5 | 37.5 | 25.9 | 32.8 | 30 | 32.5 | 35.8 | 35.2 | 28.1 | 31 | 34 | 36.2 | 32.5 | 32.8 | 36.7 | 36 | 25.4 | 30 | 37.4 | 30.8 | 19.8 | 34.3 | 32.3 | 35.9 | 21.9 | 38 | 29 | 35.6 | 0
1958 | 35.9 | 29.9 | 37.1 | 38.6 | 36.6 | 36.4 | 32.5 | 35.6 | 36 | 36.4 | 35.8 | 30.2 | 31.2 | 34.6 | 34.5 | 28.6 | 26.8 | 31.5 | 26.2 | 31 | 32.1 | 36.9 | 29.8 | 35.4 | 29 | 33.7 | 35.3 | 35 | 36 | 33 | 32.6 | 33 | 38.1 | 26.8 | 33.3 | 30.1 | 32 | 37.1 | 35.5 | 27.9 | 31.7 | 34.2 | 36.6 | 33.4 | 33.1 | 37.6 | 37 | 25.6 | 30 | 37.8 | 31.6 | 20.4 | 35 | 32.3 | 36 | 21.8 | 38.3 | 29.4 | 33.8 | 0
1959 | 36.4 | 29.5 | 37.6 | 38.8 | 36.5 | 36.9 | 32.6 | 36 | 35 | 36.6 | 36.7 | 30 | 31.2 | 33.6 | 33.1 | 28.2 | 26.5 | 31.5 | 25.9 | 31.1 | 32.4 | 37.1 | 29 | 36.3 | 29.4 | 34 | 35.8 | 35.2 | 36.2 | 32.4 | 31 | 33 | 38.2 | 27 | 33.3 | 30.1 | 31.2 | 37.8 | 34.6 | 26.9 | 31.6 | 34.5 | 36.8 | 34 | 32.4 | 37.5 | 37.4 | 26.2 | 30.4 | 40.5 | 31.7 | 20.4 | 35.7 | 32 | 37.1 | 21.1 | 38.4 | 30 | 32.3 | 0
1960 | 36.5 | 28.9 | 37.1 | 38.4 | 36.3 | 36.6 | 33 | 36.1 | 33 | 36.6 | 36.2 | 28.9 | 30.7 | 32.6 | 31.3 | 28 | 25.6 | 31.5 | 25.1 | 30.4 | 31.5 | 37.1 | 27.5 | 35.7 | 29.4 | 34.5 | 35.8 | 34.7 | 36 | 31 | 29.6 | 32.3 | 37.5 | 26.9 | 33.3 | 29.6 | 30.3 | 38 | 33.2 | 25.4 | 31 | 33.9 | 36.6 | 33.8 | 31.5 | 37.3 | 37.8 | 26 | 30.4 | 40.5 | 30.8 | 19.9 | 35 | 31.7 | 37 | 20.9 | 37.8 | 29.3 | 30.7 | 0
1961 | 36.3 | 28.9 | 36.8 | 37.6 | 35.7 | 37 | 32.8 | 35.5 | 31 | 35.3 | 35.8 | 27.6 | 29.6 | 31.6 | 33.5 | 27.8 | 23.8 | 30.8 | 24 | 29.4 | 30.3 | 36.9 | 25 | 34.2 | 29.7 | 34.5 | 36.2 | 33.6 | 34.7 | 29.4 | 27.4 | 30 | 31.3 | 26.4 | 32.8 | 29 | 29.4 | 37 | 31.7 | 24.2 | 30.1 | 33 | 36.2 | 33.2 | 30.6 | 36 | 37.2 | 26 | 30.2 | 40.4 | 29 | 18.2 | 34 | 30.9 | 36.9 | 20.2 | 37 | 29 | 30 | 0
1962 | 35.8 | 28.3 | 35.8 | 36.2 | 33.8 | 32.4 | 32.2 | 34.1 | 29 | 33.8 | 33.8 | 25.8 | 28.4 | 30.6 | 33.8 | 26 | 21.8 | 29.5 | 23.2 | 27.6 | 29 | 35.9 | 22.8 | 31.3 | 28.8 | 34.7 | 36.9 | 31.4 | 32.8 | 27.4 | 26.2 | 29 | 32 | 25.9 | 31.4 | 28 | 28.4 | 35.7 | 30 | 22.9 | 28.7 | 30.8 | 35.1 | 32.9 | 29.5 | 34.7 | 36.2 | 24.9 | 28.8 | 39.8 | 26.4 | 16.3 | 31.8 | 30.2 | 36.1 | 20.2 | 35.2 | 27.4 | 29.3 | 0
1963 | 34.5 | 24.9 | 32.6 | 34.6 | 31.3 | 28.9 | 30.3 | 32.1 | 28 | 31.1 | 32.2 | 24.5 | 27.1 | 29.4 | 31.7 | 24 | 19.8 | 27.8 | 22.6 | 25.6 | 27.2 | 34.3 | 20.9 | 28.6 | 26.7 | 32.8 | 37.8 | 29 | 30 | 25.9 | 24.4 | 27.6 | 32.5 | 25 | 29.3 | 26.6 | 27.6 | 33 | 29.2 | 20.5 | 27.5 | 28.6 | 33.3 | 31.5 | 28.7 | 32.8 | 33.8 | 24.2 | 26.9 | 37.7 | 23.6 | 14.1 | 30.1 | 29.9 | 33.7 | 19.8 | 31.6 | 26.5 | 29.2 | 0
1964 | 32.7 | 21.9 | 31.6 | 33 | 29.1 | 26.9 | 29.7 | 29.7 | 28 | 29.1 | 30 | 23.4 | 25.8 | 29 | 30.4 | 22.4 | 18.6 | 26.5 | 22.4 | 23.4 | 25.9 | 32.4 | 20 | 26.2 | 25.1 | 30.7 | 37 | 26.4 | 27.4 | 24.4 | 23.4 | 26.6 | 30.8 | 24.2 | 26.8 | 25.6 | 26.8 | 31 | 28.7 | 19.3 | 26.7 | 26 | 30.8 | 29.7 | 28.5 | 31.2 | 31.2 | 23 | 24.2 | 36.4 | 21 | 13 | 28.4 | 29.5 | 32.3 | 20 | 30 | 26 | 28.8 | 0
1965 | 30.4 | 19.9 | 31.6 | 31.8 | 27.7 | 25.6 | 29.4 | 27.9 | 27.5 | 26.8 | 29.2 | 23.1 | 24.5 | 28.5 | 28 | 21.7 | 18 | 25.6 | 22.1 | 21.7 | 24.8 | 31.7 | 19.3 | 25.4 | 24.3 | 29.2 | 32 | 24.7 | 25.1 | 23.7 | 21.7 | 25.6 | 30.5 | 23.2 | 25.7 | 25.2 | 26.2 | 30.5 | 28.2 | 19.1 | 26.1 | 24.5 | 28.1 | 27.4 | 28 | 29.4 | 28.2 | 22.6 | 21.9 | 34.4 | 19.1 | 12.4 | 27.9 | 29.1 | 31.1 | 19.6 | 28.7 | 25.5 | 28.8 | 0
1966 | 30.4 | 18.9 | 29.4 | 30.7 | 26.8 | 25.2 | 28.6 | 26.4 | 27.5 | 26.1 | 28 | 22.7 | 23.5 | 28.3 | 26.5 | 21 | 18.2 | 24.4 | 21.7 | 20.3 | 23.8 | 31.2 | 19 | 25 | 22.9 | 28 | 26.4 | 23.8 | 23.7 | 23.1 | 20.9 | 25.2 | 28.4 | 22.6 | 25.6 | 25.1 | 25.8 | 27.8 | 28.2 | 18.3 | 25.4 | 23.3 | 25.5 | 26 | 27.7 | 28.3 | 26.5 | 21.6 | 19.6 | 33.8 | 17.8 | 12.8 | 27.5 | 28.7 | 29.8 | 19.7 | 27.8 | 25.4 | 28.2 | 0
1967 | 30.4 | 18.9 | 29.9 | 29.8 | 25.9 | 24.8 | 24.9 | 24.9 | 27.5 | 24.9 | 27.6 | 22.4 | 22.6 | 28 | 26.3 | 20.3 | 18.4 | 23.1 | 21 | 19.6 | 23.1 | 30.5 | 18 | 25 | 22.2 | 28 | 25.3 | 23.8 | 23 | 23 | 19.8 | 25.1 | 28.4 | 22 | 24.3 | 24.6 | 25.6 | 28 | 27.7 | 17.7 | 24.9 | 23 | 23.4 | 24.8 | 27.7 | 27.2 | 25.6 | 21 | 18 | 33.8 | 17 | 12.8 | 27.4 | 28.2 | 28.7 | 19.4 | 26.8 | 25 | 28 | 0
1968 | 28.4 | 19.4 | 29.2 | 28.5 | 25.1 | 23.6 | 25 | 23.9 | 27.5 | 23.5 | 26 | 21.4 | 22.1 | 27.8 | 26.5 | 20.2 | 18.5 | 23.1 | 20.2 | 19.1 | 22.3 | 29.8 | 16.7 | 23.7 | 20.4 | 27 | 24.1 | 23.8 | 22.8 | 22.8 | 20 | 25.6 | 27.5 | 21.8 | 22.1 | 24.6 | 25.4 | 26.5 | 27 | 17.2 | 24.6 | 22.4 | 21.9 | 23.8 | 27.4 | 26.8 | 26.2 | 19.5 | 16.3 | 33.1 | 16.3 | 12.4 | 26.4 | 27.9 | 27.8 | 19.6 | 26 | 24.5 | 27.3 | 0
1969 | 27.9 | 19.4 | 29.1 | 27 | 24.4 | 23.4 | 24.8 | 23.3 | 27.5 | 22.1 | 25.1 | 20.2 | 21.7 | 27.6 | 26.1 | 19.8 | 17.7 | 23 | 19.4 | 19 | 22.1 | 29.6 | 14.5 | 21.8 | 19.8 | 26.2 | 22.9 | 23.6 | 22.2 | 22.7 | 19.5 | 24.6 | 27.3 | 21.4 | 21.3 | 24.1 | 25.3 | 25.5 | 26.8 | 16.5 | 24 | 22.2 | 21.1 | 22.9 | 27 | 25.8 | 26.8 | 18.6 | 14.8 | 32.2 | 15.5 | 10.6 | 25.3 | 27.6 | 27.5 | 19.1 | 26.4 | 24.3 | 27.2 | 0
1970 | 27.8 | 18.4 | 28.4 | 25 | 24 | 22.9 | 24.3 | 22.7 | 27.5 | 21.6 | 23.7 | 18.6 | 21.4 | 27.5 | 25.9 | 19.6 | 16.6 | 22.1 | 19 | 18.8 | 21.2 | 29.1 | 12.4 | 18.8 | 18.4 | 25.4 | 21.8 | 22.8 | 21.2 | 22.4 | 19.6 | 24 | 27 | 21 | 20.8 | 23.1 | 25 | 25 | 26.7 | 16 | 23.5 | 21.4 | 20.5 | 22.3 | 26.1 | 25 | 27.4 | 17.4 | 13 | 31.1 | 14.4 | 8.4 | 23.8 | 27.4 | 26.7 | 18.8 | 24.6 | 24 | 27 | 0
1971 | 26.9 | 17.9 | 28.4 | 23.2 | 24 | 22.5 | 23.6 | 21.9 | 27.2 | 21.6 | 23.8 | 17.6 | 20.9 | 27.3 | 25.5 | 19.7 | 15.3 | 21.1 | 18.8 | 18.8 | 20.4 | 28.7 | 10.6 | 16.5 | 17.6 | 24.2 | 20.6 | 21.8 | 19.6 | 22.2 | 18.6 | 23 | 24.6 | 20.1 | 20.1 | 22.4 | 24.6 | 23.5 | 26.5 | 15.4 | 22.7 | 21.1 | 20.2 | 21.6 | 24.7 | 23.6 | 26.7 | 17.4 | 11.7 | 30.1 | 13.4 | 6.2 | 23.1 | 27.4 | 25.4 | 17.8 | 23.8 | 23.7 | 27.4 | 0
1972 | 25.3 | 17.5 | 27.6 | 21.9 | 23.7 | 22.5 | 23.5 | 20.8 | 26.9 | 21.6 | 23.5 | 16.8 | 20.5 | 27 | 23.9 | 19 | 14.7 | 20.8 | 19 | 18.7 | 19.9 | 28.2 | 10.2 | 15.1 | 17.1 | 24 | 20.3 | 20.7 | 18.4 | 21.5 | 18.6 | 23 | 24.5 | 19.4 | 19.5 | 22.1 | 24.2 | 21.9 | 26.4 | 15.4 | 22.4 | 20.5 | 19.9 | 20.9 | 24.1 | 23 | 25.9 | 17.2 | 10.8 | 29.1 | 12.7 | 5.9 | 22.6 | 27.3 | 25.5 | 17.7 | 23 | 23.4 | 27.3 | 0
1973 | 24.3 | 17.9 | 27.4 | 24.4 | 23.2 | 22 | 23 | 19.7 | 27 | 21.1 | 24.5 | 18.6 | 18.6 | 26.8 | 22.8 | 18.4 | 16.2 | 20.2 | 18.6 | 16.2 | 19.7 | 27.4 | 13 | 19 | 15.4 | 23.7 | 21 | 19.2 | 19 | 18.4 | 19 | 22.6 | 24.5 | 18.4 | 19.3 | 22 | 23.4 | 22 | 26.2 | 15 | 22.1 | 19 | 17.4 | 20.3 | 23.4 | 23 | 23.8 | 18.2 | 12.6 | 28.3 | 11.6 | 10.6 | 23.2 | 27 | 25.5 | 19 | 23 | 23 | 26 | 0
1974 | 22.4 | 19.9 | 25 | 24.7 | 22.3 | 21.2 | 22.6 | 20.7 | 27.1 | 21.1 | 23.9 | 19.1 | 18.9 | 26.5 | 22.9 | 18.7 | 17.4 | 19.8 | 19.3 | 17 | 19.3 | 26.7 | 15.1 | 19.8 | 15 | 23.8 | 21.2 | 19.9 | 19.6 | 18.5 | 20.4 | 22.6 | 24 | 19.2 | 19.3 | 21.6 | 24.1 | 22 | 26.1 | 14.8 | 21.9 | 19.9 | 18.8 | 20.2 | 23.1 | 24.3 | 24.5 | 19 | 14.8 | 27.4 | 12.8 | 13.2 | 23.3 | 26.9 | 25.5 | 19.5 | 23 | 22.5 | 26.8 | 0
1975 | 20.9 | 18.4 | 23.6 | 26.6 | 22.1 | 21.3 | 22.4 | 22.5 | 27.5 | 20.8 | 24.1 | 20.5 | 20.1 | 26.3 | 23 | 18.6 | 18.8 | 19.3 | 20.6 | 18.8 | 18.7 | 26.4 | 17.8 | 22.3 | 14.4 | 23.7 | 21.5 | 22.5 | 21.7 | 19.5 | 22.4 | 22.6 | 23.9 | 20.4 | 19.6 | 21.6 | 25.5 | 23.2 | 26.3 | 14.8 | 21.3 | 22.1 | 21.5 | 19.8 | 23.7 | 26.7 | 26 | 20 | 17.9 | 26.9 | 15.8 | 16.5 | 24.5 | 26.7 | 25.6 | 19.6 | 23.6 | 22.4 | 28.4 | 0
1976 | 22.6 | 19.9 | 24.6 | 29 | 24.2 | 21.4 | 23.3 | 24.5 | 28.2 | 21.9 | 25.3 | 22.6 | 21.4 | 27.1 | 24.7 | 19 | 20.6 | 19.8 | 22.4 | 21 | 18.7 | 27.3 | 21 | 25 | 15.1 | 23.7 | 22.3 | 24.8 | 24 | 21.4 | 25 | 24.7 | 25.1 | 22 | 22.8 | 23.5 | 27.4 | 24.4 | 27.4 | 15.3 | 21.9 | 25 | 24.8 | 20 | 25.8 | 29.6 | 28 | 21.6 | 21 | 29.2 | 19.4 | 19.6 | 26 | 27.4 | 26 | 19.6 | 26 | 22.6 | 30 | 0
1977 | 27.5 | 21.9 | 28.8 | 32.1 | 28.9 | 25.3 | 26 | 26.5 | 29.6 | 24.9 | 27.4 | 25.1 | 23.5 | 29.6 | 27.8 | 22 | 21.8 | 24 | 24.4 | 23.5 | 22.6 | 29.3 | 23.7 | 28.7 | 19.3 | 23.8 | 23.7 | 28.3 | 27.6 | 23.6 | 27.4 | 26.8 | 28 | 23.5 | 25.9 | 25.6 | 29.2 | 30 | 30 | 17.9 | 24.3 | 28 | 28.3 | 23.2 | 28.2 | 32.2 | 30.4 | 23 | 24 | 31.5 | 23.1 | 21.5 | 27.9 | 29.2 | 28.7 | 19.1 | 27.6 | 23.2 | 31.9 | 0
1978 | 30.9 | 24.8 | 31.7 | 34.6 | 31.7 | 27.9 | 28 | 28.3 | 31.1 | 28.9 | 30 | 27.5 | 25.4 | 31.6 | 29.5 | 24.6 | 22.9 | 26.3 | 26.3 | 25.5 | 25.9 | 30.5 | 26.3 | 31.4 | 22.7 | 27.4 | 26.6 | 30.6 | 30.5 | 25.9 | 29.7 | 28.3 | 31.1 | 24.9 | 28.5 | 27.6 | 30.6 | 32.7 | 32 | 20.3 | 27.3 | 30.4 | 31.3 | 26.5 | 30.1 | 34.3 | 32.4 | 24.6 | 26.3 | 33.8 | 25.9 | 22.3 | 29.3 | 29.8 | 30.7 | 19 | 31.4 | 24.5 | 33 | 0
1979 | 32.8 | 28.2 | 33.6 | 36.6 | 34.2 | 30.8 | 30 | 30.1 | 33 | 31.5 | 32.5 | 29.6 | 27.6 | 33.2 | 31 | 26.8 | 23.6 | 28.6 | 28 | 27 | 26.8 | 33.6 | 28 | 33.8 | 24.2 | 31 | 29.3 | 33 | 33.4 | 27.8 | 31.2 | 28.8 | 32.4 | 26 | 30.8 | 29.3 | 31.4 | 35.2 | 34 | 22.4 | 29.9 | 32 | 33.8 | 29.6 | 31.6 | 35.6 | 34.2 | 25.8 | 28.4 | 36.2 | 27.8 | 22 | 30.6 | 30.2 | 32.4 | 19 | 33.5 | 26.2 | 33.8 | 0
1980 | 34.3 | 28.3 | 35.9 | 37.3 | 35.9 | 33 | 31.6 | 32 | 34.4 | 33.9 | 34.4 | 31 | 29.2 | 34.8 | 32.5 | 28.1 | 24.7 | 30.5 | 29.2 | 27.7 | 27.2 | 34.4 | 29.4 | 34.6 | 25.3 | 33.2 | 31.7 | 33.5 | 34.7 | 29.5 | 32.3 | 30 | 35 | 27 | 33.3 | 29.3 | 31.8 | 35.7 | 35.5 | 23.7 | 30.3 | 32.9 | 35.6 | 31.2 | 32.7 | 36.5 | 35.4 | 27 | 29.9 | 37.2 | 29 | 21.6 | 31.3 | 32.9 | 34.5 | 19.9 | 37.4 | 27.2 | 33.6 | 0
1981 | 34.8 | 29.3 | 36.5 | 37.7 | 36.9 | 35 | 32.4 | 33.9 | 35 | 35.7 | 35.4 | 31.8 | 30.8 | 33.8 | 32.8 | 29.1 | 25.4 | 31.5 | 29.7 | 28.2 | 27.2 | 35 | 29.9 | 35.4 | 26.4 | 34.6 | 32.3 | 34.5 | 35.8 | 30.5 | 32.7 | 31.3 | 36 | 28 | 34.2 | 29.5 | 31.9 | 36.7 | 36.5 | 24.9 | 31.4 | 33.3 | 36.9 | 32.8 | 32.7 | 37 | 36.3 | 27.5 | 31.3 | 38.3 | 30.3 | 21.3 | 32.4 | 32.9 | 34.8 | 20.7 | 38.2 | 28.2 | 33.3 | 0
1982 | 35.7 | 30.3 | 37 | 37.6 | 37.3 | 36.4 | 32.7 | 35.5 | 34 | 36.6 | 35.8 | 32 | 31.8 | 33.6 | 34.2 | 29.9 | 26.2 | 32 | 29.6 | 28.4 | 28.5 | 35.6 | 29.8 | 35.4 | 27.4 | 35 | 33.2 | 34.4 | 35.8 | 31 | 32.6 | 31.8 | 37 | 28.8 | 34.8 | 29.3 | 32 | 37 | 37.6 | 25.4 | 31.3 | 33.6 | 37.6 | 33.7 | 32.8 | 37.4 | 36.8 | 27.6 | 32 | 39.6 | 31.6 | 21.4 | 33.4 | 32.7 | 35.7 | 21.6 | 38.8 | 28.5 | 32.6 | 0
1983 | 35.8 | 30.8 | 37 | 37.8 | 37.3 | 36.9 | 33.8 | 36.4 | 32.8 | 36.9 | 35.6 | 31.7 | 32.7 | 33.5 | 34.9 | 29.4 | 26 | 32 | 28.9 | 28.8 | 29.5 | 37.2 | 28.7 | 36 | 28 | 35 | 35.7 | 35.2 | 36.1 | 30.7 | 31.8 | 32.3 | 37.6 | 29.3 | 35.3 | 29.5 | 32 | 37.3 | 35.7 | 25.6 | 30.8 | 33.6 | 37.8 | 34.6 | 32.7 | 37.5 | 37 | 26.8 | 32.3 | 39.7 | 32.8 | 21.4 | 34.6 | 32.7 | 36.3 | 21.7 | 38.8 | 28.9 | 32.4 | 0
1984 | 35.8 | 31 | 37.4 | 37.6 | 37.4 | 35.6 | 32.7 | 36.5 | 31.5 | 36.7 | 35.2 | 30.8 | 32.7 | 33 | 35.5 | 29.3 | 25.3 | 32 | 28 | 28.7 | 30.6 | 37.3 | 27.4 | 35.5 | 27.8 | 35 | 37.5 | 34.4 | 35.1 | 29.9 | 30.7 | 32 | 37.9 | 29.4 | 35.3 | 29.2 | 31.8 | 37.6 | 33.8 | 25.8 | 31.1 | 33.3 | 37.1 | 34.8 | 32.1 | 37.2 | 36.5 | 25.9 | 31.5 | 40.2 | 32.7 | 21.1 | 34.8 | 32.2 | 36.4 | 21.5 | 38 | 28.8 | 31.8 | 0
1985 | 35.3 | 30.3 | 36.8 | 37.2 | 36.6 | 34.5 | 31.5 | 35.7 | 30 | 35.3 | 34.4 | 29.4 | 32.4 | 32 | 35 | 28.5 | 23.6 | 31.3 | 27 | 28.4 | 30.6 | 37.1 | 25.8 | 34.6 | 27.8 | 35 | 38.4 | 33.4 | 34 | 28.4 | 29 | 31.2 | 38.7 | 29 | 34.8 | 28.8 | 31 | 37.4 | 31.3 | 25.7 | 30.1 | 32.2 | 35.7 | 34.7 | 30.8 | 36.2 | 35.2 | 24.6 | 30.2 | 39.7 | 31 | 20 | 34 | 31.5 | 36.2 | 20.8 | 37.4 | 28.5 | 31.4 | 0
1986 | 34.8 | 28.9 | 36.2 | 35.9 | 34.7 | 31.7 | 31 | 34.3 | 28.7 | 33.5 | 33.3 | 27.5 | 31.1 | 30.6 | 34 | 27.2 | 21.8 | 30.2 | 26.2 | 27.2 | 29 | 36.3 | 24.7 | 31.9 | 27.4 | 34.6 | 38 | 30.4 | 31.5 | 26.8 | 27.2 | 29.7 | 36 | 28.1 | 33.2 | 27.8 | 29.8 | 35.7 | 30.2 | 25.2 | 28.6 | 30.5 | 33.5 | 34.7 | 30 | 34.7 | 33 | 23.6 | 28.2 | 38.7 | 27.2 | 18.4 | 31.6 | 30.3 | 35.8 | 20.4 | 33 | 28.7 | 30.4 | 0
1987 | 32.3 | 25.3 | 33.8 | 34.4 | 31.8 | 28.7 | 30.2 | 32.8 | 28 | 30.7 | 31.8 | 25.7 | 29.8 | 30 | 31.7 | 25.4 | 19.7 | 28.5 | 25.5 | 25.8 | 27.8 | 34.5 | 23.9 | 29 | 25.5 | 33.5 | 36.5 | 28 | 29.4 | 25 | 25.2 | 28.8 | 34.3 | 27 | 30.3 | 26.7 | 28 | 32.8 | 29.5 | 23.1 | 27.8 | 28.2 | 31.3 | 33.2 | 28.9 | 32.8 | 30.3 | 22.6 | 26.5 | 36.8 | 22.5 | 16.3 | 28.7 | 29.8 | 32.9 | 20.1 | 31 | 27.7 | 29.4 | 0
1988 | 27.5 | 23 | 30.2 | 32.6 | 29.8 | 26.8 | 29.5 | 31.4 | 27.5 | 28.7 | 30 | 24 | 28.2 | 29.9 | 30.4 | 22.9 | 18.2 | 26.3 | 25 | 24 | 25.7 | 33.1 | 23.6 | 25.6 | 23.7 | 31.6 | 35.4 | 25.4 | 27.1 | 23.6 | 23.4 | 24.3 | 33.1 | 25.8 | 27.8 | 29.2 | 26.4 | 30.7 | 29 | 21.1 | 27.1 | 26 | 29.2 | 30.4 | 28.5 | 31 | 27.6 | 21.8 | 25 | 34.7 | 17.8 | 14.8 | 25.8 | 29.7 | 31.4 | 20.2 | 29.4 | 27 | 28.4 | 0
1989 | 24.3 | 21.9 | 28.8 | 31.5 | 28.6 | 25.9 | 21.1 | 30.1 | 27.1 | 27 | 28.2 | 23 | 27.1 | 29 | 29.2 | 21.6 | 16.9 | 25.2 | 24.5 | 22.7 | 24.1 | 31.8 | 23.1 | 23.7 | 21.8 | 29.2 | 33.7 | 25 | 26.2 | 22.6 | 21.7 | 23.3 | 31.5 | 24.7 | 25.7 | 25.9 | 25.1 | 29.9 | 29 | 19.9 | 26.7 | 24.3 | 27.9 | 28.2 | 27.6 | 29.4 | 25.6 | 20.8 | 24.1 | 34.8 | 14.8 | 13.8 | 24.3 | 29.2 | 30.3 | 20.1 | 28.4 | 26.5 | 28 | 0
1990 | 23.8 | 22.3 | 30.3 | 30.5 | 27.7 | 25.2 | 23.6 | 29.2 | 27 | 25.7 | 26.8 | 22.4 | 25.9 | 28.9 | 27.7 | 20.8 | 16.6 | 24.4 | 23.8 | 21.6 | 22.8 | 30.3 | 22.4 | 22.2 | 20.7 | 28 | 32.3 | 24.7 | 25.3 | 22.4 | 20.7 | 28.2 | 31 | 23.8 | 25.7 | 25.5 | 24.6 | 30.3 | 28.9 | 19.3 | 26.3 | 23.4 | 26.8 | 26.7 | 27.5 | 28.6 | 24.4 | 20.1 | 23.1 | 34.4 | 13.6 | 13.6 | 23.8 | 29.2 | 29.3 | 20.3 | 27.3 | 26.4 | 27.7 | 0
1991 | 24.2 | 21.9 | 29.3 | 30.2 | 26.7 | 24.4 | 24 | 28.3 | 26.7 | 24.7 | 26 | 22.2 | 24.8 | 28.8 | 26.5 | 19.8 | 16.6 | 24.4 | 23 | 21 | 21.6 | 29.4 | 21 | 22 | 20 | 27.2 | 31.4 | 25.4 | 25 | 22.4 | 20 | 22.7 | 30.3 | 23 | 24.6 | 24.5 | 24.6 | 28.9 | 28.7 | 18.4 | 25.7 | 23.2 | 26 | 25.5 | 27.3 | 28 | 24.2 | 19.4 | 21.8 | 32.8 | 14.2 | 13.6 | 24.6 | 29.2 | 28.7 | 20 | 26.6 | 26 | 27.8 | 0
1992 | 22 | 21 | 29 | 29.5 | 25.6 | 23.1 | 24 | 27.4 | 26.6 | 23.2 | 25.9 | 21.9 | 23.1 | 28.3 | 25.6 | 18.8 | 17.2 | 23.6 | 22 | 20.1 | 20.7 | 28.6 | 19.3 | 21.2 | 19 | 26 | 30.5 | 24.3 | 23.6 | 22.7 | 19.8 | 22.4 | 29.5 | 22.1 | 24.1 | 23.8 | 25 | 28 | 28 | 17.8 | 25.3 | 23.2 | 24.6 | 24.4 | 26.7 | 27.6 | 24.3 | 19.1 | 19.5 | 31.4 | 15.1 | 13.4 | 25.3 | 28.9 | 28.3 | 19.9 | 26 | 25.3 | 27.4 | 0
1993 | 21.3 | 20.8 | 27.3 | 28.8 | 25.2 | 23 | 24 | 26.5 | 26.6 | 23.9 | 26.2 | 21.5 | 21.7 | 28.1 | 24.7 | 19.5 | 17.2 | 22.8 | 20.9 | 19.3 | 20.1 | 27.8 | 16.9 | 20.8 | 19.4 | 25.5 | 31.3 | 23.2 | 22.5 | 22.5 | 19.5 | 21.8 | 29.4 | 21.1 | 23.7 | 24 | 25.2 | 26.8 | 28 | 16.9 | 24.8 | 22.9 | 22.8 | 23.6 | 26.3 | 26.8 | 24.5 | 18.7 | 16.8 | 30.6 | 15.6 | 12.5 | 25.9 | 28.7 | 28.1 | 19.4 | 24.9 | 23.9 | 27 | 0
1994 | 18.9 | 19.8 | 27.2 | 27.4 | 25.1 | 23.1 | 23.7 | 25.6 | 26.5 | 23.7 | 26.4 | 20.6 | 20 | 28 | 24.5 | 19 | 17.2 | 22 | 19.8 | 18 | 19.6 | 27.4 | 14.8 | 19.6 | 18.1 | 24.5 | 34 | 20.8 | 20.5 | 21.8 | 19.2 | 21.3 | 28.8 | 20 | 23.3 | 24 | 25 | 26 | 27.7 | 16.6 | 24.5 | 22 | 20.5 | 31.2 | 26.1 | 25.6 | 24.4 | 18.6 | 14 | 29.7 | 14.8 | 11.2 | 25.4 | 28.6 | 27.6 | 19.2 | 24.2 | 23.4 | 26.2 | 0
1995 | 17.3 | 19.3 | 26.3 | 26.1 | 24.2 | 22.6 | 23.3 | 24.6 | 26.5 | 23.7 | 26.2 | 19.7 | 19.1 | 27.8 | 23.1 | 18.6 | 16.5 | 22 | 18.9 | 17 | 18.9 | 27.9 | 13 | 19.1 | 16.9 | 23.7 | 36.7 | 19.7 | 19.6 | 20.5 | 18.7 | 20.8 | 27.8 | 19 | 23.2 | 24.1 | 24.3 | 24.8 | 27.5 | 16.3 | 24.1 | 20.6 | 18.5 | 22.5 | 25.6 | 24.1 | 24.1 | 18.2 | 12.1 | 28.7 | 13.4 | 9.8 | 24.7 | 27.7 | 26.7 | 18.8 | 23.7 | 22.5 | 25.8 | 0
1996 | 19.3 | 19.3 | 26.8 | 24.8 | 24.4 | 23.8 | 22.8 | 23.4 | 26.5 | 23.2 | 25.5 | 18.8 | 18.4 | 27.6 | 21.8 | 18.3 | 16.2 | 22 | 18.5 | 16.1 | 18.9 | 27.4 | 12.4 | 18.4 | 16.6 | 23 | 35.5 | 18.5 | 18.6 | 19.3 | 18.6 | 20.3 | 27 | 18.4 | 23.4 | 23.9 | 23.6 | 24 | 27.2 | 15.8 | 23.5 | 19.4 | 17.3 | 21.7 | 25 | 23.1 | 23.7 | 18.1 | 11.5 | 27.9 | 11.9 | 9.5 | 23.6 | 27.6 | 26.3 | 18.9 | 23 | 22.2 | 25.5 | 0
1997 | 19.3 | 18.3 | 25.7 | 23.4 | 24.1 | 24.7 | 22.3 | 22.2 | 26.5 | 22.2 | 22.5 | 18.4 | 20 | 27.5 | 22.5 | 18 | 14 | 20.8 | 21 | 15 | 18.5 | 26.6 | 14.8 | 17 | 16.3 | 22.5 | 30.5 | 19 | 20 | 18.8 | 18.4 | 20.2 | 26.4 | 18.8 | 22.8 | 23.8 | 22.8 | 23.3 | 27 | 15.8 | 22.9 | 18 | 20 | 21.3 | 24.3 | 24.6 | 19.6 | 16.4 | 15.6 | 27.4 | 17.8 | 9.2 | 23.4 | 27.6 | 26.1 | 18.6 | 22.9 | 22.5 | 26 | 0
1998 | 18.8 | 19.8 | 25.3 | 24.3 | 23.2 | 22.3 | 21.8 | 22 | 26.6 | 21.5 | 21.8 | 18.7 | 19.6 | 27 | 23 | 17.4 | 16.1 | 19.3 | 21.6 | 16.7 | 17.8 | 26.4 | 16.6 | 17.9 | 15.2 | 20.8 | 25.5 | 20 | 20.8 | 18.6 | 19.9 | 19.8 | 25.8 | 19.9 | 22.3 | 23.5 | 23.6 | 21.8 | 26.6 | 15.5 | 22.5 | 18.6 | 20.9 | 20.8 | 23.1 | 24.8 | 21.2 | 17.6 | 17.4 | 26.5 | 17.7 | 12.6 | 23.4 | 27.1 | 25.7 | 18.6 | 22.9 | 22.1 | 26.6 | 0
1999 | 16.8 | 18.8 | 23.3 | 26.4 | 22.7 | 23.6 | 21.5 | 22.9 | 27 | 21.5 | 22.2 | 20 | 19.9 | 27.1 | 23.3 | 16.9 | 18.6 | 19.3 | 23.1 | 19.3 | 17.8 | 26.2 | 19.1 | 19.8 | 15 | 20.2 | 23.9 | 22.3 | 22.9 | 19.8 | 22.1 | 19.9 | 25.5 | 22.2 | 21.6 | 22.7 | 25.1 | 22.4 | 26.5 | 15.6 | 21.9 | 20.6 | 22.7 | 20.3 | 22.8 | 26.2 | 24 | 19.4 | 20 | 26.2 | 19 | 16.5 | 24.3 | 27.1 | 25.6 | 19.2 | 23.9 | 22 | 28 | 0
2000 | 20.5 | 19.2 | 24.8 | 29 | 24.7 | 24.7 | 23.2 | 24.8 | 27.7 | 23.3 | 23.3 | 22 | 21.6 | 28 | 23.5 | 18 | 21.6 | 21 | 24.8 | 23 | 18.4 | 27.2 | 22.8 | 22.6 | 18.7 | 21.2 | 23.6 | 25.4 | 25 | 21.4 | 24.6 | 21.8 | 27.5 | 24.6 | 24.2 | 23 | 26.6 | 26.7 | 28 | 17 | 22.6 | 23.4 | 24.6 | 21.4 | 23.3 | 28 | 28 | 21.2 | 23.2 | 27 | 20 | 20.6 | 25.4 | 27.7 | 27.1 | 20 | 28.4 | 22.7 | 29.4 | 0
2001 | 27.6 | 22.6 | 28.6 | 31.9 | 28.5 | 27.5 | 24.3 | 27.2 | 29.9 | 26.7 | 25.9 | 25 | 24.3 | 29.9 | 25.5 | 21 | 23.6 | 25.8 | 26.8 | 25.4 | 21.9 | 29 | 25.6 | 25.9 | 22 | 24.5 | 25 | 28.3 | 28 | 23.9 | 26.8 | 25 | 30 | 27.4 | 29 | 25.6 | 28.4 | 28.4 | 30.6 | 20.6 | 24.5 | 26.6 | 27.3 | 26.7 | 26.8 | 30.6 | 31 | 22.9 | 25.6 | 29.6 | 22.8 | 22.5 | 27.3 | 29.4 | 29.4 | 21.2 | 30.8 | 26 | 31.6 | 0
2002 | 30.8 | 23.6 | 31.8 | 34.2 | 31.7 | 29.7 | 26.1 | 29.6 | 31.3 | 30.3 | 28.6 | 28.2 | 28 | 31.4 | 27.8 | 23.9 | 25.2 | 27.8 | 28.4 | 27.4 | 26.1 | 30.6 | 28.1 | 29.1 | 24.5 | 27.2 | 27 | 30.8 | 30.4 | 25.8 | 28.7 | 26.5 | 32 | 29.3 | 31.2 | 29.1 | 29.9 | 29.7 | 32.6 | 22.9 | 27.7 | 29.4 | 29.8 | 30.5 | 29.2 | 32.6 | 33.3 | 24.3 | 27.8 | 33.2 | 25.3 | 23.2 | 28.9 | 30.4 | 31.4 | 22.3 | 33.4 | 31.8 | 33.4 | 0
2003 | 32.8 | 25.1 | 34.6 | 36.2 | 34.5 | 32 | 28.6 | 31.6 | 32.7 | 30.4 | 31.5 | 31.4 | 31.4 | 32.4 | 29.3 | 25.2 | 25.8 | 30.3 | 29.8 | 28 | 29.5 | 31.9 | 29.2 | 31.8 | 26 | 29.5 | 29.7 | 32.4 | 32.8 | 27.8 | 30 | 28.2 | 32.8 | 31 | 32.8 | 31.3 | 31.4 | 31.5 | 34.8 | 24.2 | 29.9 | 31.4 | 32.4 | 33.1 | 30.8 | 34.4 | 34 | 25.6 | 29 | 35.1 | 28.6 | 22.2 | 30.6 | 31.4 | 33.3 | 23.2 | 35.5 | 29.1 | 35 | 0
2004 | 34 | 22.6 | 36.1 | 37.4 | 35.5 | 33.1 | 30.4 | 32.9 | 33.2 | 34.3 | 33.1 | 33.7 | 34 | 33.4 | 31.7 | 26.6 | 26.5 | 31.3 | 30.5 | 29.1 | 31.6 | 33.2 | 30.1 | 33.6 | 27.1 | 32.3 | 32.2 | 33.7 | 34 | 28.8 | 31.2 | 29.1 | 34.3 | 31.6 | 35.5 | 32.5 | 32.5 | 34.7 | 35.8 | 25.5 | 29.7 | 32.5 | 34.1 | 34.9 | 31.7 | 34.9 | 34.6 | 26.7 | 30.4 | 36.3 | 30.3 | 21.8 | 31.6 | 33.5 | 34.4 | 23.6 | 37 | 30.2 | 35.4 | 0
2005 | 34.6 | 26.3 | 36.4 | 38.4 | 37.2 | 35 | 31.4 | 33.7 | 34.2 | 35.6 | 34.2 | 35.2 | 34.8 | 33.2 | 32.9 | 27.6 | 26.8 | 32.1 | 31 | 29.7 | 32.5 | 34.8 | 29.9 | 34.7 | 28 | 33.8 | 34.2 | 34.7 | 35.3 | 30 | 32 | 29.7 | 35.8 | 32.3 | 36.2 | 32 | 33.5 | 35.8 | 36.8 | 26.5 | 30.4 | 32.9 | 35.4 | 35.9 | 31.8 | 35.3 | 34.9 | 27.7 | 31.4 | 37.2 | 32.2 | 21.4 | 32.5 | 33 | 35.9 | 23.8 | 37.6 | 31 | 35.4 | 0
2006 | 35.6 | 27.6 | 37.4 | 39 | 37.7 | 36 | 31.9 | 34.1 | 34.2 | 36.3 | 34.3 | 35.4 | 34 | 33.1 | 33.2 | 28 | 27.2 | 32.3 | 31 | 31 | 33.4 | 36.2 | 29.8 | 35 | 29 | 34.2 | 35.6 | 35.6 | 35.7 | 30.6 | 32.6 | 30.6 | 36.3 | 32.6 | 36.8 | 32.3 | 34 | 36.4 | 37.8 | 26.9 | 31.2 | 33 | 35.8 | 36.2 | 31.8 | 35 | 36 | 28.4 | 32.6 | 38.1 | 32.4 | 22 | 32.8 | 32.7 | 36.3 | 23.6 | 38 | 30.6 | 34.4 | 0
2007 | 35.6 | 27.1 | 37.6 | 39.4 | 38 | 36.5 | 33 | 34.4 | 33.5 | 36.3 | 34.6 | 35 | 31.7 | 32.9 | 34.4 | 28.1 | 26.8 | 32.3 | 30.8 | 31.3 | 33.6 | 37.8 | 28.6 | 34.9 | 30 | 34.7 | 36.4 | 35.9 | 36.3 | 31.5 | 32.5 | 30.6 | 36 | 33.2 | 36.8 | 32.6 | 34.1 | 36.6 | 38.3 | 27.6 | 31.7 | 32.9 | 36 | 36.7 | 31.6 | 35.1 | 36.6 | 28.7 | 32.8 | 38.5 | 32.8 | 21.8 | 33.1 | 32.5 | 36.9 | 23.3 | 38 | 30.2 | 33.6 | 0
2008 | 35.8 | 27.6 | 37.6 | 39 | 37.7 | 37 | 32.3 | 34.4 | 31 | 35.8 | 34.2 | 33.5 | 29.3 | 31.9 | 34.5 | 27.6 | 26.1 | 32.3 | 30 | 31.6 | 32.7 | 37.1 | 27.7 | 34.3 | 30 | 34.8 | 36.8 | 35.7 | 35.4 | 31.3 | 31.7 | 30.6 | 37.8 | 33 | 36.3 | 32.6 | 33.3 | 36.5 | 36.2 | 27.5 | 31.3 | 32.5 | 35.3 | 36.4 | 30.4 | 34.6 | 36.9 | 28.3 | 32.6 | 38.4 | 31.4 | 21.4 | 32.6 | 32 | 36.9 | 22.8 | 37.5 | 30.3 | 32.4 | 0
2009 | 35.5 | 26.4 | 36.6 | 38 | 37 | 35.5 | 32.1 | 34.1 | 30.1 | 35.2 | 33.9 | 31.8 | 27 | 31.2 | 34.4 | 26.4 | 24.6 | 31.7 | 29 | 30.2 | 31.4 | 36.4 | 26 | 33.4 | 29.8 | 34.7 | 36.8 | 34.4 | 34.1 | 30.6 | 30 | 30 | 36.5 | 32.6 | 35.8 | 31.6 | 32 | 35.9 | 34.3 | 27.2 | 30.2 | 31.8 | 34.5 | 36.6 | 30.2 | 34 | 35.4 | 27.4 | 31.2 | 38.5 | 29.8 | 19.4 | 31.8 | 31.4 | 36.8 | 22.2 | 36.2 | 29.6 | 31.4 | 0
2010 | 35 | 24.1 | 36.2 | 36 | 34.1 | 32.7 | 30.5 | 33.2 | 28.4 | 34.2 | 32.6 | 29.6 | 25.8 | 29.9 | 33.9 | 23.9 | 23.3 | 30.3 | 27.6 | 28.6 | 29.9 | 35.3 | 24.8 | 32 | 29 | 34.7 | 36.5 | 32.6 | 31.2 | 28.4 | 27.9 | 28.8 | 33.8 | 31.1 | 33.8 | 30.3 | 30.1 | 33.3 | 32.3 | 26.8 | 29.4 | 30.5 | 32.8 | 35.9 | 29 | 32.4 | 32.8 | 26.1 | 29.5 | 37.6 | 26.6 | 17.3 | 30 | 30.4 | 34.9 | 21.3 | 34 | 29.1 | 30 | 0
2011 | 32.3 | 21.3 | 32.8 | 34 | 31.5 | 29.6 | 29 | 31.9 | 28.1 | 32 | 31.3 | 27.8 | 25.1 | 29.4 | 32.1 | 18.6 | 21.7 | 27.1 | 26.4 | 25.7 | 28.1 | 34 | 23 | 30.2 | 27.5 | 33.1 | 35.8 | 30.3 | 28.6 | 26.2 | 25.6 | 26.8 | 31.4 | 29.6 | 31.8 | 28.9 | 28.3 | 32.1 | 31.3 | 24.8 | 28 | 28.8 | 31.4 | 33.7 | 27.8 | 30.8 | 28.6 | 24.9 | 27.1 | 36.1 | 24.3 | 14.4 | 28.1 | 30 | 32.9 | 20.6 | 30.5 | 28 | 29 | 0
2012 | 27.3 | 19.6 | 31.3 | 32 | 30.7 | 27.4 | 27.2 | 30.3 | 27.6 | 29.7 | 29.3 | 26.2 | 24.8 | 28.9 | 30.9 | 19 | 20.8 | 25.4 | 25.4 | 23.4 | 26.7 | 32.8 | 21.6 | 28 | 25.5 | 31.5 | 34.6 | 28.6 | 26 | 23.8 | 23.6 | 25.8 | 30.8 | 28 | 29.8 | 28 | 26.8 | 31.2 | 30.3 | 22.7 | 27 | 27 | 29.6 | 31.8 | 27.3 | 29 | 24.6 | 24 | 25 | 34.3 | 22 | 12.6 | 26.2 | 29.9 | 32 | 19.8 | 29.4 | 27.2 | 28 | 0
2013 | 24.5 | 18 | 31.1 | 30.9 | 28.2 | 25.8 | 26.1 | 29.1 | 27.6 | 27.8 | 27.8 | 25.3 | 24.2 | 28.5 | 29.1 | 17.6 | 19.9 | 24.3 | 25.1 | 21 | 25.7 | 32 | 19.7 | 25.8 | 24.1 | 31.4 | 33.4 | 27.5 | 25 | 22.8 | 22.1 | 25.1 | 29.8 | 27.3 | 28.3 | 27.6 | 26.1 | 29.8 | 29.8 | 21 | 26.4 | 25.6 | 28.4 | 29.6 | 26.8 | 28.1 | 21.1 | 23.4 | 22.9 | 33.1 | 21.7 | 11.1 | 25.2 | 29 | 31.3 | 19.4 | 27.5 | 26.8 | 27.7 | 0
2014 | 22.5 | 17.3 | 31.1 | 30.2 | 27.7 | 25 | 25.2 | 28.2 | 27.4 | 26.2 | 26.2 | 24.3 | 23.6 | 28.4 | 28 | 17.1 | 19.7 | 23.3 | 25 | 20.3 | 25 | 31.8 | 18.8 | 23.7 | 22 | 29.7 | 32.5 | 27.3 | 24.3 | 22.3 | 21.3 | 24.1 | 29.2 | 26.6 | 27.8 | 27.3 | 25.7 | 28.9 | 29.5 | 19.6 | 26.5 | 24.6 | 26.8 | 28.8 | 26.5 | 27.5 | 19.8 | 22.9 | 21.8 | 31.9 | 21.1 | 11.4 | 24.5 | 28.9 | 30.4 | 19.3 | 26.5 | 26.6 | 27.2 | 0
2015 | 21.1 | 16.7 | 30.6 | 30 | 27.2 | 24.4 | 24.6 | 27.3 | 27.3 | 25.4 | 25.3 | 23.6 | 22.8 | 28.1 | 27 | 17.1 | 19.2 | 22.5 | 25 | 20 | 24.2 | 30.7 | 18 | 22 | 21.5 | 29.1 | 32 | 27.4 | 24.4 | 22.8 | 20.8 | 23.6 | 29 | 26.2 | 27.6 | 26.1 | 25.6 | 28.3 | 29.3 | 18.8 | 26 | 24 | 25.4 | 27.1 | 26.4 | 27.6 | 20 | 22.2 | 20.8 | 30.7 | 21.4 | 11.8 | 24.6 | 28.6 | 29.8 | 19.4 | 25.5 | 26.2 | 27 | 0
2016 | 19.8 | 16.1 | 30.1 | 29.3 | 26.2 | 23.5 | 24.6 | 26.3 | 27.1 | 24.7 | 24.3 | 22.4 | 22.4 | 27.8 | 26.4 | 17.1 | 18.7 | 21.8 | 24.5 | 20.8 | 23.6 | 29.7 | 18.2 | 20.6 | 21 | 27.2 | 31.5 | 27.3 | 23.5 | 22.8 | 20.5 | 23.1 | 28.3 | 24.8 | 26.3 | 26.1 | 25.1 | 27.8 | 28.3 | 18 | 25.5 | 23.5 | 23.4 | 25.9 | 26 | 27.3 | 21.8 | 20.9 | 20.4 | 30 | 20.2 | 12.8 | 24.4 | 28 | 29.5 | 19.5 | 24.9 | 23.7 | 26.2 | 0
2017 | 19.1 | 15 | 29.1 | 28.2 | 25.7 | 23.1 | 24.3 | 25.4 | 27.1 | 24.8 | 24.1 | 21.3 | 22.1 | 27.6 | 25.6 | 16.4 | 17.4 | 21.7 | 23.8 | 20.5 | 22.7 | 28.8 | 17.8 | 19.4 | 21.9 | 27.1 | 30.5 | 26.3 | 22.7 | 22.7 | 19.9 | 22.5 | 28 | 23.2 | 25.2 | 25.8 | 24.4 | 26 | 28 | 17.2 | 25.1 | 22.7 | 21.7 | 26 | 25.5 | 27.1 | 22.9 | 19.3 | 19.3 | 29.2 | 19.4 | 12.4 | 24.5 | 28 | 29 | 19.6 | 24.5 | 22.8 | 25.7 | 0
2018 | 18 | 14.6 | 28.4 | 26.4 | 25 | 22.5 | 23.7 | 24.5 | 27.1 | 24.9 | 23.6 | 20 | 22 | 27.4 | 24.9 | 15.5 | 16 | 21.7 | 22.6 | 19.8 | 21.8 | 27.8 | 17.4 | 18.4 | 21.5 | 26.2 | 29.1 | 24.4 | 21 | 21.6 | 19.2 | 22 | 27 | 21 | 25.4 | 24.4 | 23.4 | 26.5 | 27.8 | 16.6 | 24.8 | 21.4 | 20 | 24.8 | 25.3 | 26.2 | 23.2 | 17.6 | 18.2 | 28.2 | 17.8 | 11.4 | 24 | 27.5 | 28.5 | 19.4 | 23.6 | 22.2 | 25 | 0
2019 | 17.1 | 15.1 | 26.2 | 24.8 | 24.5 | 21.7 | 23.4 | 23.1 | 27.1 | 24.9 | 23.6 | 19.2 | 21.5 | 27 | 23.4 | 15.3 | 14.3 | 21.7 | 21.6 | 17.5 | 20.7 | 26.2 | 15.9 | 17.5 | 20.5 | 24.7 | 27.6 | 21.9 | 20.2 | 20.6 | 18.3 | 21.5 | 26.2 | 19.5 | 24.9 | 23.9 | 22.7 | 25.6 | 27.6 | 16.4 | 23.8 | 19.9 | 19.4 | 23.5 | 25.2 | 25.6 | 21.7 | 16.4 | 16.5 | 27.3 | 17.6 | 9.3 | 23.8 | 27 | 27.9 | 19.2 | 23 | 21.1 | 25.1 | 0
2020 | 16.8 | 12.6 | 26.1 | 23.5 | 24.2 | 21.2 | 23.2 | 21.3 | 27.1 | 24.7 | 22.9 | 18.4 | 20.9 | 26.7 | 24.3 | 15.1 | 13.6 | 21.7 | 20.9 | 15.9 | 20.2 | 25.3 | 15.2 | 17 | 20.3 | 24.7 | 26.2 | 19.9 | 19.4 | 19.3 | 18 | 21.1 | 25.5 | 18.4 | 24.3 | 22.1 | 22.4 | 24.5 | 27.3 | 16.3 | 23.1 | 18.5 | 19.2 | 23.4 | 24.3 | 24.7 | 20.4 | 15.9 | 15.6 | 26.7 | 17.1 | 8.6 | 23.4 | 27 | 27.6 | 18.8 | 22.6 | 21 | 25.2 | 0
2021 | 17.6 | 12.6 | 25.6 | 28 | 22.2 | 21.6 | 23.1 | 19.5 | 27.2 | 23.3 | 20.8 | 20 | 17.6 | 26.4 | 24.4 | 14.6 | 18.6 | 21.7 | 21.6 | 15.6 | 19.9 | 24.4 | 13.6 | 21 | 18.7 | 24.3 | 24.8 | 23.4 | 19.8 | 21.8 | 18.8 | 20.6 | 25.2 | 20.6 | 23.7 | 20.7 | 24 | 23.4 | 27.2 | 16.2 | 22.8 | 17.6 | 18.2 | 22.8 | 23.8 | 23.2 | 19.6 | 17.4 | 13.2 | 25.4 | 20.6 | 13 | 21.4 | 26.6 | 27.6 | 19.2 | 22.5 | 21.6 | 22.4 | 0
2022 | 17.3 | 14.1 | 24.1 | 28.4 | 22.7 | 21.6 | 23.2 | 19.7 | 27.2 | 23.4 | 20.6 | 19.9 | 17.4 | 26.1 | 24.4 | 14.6 | 19.6 | 21.7 | 23 | 16.3 | 19.5 | 23.7 | 15.5 | 21.7 | 18.8 | 24.2 | 23.3 | 22.6 | 21.1 | 21 | 19.3 | 20.1 | 24.8 | 21.7 | 23.2 | 20 | 24.5 | 22.4 | 27 | 16.1 | 22.4 | 18 | 18.1 | 22.2 | 23.8 | 23.4 | 21.2 | 19 | 14.1 | 24.6 | 20.6 | 14.8 | 21.7 | 26 | 27.4 | 19.5 | 22.5 | 21.6 | 23.9 | 0
2023 | 16.3 | 13.5 | 22.9 | 29.1 | 22.8 | 21.5 | 23.6 | 21.2 | 27.6 | 23.4 | 21.7 | 21.4 | 17.9 | 26.4 | 23.5 | 14.3 | 20.4 | 22.2 | 24.6 | 18.8 | 19.4 | 23.8 | 18.4 | 22.7 | 18 | 24 | 23.5 | 22.5 | 23.1 | 21.1 | 21.7 | 21.1 | 24.8 | 23.4 | 23.4 | 19.5 | 25.7 | 21.4 | 28.1 | 16 | 22.3 | 19.6 | 19.9 | 21.3 | 24 | 24.4 | 23.8 | 20.9 | 16.3 | 24.7 | 20.7 | 15.4 | 23 | 26 | 27.4 | 20.2 | 23 | 21.7 | 26.6 | 0
2024 | 19.8 | 17.1 | 23.8 | 31 | 24.7 | 22.8 | 24.2 | 23.4 | 28.1 | 24.8 | 23 | 23.6 | 19 | 28.3 | 25.8 | 16.6 | 21.2 | 23 | 26.4 | 21.4 | 19.4 | 24.8 | 22 | 24 | 22 | 24.1 | 24.6 | 24.4 | 26.3 | 21.6 | 24.2 | 24.9 | 25.8 | 25.4 | 25.4 | 19.6 | 26.8 | 24.2 | 28.5 | 17.3 | 23.2 | 22 | 23.2 | 22.2 | 24.5 | 26 | 26.4 | 23 | 19.6 | 25.9 | 22 | 15.4 | 24.6 | 26.5 | 28.3 | 21.4 | 26.5 | 23 | 30 | 0
2025 | 25.4 | 20 | 29.6 | 32.3 | 27.2 | 26.2 | 25.8 | 25.5 | 30.4 | 28.6 | 25.9 | 27.4 | 20.7 | 29.7 | 27.9 | 19.3 | 21.6 | 25.3 | 27.8 | 25 | 23.2 | 26.1 | 25.1 | 25.4 | 25 | 26.1 | 26.3 | 26.7 | 29.2 | 23.7 | 27.3 | 26.6 | 27.8 | 27.3 | 27.7 | 24.8 | 28.8 | 27 | 31.2 | 21.7 | 25.3 | 24.7 | 27.4 | 25.9 | 27.1 | 27.9 | 29.2 | 24.7 | 23.2 | 29.9 | 23.2 | 13.5 | 26.9 | 28.3 | 30.7 | 23.1 | 31 | 27 | 33.1 | 0
2026 | 30 | 24.3 | 32.8 | 33.9 | 30 | 29.9 | 28.3 | 27.3 | 30.5 | 30.5 | 28.4 | 31 | 22.8 | 31.8 | 29.2 | 21.4 | 21.8 | 28.5 | 29 | 27.5 | 27 | 27.4 | 27.6 | 26.7 | 26.6 | 29.4 | 28.3 | 29.9 | 32.2 | 26.1 | 28.5 | 29 | 29.6 | 29.1 | 29.7 | 30.9 | 30.3 | 28.1 | 32.6 | 24.4 | 28.4 | 27.3 | 31.3 | 29.9 | 29 | 29.8 | 31.3 | 26.4 | 26.4 | 33.2 | 25.2 | 11.8 | 29 | 30 | 32.1 | 24.8 | 34.5 | 32 | 35.4 | 0
2027 | 32.9 | 26.3 | 34.7 | 34.6 | 32.8 | 32.5 | 30.1 | 29 | 32 | 33.4 | 31.2 | 34.4 | 25 | 32.9 | 30.9 | 22.8 | 22 | 30.7 | 30 | 29.8 | 30 | 29.6 | 28.6 | 28 | 28.6 | 32.1 | 30.4 | 32 | 34.2 | 29 | 28.6 | 30.5 | 31 | 30.6 | 31.5 | 31.5 | 32 | 29.2 | 34.5 | 25.6 | 30.5 | 29.4 | 34.4 | 32.5 | 30 | 31.5 | 33.2 | 27.8 | 28.8 | 35 | 26.6 | 10 | 31.2 | 31.1 | 33.7 | 26.4 | 36.7 | 33.1 | 36.2 | 0
2028 | 34.9 | 27.3 | 35.9 | 35.7 | 34.7 | 34.7 | 31.6 | 30.8 | 33.3 | 35.6 | 32.6 | 35.9 | 27 | 33.4 | 32.1 | 24.1 | 22.3 | 31.7 | 31.1 | 30.6 | 32 | 31.2 | 28.6 | 29.3 | 30.6 | 34.2 | 32.3 | 33.6 | 35.8 | 30.8 | 26.6 | 31.6 | 31.9 | 32.1 | 33 | 31.6 | 32.5 | 29.6 | 36.4 | 26.8 | 30.3 | 30.9 | 36.1 | 34.4 | 31.1 | 32.9 | 34.4 | 29.3 | 30.3 | 36.5 | 28 | 10.3 | 32.7 | 31.8 | 35.2 | 27.4 | 38.5 | 31.5 | 35.9 | 0
2029 | 36.4 | 28.8 | 36.7 | 36.2 | 36 | 35.3 | 32 | 32.8 | 33.9 | 37.9 | 33.9 | 36.5 | 28.6 | 34 | 33.1 | 25.1 | 22.6 | 32.7 | 32.1 | 31.6 | 32.7 | 32.7 | 27.3 | 30.5 | 31.6 | 35.2 | 33.8 | 33.2 | 36 | 32.1 | 25 | 32.1 | 33.1 | 33.3 | 34.4 | 31.9 | 33 | 30.9 | 37.3 | 28.3 | 30.8 | 31.9 | 37 | 36 | 31.4 | 34.2 | 35.9 | 30.6 | 30.9 | 37.5 | 28.2 | 11.1 | 34.2 | 32.2 | 35.8 | 27.7 | 39 | 31.7 | 34.8 | 0
2030 | 37.3 | 30.3 | 37.1 | 37.2 | 37 | 36.3 | 32.8 | 34.5 | 33.5 | 38.6 | 34 | 35.6 | 29.6 | 33 | 34.1 | 25.7 | 22.8 | 33.4 | 32.8 | 32 | 33.3 | 34.2 | 25.4 | 31.6 | 33.1 | 35.8 | 34.9 | 32.4 | 35.8 | 32.2 | 23.6 | 32.3 | 33.6 | 34.4 | 35 | 32.5 | 32.4 | 31.9 | 36.3 | 28.6 | 31.3 | 32.4 | 37.4 | 37.2 | 31.2 | 35 | 37 | 31.4 | 31 | 38.2 | 28 | 13 | 35 | 32.5 | 37.2 | 27.2 | 39.5 | 31.3 | 33.6 | 0
2031 | 37.5 | 30.3 | 37.5 | 37.4 | 38 | 36.6 | 33.4 | 35.6 | 31.9 | 39 | 34.5 | 34.8 | 30 | 32.9 | 33.9 | 26.4 | 22.6 | 33.4 | 32.7 | 33.1 | 33.5 | 35.2 | 22.8 | 32.1 | 33.1 | 36.2 | 35.6 | 30.6 | 34.5 | 32.1 | 24.2 | 32.4 | 34.1 | 34.9 | 35 | 32.8 | 32.1 | 32.7 | 35.4 | 28.9 | 30.8 | 32.4 | 37.8 | 37.7 | 31.1 | 35.4 | 38 | 31.3 | 30.8 | 38.4 | 26.6 | 13.5 | 35.7 | 31.9 | 37.2 | 26.3 | 39.5 | 31.1 | 32.5 | 0
2032 | 37.7 | 30.3 | 37.6 | 37.8 | 37.8 | 36.3 | 33.4 | 35.9 | 30.6 | 39 | 33.9 | 33.4 | 29.9 | 32.4 | 34 | 26.1 | 22.3 | 33.4 | 32 | 33 | 33 | 35.5 | 20.6 | 31.9 | 33.2 | 36.2 | 35.9 | 29.8 | 33.4 | 31.2 | 24.9 | 32.3 | 34.1 | 34.9 | 35 | 32.1 | 30.9 | 33 | 33.4 | 29.2 | 30.8 | 31.9 | 37.8 | 37.9 | 31 | 34.9 | 37.5 | 30.5 | 30.4 | 38.6 | 25.5 | 13.8 | 35.2 | 31.5 | 36.8 | 25.1 | 39 | 31.2 | 31.7 | 0
2033 | 37.3 | 29.3 | 37.6 | 37.2 | 37 | 35.8 | 32.6 | 35.4 | 29.6 | 38.3 | 33.3 | 32.4 | 29.2 | 31.8 | 32.9 | 26 | 21.8 | 33.4 | 30.4 | 32.4 | 32.3 | 35.3 | 18.4 | 30.8 | 33.1 | 36.2 | 35.5 | 29.2 | 32 | 30.2 | 25.6 | 31.8 | 34.1 | 34.2 | 34 | 31.1 | 30 | 32.6 | 32.2 | 29 | 30.3 | 30.6 | 37.4 | 37.9 | 30.4 | 33.8 | 36 | 29 | 29.6 | 38.4 | 24 | 12.4 | 34.2 | 31.1 | 35 | 24 | 38.7 | 31.2 | 31 | 0
2034 | 37 | 27.2 | 36.4 | 36.5 | 34.5 | 35 | 31.8 | 34.1 | 28.5 | 37.5 | 31.3 | 30.7 | 28.2 | 29.8 | 31.9 | 25.2 | 21.5 | 32.4 | 28.7 | 29.8 | 30.7 | 34.6 | 17.1 | 28.9 | 32.3 | 35.9 | 35.1 | 29.8 | 31.2 | 28.4 | 24.2 | 30.6 | 33.2 | 33.1 | 32.2 | 29.5 | 28.4 | 31.4 | 31.5 | 28.6 | 29 | 28.7 | 35.9 | 37.6 | 29.4 | 32 | 32.8 | 27.4 | 28.5 | 37.2 | 23.3 | 11.4 | 32 | 30.6 | 33.7 | 22.9 | 35.5 | 30.4 | 30.3 | 0
2035 | 33.9 | 21.8 | 34.1 | 34.5 | 32 | 32.5 | 30 | 32.1 | 28.4 | 35.2 | 29.8 | 29.6 | 26.9 | 28.9 | 28.1 | 23 | 21.4 | 30.8 | 26.9 | 27.2 | 28.8 | 33.7 | 16.2 | 26.5 | 30.3 | 34.6 | 34.2 | 29.5 | 30 | 26.9 | 22.2 | 29.4 | 32.1 | 31.9 | 30.9 | 28.5 | 27.5 | 29.1 | 30 | 26.7 | 27.6 | 26.4 | 33.5 | 33.5 | 28 | 30.1 | 29.5 | 25.9 | 26.8 | 35.4 | 22 | 9.9 | 29.9 | 28.5 | 32 | 22.1 | 32.3 | 29 | 29.1 | 0
2036 | 28.9 | 19.5 | 32.2 | 32.4 | 30.2 | 30.3 | 27.6 | 29.7 | 28.2 | 32 | 27.8 | 28 | 25.6 | 28.6 | 27.1 | 21.4 | 21.6 | 28.5 | 25.8 | 24 | 26.9 | 32.4 | 16 | 24.2 | 28.3 | 33 | 32.8 | 29 | 29 | 25 | 19.2 | 28.1 | 31.3 | 30.8 | 29.8 | 27.9 | 26.6 | 27.1 | 29.5 | 24.4 | 26.8 | 24.2 | 30.5 | 33.9 | 27.5 | 28.5 | 26.2 | 25 | 25 | 32.8 | 21 | 9.4 | 27.8 | 28.1 | 31.2 | 21.4 | 30 | 28.1 | 27.8 | 0
2037 | 26 | 17.8 | 31.6 | 29.6 | 29 | 27.4 | 26.2 | 27.9 | 27.9 | 29.8 | 27.1 | 27.2 | 24.4 | 28.3 | 26.1 | 20 | 21.7 | 26.5 | 25.1 | 22.4 | 25.7 | 31.3 | 15.9 | 22.3 | 26.7 | 31.5 | 31.5 | 27 | 27.4 | 23.9 | 17.7 | 27.6 | 30.7 | 29.9 | 29 | 27.4 | 26.7 | 25.9 | 29 | 22.8 | 26.2 | 22.5 | 27.8 | 32.2 | 27.4 | 27.6 | 24.4 | 24.4 | 23.1 | 32.5 | 19.2 | 8.6 | 26.8 | 28 | 29.8 | 20.9 | 28.8 | 27.4 | 26.4 | 0
2038 | 24.8 | 15.8 | 31.2 | 28.2 | 28 | 24.8 | 26 | 26.5 | 27.5 | 28.7 | 26.2 | 26.1 | 23.4 | 28 | 26.2 | 19.1 | 21.7 | 25.2 | 24.9 | 21.1 | 25 | 29.8 | 16.3 | 21.2 | 25.2 | 30.2 | 30.4 | 25.4 | 26.1 | 22.8 | 16.9 | 27.1 | 30.1 | 29 | 27.6 | 26.3 | 26.4 | 26.4 | 28.6 | 22.2 | 25.6 | 21.6 | 25.7 | 30.8 | 27.2 | 27.3 | 23.2 | 24 | 21.5 | 31.4 | 18.1 | 9 | 26.1 | 27.9 | 29.5 | 20.5 | 28.1 | 26 | 25.5 | 0
2039 | 23.5 | 15.3 | 30.3 | 27.4 | 27.5 | 23.8 | 26 | 25.1 | 27.4 | 27.9 | 26 | 25.4 | 22.6 | 27.9 | 26.3 | 18.6 | 21.2 | 24.6 | 24.6 | 21 | 24.2 | 28.5 | 16.4 | 20.8 | 25 | 28.9 | 29.7 | 24 | 24.6 | 22.4 | 18 | 26.6 | 29.1 | 28 | 26.6 | 25.8 | 26.4 | 26.4 | 28.5 | 21.5 | 24.8 | 21.4 | 24.7 | 28.6 | 26.8 | 27.4 | 23 | 23.2 | 20.2 | 30.5 | 17.4 | 9 | 26 | 27.6 | 28.5 | 20.2 | 27.5 | 25.2 | 25 | 0
2040 | 23.4 | 12.8 | 29.9 | 28.4 | 26.2 | 22.9 | 25.5 | 24 | 27.4 | 26.5 | 24.8 | 24.1 | 21.9 | 27.4 | 25.1 | 18.3 | 20.5 | 24 | 24.2 | 20 | 23.5 | 28.5 | 16.6 | 20.8 | 25.7 | 27.4 | 29 | 24.4 | 23.8 | 21.8 | 18.8 | 26.1 | 28.2 | 26.6 | 25.6 | 25.9 | 25.4 | 25.6 | 27.8 | 21.4 | 24.3 | 21.5 | 24.3 | 26.9 | 26.4 | 27.4 | 22.3 | 22 | 19.2 | 29.4 | 18.2 | 10 | 25.3 | 26.7 | 28.1 | 19.9 | 27 | 25.2 | 24.9 | 0
2041 | 22.6 | 12.4 | 29.6 | 29.2 | 27 | 22.3 | 25 | 23.3 | 26.6 | 25.5 | 23.9 | 23.2 | 21.1 | 27.4 | 25.1 | 18.3 | 19.4 | 23.7 | 23.4 | 19.2 | 22.6 | 27.5 | 16 | 21 | 25.1 | 27.5 | 28.6 | 25.2 | 22.8 | 21.9 | 20 | 26 | 27.3 | 24.9 | 25 | 25.5 | 24.6 | 24.8 | 27.7 | 20.5 | 24.2 | 21.3 | 23.9 | 26.3 | 25.7 | 27 | 21.5 | 20.3 | 18 | 28.7 | 19.3 | 10.2 | 24.6 | 26.6 | 27.5 | 19.6 | 26 | 24.2 | 24.6 | 0
2042 | 21.9 | 11.8 | 29.3 | 30.2 | 27 | 22.8 | 24.4 | 22.6 | 26.5 | 25 | 22.3 | 21.8 | 20.2 | 27.3 | 23.9 | 18 | 18.6 | 22.2 | 22.4 | 17.4 | 21.7 | 26.7 | 15.2 | 21 | 24.4 | 27.2 | 27.8 | 26.4 | 22 | 21.8 | 19.8 | 25.6 | 26.8 | 23 | 24.4 | 24.7 | 23.4 | 23.8 | 27.6 | 19.1 | 23.8 | 20.6 | 23 | 25.4 | 25.4 | 26 | 20 | 18.6 | 16.6 | 27.5 | 20.8 | 11 | 23.2 | 26.6 | 27.1 | 19.4 | 26 | 23.6 | 24 | 0
2043 | 22.2 | 13.8 | 29.2 | 29.7 | 26.7 | 21.3 | 24 | 22.6 | 26.7 | 24.7 | 21.7 | 21.1 | 19.2 | 27 | 23.1 | 17.1 | 18 | 21.4 | 21.4 | 16.4 | 21.2 | 25.5 | 13.9 | 20.9 | 23.9 | 26.2 | 27 | 26.1 | 20.7 | 22.2 | 19.7 | 25.1 | 26.3 | 21.4 | 23.9 | 24.7 | 23.3 | 22.9 | 27.5 | 18.1 | 23.3 | 19.4 | 21.5 | 24.9 | 25 | 24.8 | 19.1 | 17.2 | 15 | 27.1 | 21.2 | 11 | 22.3 | 26.6 | 27.1 | 19.3 | 25.3 | 22.5 | 23 | 0
2044 | 21.4 | 10.8 | 28.7 | 29.1 | 24.8 | 23.3 | 23.6 | 23.3 | 26.5 | 24.5 | 20.7 | 20.2 | 18.3 | 26.5 | 23.1 | 17.3 | 18.1 | 20.6 | 21.2 | 15.2 | 20.8 | 24.4 | 13.4 | 20.8 | 23.6 | 25.1 | 26.2 | 25.3 | 20.1 | 22 | 18.6 | 24.6 | 25.9 | 20.5 | 23.5 | 24 | 23.2 | 21.2 | 27.5 | 17.7 | 23.1 | 18.2 | 19.5 | 24.9 | 24.4 | 23.7 | 18.7 | 16.8 | 13.7 | 26.5 | 21.3 | 12.1 | 21.4 | 26.6 | 27.1 | 19.1 | 25.5 | 22.5 | 22.3 | 0
2045 | 20.9 | 10.8 | 28 | 22.4 | 24.8 | 23.2 | 23.4 | 24 | 26.5 | 24.8 | 21 | 21.2 | 19.2 | 26.2 | 23.1 | 17.2 | 18.8 | 19.8 | 21.8 | 17 | 20.4 | 23.8 | 12.6 | 17.4 | 23.1 | 24.5 | 25.4 | 20.4 | 21 | 21 | 19.1 | 24.6 | 25.6 | 23 | 25 | 23 | 24.2 | 21.1 | 27.2 | 17.7 | 22.8 | 18.8 | 18.6 | 24.5 | 24 | 21 | 25 | 18 | 12.6 | 24.9 | 15 | 5.2 | 23 | 26.6 | 26.7 | 18 | 25 | 21.4 | 22.8 | 0
2046 | 19.9 | 10.8 | 27.9 | 23.3 | 26.2 | 21.3 | 23.2 | 25 | 27 | 23.5 | 20.4 | 21.2 | 19.1 | 25.9 | 23.2 | 16.3 | 18.4 | 19.8 | 22.5 | 19.2 | 19.7 | 23.8 | 12.3 | 17.8 | 22.6 | 24 | 24.6 | 20.9 | 22 | 21.7 | 20.2 | 24.6 | 24.9 | 23.2 | 23.7 | 22.3 | 24.5 | 19.9 | 27 | 17.6 | 22.8 | 19.5 | 19.4 | 24.6 | 24 | 22.6 | 25.3 | 19.8 | 13.9 | 24.4 | 15.3 | 8.5 | 23 | 26.6 | 26.5 | 19 | 24.5 | 23.2 | 23.7 | 0
2047 | 21.7 | 13.3 | 28 | 25.2 | 23.2 | 23.4 | 23.1 | 25.9 | 27.9 | 21.9 | 21.4 | 22.5 | 19.6 | 26.2 | 23.2 | 16.9 | 19.3 | 19.8 | 23.7 | 22.2 | 19.2 | 23.7 | 13.6 | 19.2 | 22.8 | 23.1 | 24.1 | 22.5 | 24 | 22.7 | 21.4 | 24.8 | 24.6 | 24.2 | 23.5 | 21.4 | 25.4 | 19.8 | 27.4 | 17.6 | 22.5 | 21.5 | 21.4 | 23.9 | 23.5 | 25.1 | 26.5 | 22.5 | 16.7 | 23.9 | 16.8 | 12 | 24.3 | 26.6 | 26.1 | 19.9 | 24.4 | 24.3 | 25.5 | 0
2048 | 23.9 | 17.4 | 27.6 | 27.4 | 25.5 | 26.8 | 23.1 | 27.1 | 27.9 | 23 | 23 | 24.4 | 20.8 | 27.4 | 25.1 | 19 | 20.8 | 20.8 | 25.4 | 25.4 | 19.7 | 25.2 | 15.6 | 21 | 24.6 | 23.1 | 24.2 | 25.6 | 26.4 | 24 | 22.4 | 26.8 | 25.5 | 26 | 24.6 | 21.9 | 26.8 | 23.1 | 28.1 | 19 | 23.2 | 23.6 | 24 | 24.4 | 23.9 | 28 | 28 | 25 | 20.6 | 27 | 19 | 16.2 | 26 | 27.1 | 26.5 | 21.2 | 27.3 | 25.7 | 28.2 | 0
2049 | 28.8 | 20.4 | 30 | 30.2 | 28 | 29.2 | 23.8 | 28.8 | 29.8 | 27.6 | 26.3 | 27.9 | 22.5 | 29.3 | 27.3 | 22.1 | 23.1 | 23.7 | 26.9 | 28.1 | 24.3 | 27.7 | 18.9 | 23.3 | 25.8 | 24.2 | 24.9 | 28.5 | 29 | 25.4 | 23.7 | 29.3 | 27.1 | 27.8 | 29.7 | 28 | 28.4 | 27.1 | 30.3 | 21.5 | 25.7 | 26.6 | 27.5 | 29.1 | 25.6 | 30.2 | 30 | 27.2 | 24.4 | 29.8 | 21.4 | 17.8 | 28.9 | 28.8 | 28.7 | 22.2 | 27.5 | 30.5 | 30.6 | 0
2050 | 30.8 | 24.1 | 32.9 | 32.5 | 30 | 31.5 | 25.5 | 30.7 | 31.3 | 32 | 29.3 | 31.4 | 24.4 | 31.3 | 28.6 | 24.3 | 24.4 | 26 | 28.4 | 30 | 28.8 | 30 | 21.8 | 25.4 | 27.4 | 26 | 26.7 | 31.2 | 31.3 | 27.1 | 25 | 30.8 | 29.1 | 29.6 | 32.2 | 31.8 | 29.9 | 29.1 | 32.7 | 24.9 | 28.9 | 29 | 30.7 | 32.7 | 27.7 | 31.9 | 32 | 28.5 | 27.6 | 32.5 | 23.4 | 18.7 | 31.5 | 30.2 | 30.7 | 23.8 | 30.1 | 34.7 | 32.6 | 0
2051 | 32.8 | 27.2 | 34.2 | 34.6 | 31.9 | 33.4 | 27.6 | 32.6 | 32.9 | 35.1 | 32.5 | 35 | 26 | 33 | 30.6 | 26 | 25 | 28.7 | 29.4 | 31.4 | 32.1 | 32 | 24.4 | 27.4 | 29.6 | 29.2 | 28.9 | 32.8 | 33.2 | 28.6 | 26.6 | 32 | 31 | 31 | 33.7 | 33.2 | 31 | 30.9 | 35.2 | 26.7 | 31 | 31.4 | 33.8 | 35.8 | 28.8 | 32.8 | 34 | 29.2 | 29.6 | 35 | 24.8 | 17.6 | 34.2 | 30.9 | 32.6 | 25.4 | 32.6 | 37 | 33.4 | 0
2052 | 34.6 | 29.1 | 35.5 | 35.8 | 34 | 34.4 | 29.2 | 34.1 | 33.7 | 36.7 | 33.9 | 37 | 27.2 | 33.9 | 31.8 | 27.6 | 23.8 | 29.5 | 30.4 | 32.6 | 34.3 | 33.2 | 25.3 | 28.8 | 31.3 | 30.9 | 31.3 | 34.1 | 34.5 | 30.1 | 27.9 | 32.7 | 32.9 | 32.4 | 34.9 | 33.3 | 31.6 | 31.6 | 37 | 29 | 31.3 | 32.7 | 35.8 | 38 | 30 | 33.8 | 35.6 | 29.4 | 30.9 | 36.4 | 25.6 | 17.7 | 35.6 | 31.8 | 33.4 | 27.4 | 34.9 | 31.5 | 33.8 | 0
2053 | 35.5 | 30.1 | 36.7 | 36.9 | 34.5 | 34.6 | 29.4 | 35.2 | 34 | 38 | 35 | 38.2 | 28 | 34 | 33.6 | 28.7 | 22.4 | 30.2 | 30.9 | 33.8 | 35.5 | 34 | 25.7 | 30.2 | 32.8 | 32.6 | 33.2 | 34.5 | 35.5 | 31 | 28.9 | 32.8 | 33.9 | 33.5 | 35 | 33.3 | 31.9 | 32.7 | 37.9 | 29.7 | 31.3 | 33.9 | 37.3 | 38.8 | 29.8 | 34.8 | 37.1 | 29.8 | 31.3 | 37.1 | 26.1 | 17.2 | 36.6 | 31.3 | 34.4 | 28.6 | 36.5 | 31.3 | 33.4 | 0
2054 | 37.1 | 30.9 | 37.2 | 37.4 | 35.5 | 35.5 | 30.6 | 36.1 | 34.3 | 38.7 | 35 | 37.6 | 28.6 | 33 | 34.6 | 29.1 | 20.8 | 31.7 | 31.4 | 35 | 36.5 | 34.5 | 25 | 31.2 | 33.7 | 33.9 | 34.9 | 35 | 36 | 31.4 | 29 | 33.3 | 35.1 | 34.6 | 35 | 32.9 | 31.8 | 33 | 39 | 30.4 | 30.8 | 34.4 | 37.8 | 39.9 | 30 | 36 | 38 | 30.2 | 31.6 | 38.2 | 26.6 | 18 | 36.6 | 31.2 | 34.2 | 29.2 | 37.6 | 31.6 | 33 | 0
2055 | 38 | 31.1 | 37.6 | 38 | 35.7 | 35.7 | 30.6 | 36.7 | 32.9 | 39 | 35.5 | 36.8 | 29 | 32.6 | 35.1 | 29.6 | 20.5 | 32 | 31.4 | 35.7 | 36.7 | 34.6 | 24.8 | 32 | 34.6 | 35.2 | 36.1 | 34.8 | 36.3 | 31 | 28.4 | 34.4 | 36.3 | 35.1 | 35.5 | 32.2 | 31.5 | 33.4 | 36.7 | 30.9 | 31.2 | 35.1 | 38 | 40.5 | 29.8 | 36.5 | 38.5 | 30.7 | 31.5 | 38.9 | 26.9 | 17.4 | 36.6 | 30.3 | 35.9 | 28.3 | 37.6 | 30.5 | 32.1 | 0
2056 | 38.3 | 31.3 | 38 | 37.9 | 33.5 | 35.9 | 30.6 | 36.8 | 31.7 | 39.2 | 35 | 35 | 29.2 | 31.5 | 34.7 | 28.1 | 20.6 | 32 | 31.1 | 35.3 | 36.5 | 34.6 | 23.8 | 32.1 | 34.4 | 35.4 | 37 | 34.6 | 35.9 | 30.1 | 27.1 | 33.3 | 36 | 35.3 | 35.3 | 32.2 | 30.8 | 33.5 | 35.1 | 30.9 | 31.2 | 34.5 | 37.4 | 40.7 | 29.7 | 36.5 | 37.9 | 30.7 | 31.3 | 38.4 | 26.4 | 17.1 | 35.7 | 30.8 | 35.4 | 26.9 | 37.1 | 30.7 | 31.5 | 0
2057 | 38.3 | 29 | 37.8 | 37.4 | 23.7 | 35.8 | 30 | 36.1 | 30.3 | 39.1 | 34.5 | 33.6 | 29 | 30.6 | 34.7 | 26.1 | 21.4 | 31.7 | 30.2 | 33.6 | 35.2 | 34.2 | 23 | 31.4 | 34.2 | 35.2 | 37.3 | 33.4 | 34.8 | 28.8 | 25.6 | 32.4 | 35.4 | 34.6 | 34.6 | 30.9 | 29.8 | 33.5 | 33.7 | 30.8 | 30.3 | 33.6 | 36.4 | 40.5 | 29.8 | 35.1 | 36.4 | 30 | 30.4 | 38.3 | 24.8 | 15.2 | 34.6 | 30.5 | 35 | 25.2 | 36.1 | 30 | 30.6 | 0
2058 | 37.8 | 27.2 | 37 | 35.9 | 25 | 35.8 | 29.3 | 34.6 | 28.3 | 38.5 | 32.4 | 31.7 | 28.2 | 29.5 | 33.7 | 25.2 | 21.5 | 30.2 | 29.1 | 30.9 | 32.8 | 33.8 | 21 | 29.6 | 33.2 | 34.7 | 37 | 32 | 32.9 | 27.5 | 24.1 | 31.3 | 34.6 | 33.5 | 32.8 | 30.5 | 28.4 | 32.2 | 31.7 | 29.7 | 29 | 31.2 | 34.5 | 40.1 | 28.4 | 33.1 | 33.8 | 28.4 | 29.1 | 37.4 | 21.8 | 14 | 32.5 | 30 | 34 | 24.4 | 35.3 | 29.1 | 29.9 | 0
2059 | 36.3 | 21.8 | 34 | 34.3 | 24.8 | 33.2 | 28.4 | 32.7 | 27.3 | 35.8 | 30.3 | 30.6 | 26.8 | 28.8 | 31.8 | 23.7 | 21.2 | 27.5 | 27.5 | 27.8 | 30.2 | 31.7 | 19.2 | 27.3 | 31.4 | 33.4 | 35.5 | 29.5 | 30.7 | 26.1 | 23 | 30.3 | 33.4 | 31.8 | 30 | 28.9 | 26.9 | 29.6 | 30.4 | 27.8 | 27.8 | 29 | 32.6 | 38.9 | 27.4 | 30.4 | 30.9 | 26.7 | 27.1 | 34.6 | 18 | 11.6 | 30.8 | 29.8 | 31.9 | 24 | 31.9 | 28 | 28.9 | 0
2060 | 33.5 | 19.1 | 30.1 | 32.2 | 25 | 30.4 | 26.6 | 31 | 27.1 | 32.4 | 27.5 | 29.4 | 25 | 28.5 | 30.8 | 22.2 | 20.2 | 25.7 | 26 | 25.2 | 28.6 | 29.9 | 17 | 24.8 | 29.2 | 32.8 | 33.2 | 27.2 | 28.4 | 25 | 22.2 | 28.9 | 32.3 | 30.2 | 28 | 28 | 25.6 | 27.4 | 29.9 | 25.5 | 27.2 | 26.6 | 30.4 | 36.4 | 26.9 | 28.2 | 28 | 25 | 25 | 32.4 | 14.2 | 10.4 | 28.8 | 29.6 | 31 | 24.4 | 29.5 | 27.6 | 28.2 | 0
2061 | 29.3 | 18.1 | 28.6 | 30.7 | 24.5 | 28.5 | 25.2 | 29.5 | 27 | 29.7 | 25.9 | 29 | 23.1 | 28.3 | 29.1 | 21.3 | 19.6 | 24.4 | 24.5 | 23.5 | 27.8 | 28.7 | 15.9 | 22.9 | 28 | 31.6 | 30.7 | 24.8 | 26.6 | 24 | 21.7 | 28.3 | 31.6 | 28.7 | 27 | 27.6 | 24.8 | 27.6 | 29.1 | 23.9 | 26.8 | 25.4 | 28.8 | 34.1 | 26.3 | 26.5 | 26.1 | 24 | 22.8 | 31.9 | 11.6 | 8.6 | 27.9 | 28.8 | 30.3 | 24.3 | 28.1 | 27 | 27.4 | 0
2062 | 28.3 | 16.7 | 30.5 | 29.1 | 24.2 | 27.5 | 24.3 | 28.4 | 26.7 | 26.2 | 24.3 | 28.1 | 21.5 | 28 | 28.1 | 20.3 | 19 | 23.6 | 23.6 | 22.6 | 27.2 | 27.3 | 15 | 21.6 | 26 | 30.7 | 28.8 | 23.7 | 25.3 | 23.2 | 20.9 | 27.8 | 30.9 | 27.9 | 28 | 27.2 | 24.4 | 26.8 | 28.8 | 22 | 26.5 | 24.4 | 27.1 | 32.9 | 26.1 | 26 | 25 | 23.4 | 21.3 | 31.9 | 10.7 | 8.6 | 27.1 | 28.7 | 29.7 | 24.1 | 27.1 | 27 | 27.3 | 0
2063 | 26.8 | 16 | 30.4 | 28 | 23.6 | 26.8 | 23.9 | 27.3 | 26.3 | 25.1 | 23.9 | 27.4 | 20.6 | 27.8 | 27.1 | 19.8 | 19.4 | 23 | 23 | 22.2 | 26.9 | 26.1 | 15.2 | 21 | 24.7 | 29.6 | 27.7 | 23.4 | 24.5 | 22.4 | 20 | 27.3 | 30.1 | 27.4 | 27.1 | 26.7 | 24.6 | 25 | 28.7 | 20.5 | 25.9 | 24 | 25.8 | 32.4 | 25.4 | 25.8 | 25 | 23 | 20.2 | 31 | 11.6 | 8.4 | 27 | 28.2 | 29.5 | 23 | 26.5 | 26.6 | 27.2 | 0
2064 | 25.8 | 14.7 | 29 | 26.5 | 23.4 | 25.2 | 24.2 | 26.3 | 26.4 | 23.4 | 23.1 | 25.8 | 20.3 | 27.4 | 27.1 | 19.1 | 19.7 | 22.5 | 23 | 21.5 | 26.4 | 25.2 | 15 | 20.5 | 23.7 | 28.4 | 26.6 | 24.3 | 23.7 | 21.9 | 18.7 | 26.8 | 29.4 | 27.4 | 25.3 | 25.8 | 24.9 | 22 | 27.9 | 19.8 | 25.6 | 22.8 | 24 | 31.1 | 24.2 | 25.9 | 25.3 | 22.1 | 19.5 | 31.1 | 13.4 | 9.5 | 26.3 | 27.2 | 29.2 | 21.8 | 25.6 | 26 | 27.5 | 0
2065 | 24.8 | 13.6 | 29.5 | 25.2 | 23 | 25 | 23.9 | 25.4 | 26.8 | 22.6 | 23 | 24.5 | 20.3 | 27 | 27.1 | 19.1 | 20.4 | 22.3 | 22.9 | 20.2 | 26.2 | 24.4 | 15.1 | 20 | 22.2 | 27.4 | 25.3 | 24.8 | 23 | 21.3 | 17.7 | 26.8 | 29 | 27.1 | 24.6 | 24.8 | 25.1 | 21.4 | 27.6 | 19.1 | 25.3 | 21.7 | 22.4 | 29.7 | 23.5 | 25.2 | 25.6 | 20.8 | 18.3 | 30.8 | 15.2 | 9 | 25.7 | 27.2 | 28.9 | 20.1 | 25.2 | 25.9 | 27.1 | 0
2066 | 23.8 | 13.6 | 28.3 | 23.6 | 22.3 | 24.7 | 23.4 | 24.5 | 26.5 | 21.5 | 22.2 | 22.8 | 20.4 | 26.9 | 26.1 | 18.8 | 20.4 | 22.3 | 22.8 | 18.4 | 26 | 23.5 | 14.4 | 19.2 | 21.8 | 26.3 | 23.8 | 24.8 | 22 | 21 | 17 | 26.3 | 28.5 | 26.4 | 24 | 23.8 | 25 | 20.5 | 27.4 | 18.6 | 24.9 | 20 | 20.6 | 27.6 | 23.3 | 24 | 25.6 | 19 | 16.8 | 29.1 | 16.2 | 8.4 | 24.6 | 27 | 28.4 | 19 | 25.2 | 25.5 | 26.4 | 0
2067 | 23.1 | 12.1 | 27 | 22.7 | 22.3 | 24.5 | 22.9 | 23.6 | 26.3 | 20.8 | 22.1 | 22 | 20.2 | 26.5 | 26 | 18.3 | 20.3 | 22 | 22.3 | 16.8 | 25.5 | 23 | 14 | 18.4 | 21 | 25 | 22.3 | 23.3 | 21.2 | 20.7 | 17.2 | 25.8 | 27.3 | 25.1 | 23.5 | 23.2 | 24.7 | 19.4 | 27.2 | 18.1 | 24.7 | 19.1 | 19.4 | 27 | 22.9 | 22.2 | 25.4 | 17.7 | 14.7 | 27.6 | 16.2 | 6 | 24 | 26.8 | 28 | 17.9 | 24.6 | 25.3 | 24.8 | 0
2068 | 22.6 | 14.6 | 25.6 | 22 | 22.4 | 24 | 22.5 | 22.7 | 26.3 | 20.1 | 21.2 | 21.2 | 19.7 | 26 | 24.5 | 18.2 | 19.3 | 21.7 | 21.9 | 16.2 | 25.2 | 22.5 | 12.9 | 17.6 | 20.7 | 24.1 | 21.4 | 21.8 | 20.7 | 20.7 | 17.9 | 25.8 | 26.8 | 23.9 | 23 | 22.5 | 24.3 | 18.5 | 26.8 | 18 | 24.3 | 18.3 | 18.5 | 26.4 | 23 | 21.1 | 25 | 17.2 | 13.2 | 26.8 | 15.5 | 5.2 | 23.1 | 26.7 | 27.9 | 17.8 | 24.1 | 25 | 23.5 | 0
2069 | 22 | 16 | 27.1 | 22 | 22.3 | 23.6 | 21.6 | 21.8 | 25.8 | 19.1 | 20.1 | 24 | 18 | 25.7 | 23.1 | 18.3 | 19.4 | 21.2 | 20.4 | 18.4 | 25 | 22.4 | 11 | 14.4 | 20.3 | 23.7 | 21 | 18.2 | 21.5 | 21.4 | 18.2 | 25.3 | 26.3 | 21.2 | 22.5 | 22.4 | 22.4 | 18.2 | 26.7 | 17.8 | 24.3 | 19 | 19.8 | 25.6 | 23 | 20.5 | 23 | 19.8 | 14.2 | 25.9 | 11.2 | 5 | 23.4 | 26.7 | 27.7 | 21.2 | 23.7 | 24.8 | 25.2 | 0
2070 | 21 | 16.6 | 27.7 | 22.6 | 21.6 | 23.1 | 21.4 | 21.7 | 25.7 | 19.1 | 20.9 | 24.4 | 18.4 | 25.6 | 22.6 | 18.2 | 19.6 | 21.1 | 21.4 | 20 | 24.9 | 21.7 | 13.6 | 16.9 | 20.7 | 23.3 | 20.6 | 19.5 | 23.2 | 21.2 | 19.6 | 24.8 | 25.5 | 21.2 | 22.5 | 21.6 | 23.1 | 18.3 | 26.5 | 17.8 | 24.2 | 20.5 | 20.7 | 24.6 | 23 | 22.8 | 24.6 | 20.9 | 17.2 | 25.4 | 11.6 | 8.3 | 23.4 | 26.5 | 27.5 | 20.6 | 23.7 | 24.5 | 26.3 | 0
2071 | 20.8 | 15.6 | 28.6 | 24.6 | 20.8 | 22.6 | 21.3 | 22.5 | 25.4 | 18.1 | 22.5 | 25.6 | 20.2 | 26 | 22.2 | 18.2 | 20 | 21 | 22.9 | 22.5 | 24.8 | 21.3 | 16.5 | 19 | 23 | 22.6 | 21.6 | 22.1 | 25.6 | 22.2 | 21.5 | 24.8 | 25 | 22.7 | 22.5 | 21.4 | 24.3 | 18.1 | 26.8 | 17.3 | 24.1 | 23.4 | 22.5 | 24.6 | 22.9 | 26.2 | 26.7 | 23 | 21.2 | 25.7 | 13.4 | 12.4 | 24.4 | 26.4 | 27.5 | 20.4 | 23.7 | 24.8 | 27.9 | 0
2072 | 24.8 | 16.2 | 27.4 | 27.4 | 21 | 24 | 23.9 | 24.2 | 25.9 | 22.1 | 25.3 | 27.8 | 22 | 27.8 | 23.7 | 19.8 | 20.8 | 22.5 | 25.4 | 25.4 | 24.7 | 23.7 | 20 | 21 | 23 | 22.6 | 23.1 | 25 | 28.2 | 23 | 23.8 | 27 | 26.7 | 25 | 23.8 | 23.9 | 26 | 22.1 | 27.9 | 19.3 | 24.6 | 26.4 | 24.8 | 26.2 | 23.4 | 29.6 | 29.4 | 25 | 25.2 | 27.2 | 15.4 | 16.2 | 26.4 | 27 | 27.9 | 20.8 | 25.4 | 24.8 | 29.6 | 0
2073 | 27.5 | 19.5 | 30.2 | 30.9 | 26 | 27.4 | 26.9 | 26.6 | 25.3 | 28 | 28.5 | 30.5 | 24.9 | 29.4 | 26.9 | 23.7 | 22.2 | 25.9 | 27.3 | 28 | 26 | 28.6 | 22.2 | 21.2 | 26.4 | 22.8 | 25.4 | 28.1 | 30.5 | 25.4 | 25.8 | 29 | 28.8 | 28.5 | 26.3 | 26.5 | 27.8 | 26.3 | 31.3 | 23.4 | 28 | 29.5 | 27.6 | 30.3 | 26.5 | 32.4 | 31.7 | 27.3 | 28.1 | 31.2 | 18.8 | 18.3 | 29.6 | 28.5 | 30.2 | 21.9 | 31.4 | 25.8 | 31 | 0
2074 | 30.5 | 24.1 | 32.7 | 33.9 | 29.5 | 29.9 | 29.2 | 29.1 | 27.3 | 32.8 | 32 | 33.3 | 27.2 | 30.9 | 28.6 | 26.4 | 23.7 | 28.4 | 29.3 | 29.9 | 27.7 | 31.6 | 24.3 | 21.9 | 28.3 | 24.5 | 28.1 | 30.2 | 32.3 | 27.4 | 27.6 | 30.6 | 30.6 | 31.7 | 29.7 | 28.6 | 29.6 | 28.7 | 33.8 | 26.1 | 30 | 31.5 | 30.3 | 35.8 | 28.2 | 34.3 | 33.9 | 28.8 | 29.7 | 33.5 | 21.9 | 18.9 | 33.1 | 30 | 31.1 | 23.4 | 33.6 | 26.7 | 31.8 | 0
2075 | 33 | 26.1 | 34.7 | 36.4 | 32 | 31.4 | 30.6 | 31.3 | 30.1 | 35.6 | 34.7 | 35.6 | 29.6 | 32.5 | 29.7 | 27.3 | 25.2 | 30.3 | 30.2 | 31.2 | 29.5 | 33.1 | 25.4 | 22.6 | 30.3 | 26.5 | 31 | 32 | 33.6 | 30.2 | 28.8 | 32.4 | 32.2 | 34.6 | 31.6 | 29.7 | 31 | 31.4 | 35.3 | 27.7 | 30.8 | 33 | 32.8 | 39.2 | 29.3 | 35.4 | 35.4 | 30.2 | 30.2 | 35.5 | 25 | 18 | 36.6 | 31.1 | 33.1 | 24.8 | 36.4 | 27.3 | 32.2 | 0
2076 | 35.5 | 29.3 | 36 | 37.8 | 33.6 | 33.2 | 32 | 32.8 | 30.9 | 38 | 36.6 | 37.2 | 30.7 | 34 | 31.7 | 28.3 | 26.1 | 31.4 | 31.3 | 32.2 | 33.2 | 39.1 | 27 | 25.6 | 32.8 | 28.8 | 33.7 | 33 | 34.8 | 31.9 | 29.9 | 33.4 | 33.8 | 36.2 | 32.4 | 30.6 | 32 | 32.3 | 36.8 | 29.4 | 32 | 33.5 | 34.5 | 40.7 | 30.4 | 36.2 | 36.9 | 30.9 | 30.4 | 36.3 | 26.6 | 17 | 39 | 32.4 | 34.2 | 25.6 | 35.1 | 28.7 | 32.3 | 0
2077 | 38 | 31.3 | 36.7 | 38.7 | 35 | 33.7 | 32.6 | 33.7 | 32.6 | 40 | 37.2 | 37.7 | 32.1 | 33.1 | 33.2 | 28.8 | 26.3 | 32.4 | 31.4 | 33.3 | 35.1 | 35.8 | 27.7 | 28.9 | 33.2 | 30.2 | 35.9 | 34.1 | 35.8 | 34.1 | 30.3 | 32.9 | 35 | 37.3 | 33.1 | 30.4 | 32.3 | 32.4 | 36.3 | 31.1 | 32.7 | 34.2 | 35.7 | 41.5 | 31.5 | 37.2 | 37.7 | 31.8 | 30.7 | 36.8 | 27.7 | 16.1 | 40.2 | 32.3 | 34.7 | 25.7 | 35.6 | 29.1 | 32.2 | 0
2078 | 39 | 32.3 | 37.7 | 39 | 35.5 | 34.9 | 32.7 | 34.3 | 32.2 | 41 | 37.2 | 37.4 | 32.6 | 33.1 | 33.6 | 28.8 | 25.6 | 32.9 | 31.6 | 34.4 | 35.5 | 35.6 | 28.4 | 32.8 | 33.5 | 31.8 | 37.5 | 34.8 | 36.6 | 35.2 | 30.4 | 33.8 | 35.6 | 37.6 | 33.6 | 30.3 | 32 | 33.5 | 36.8 | 31.9 | 32 | 34.6 | 36 | 42 | 31.9 | 38.2 | 38.4 | 32.4 | 31.4 | 37.1 | 27.6 | 16.2 | 39.9 | 32.5 | 35 | 25 | 36.3 | 28.8 | 32 | 0
2079 | 39.5 | 32.9 | 37.9 | 39.3 | 36 | 33.6 | 34.6 | 34.7 | 31.8 | 40.8 | 36.5 | 36.3 | 33.7 | 33 | 34.2 | 29.3 | 24.6 | 33 | 30.8 | 35.2 | 31.1 | 36.6 | 27.5 | 34.4 | 35.2 | 32.4 | 38.5 | 35.5 | 36.9 | 36.7 | 29.7 | 33.9 | 36 | 38.1 | 33.6 | 30.2 | 31.1 | 33.8 | 36.5 | 32.3 | 32.2 | 35.3 | 35.8 | 42.1 | 31.3 | 38.9 | 38.4 | 33.1 | 32 | 38.5 | 27.7 | 16.4 | 38.7 | 32.3 | 32.5 | 24 | 36.1 | 28.9 | 31.6 | 0
2080 | 39.5 | 32.8 | 37.9 | 39.1 | 36 | 33.4 | 34.3 | 34.8 | 31.6 | 41 | 36 | 35 | 33.5 | 32 | 34.5 | 29 | 23.3 | 33 | 30.2 | 35.2 | 29.2 | 36.8 | 26.3 | 34.7 | 35 | 32.3 | 38.6 | 35 | 36.6 | 36.4 | 28.8 | 33.4 | 36.1 | 38 | 34 | 30.1 | 30 | 34.1 | 34.7 | 32.3 | 32 | 35 | 34.7 | 42.1 | 31.2 | 38.7 | 38.3 | 32.8 | 32.2 | 38 | 26.8 | 16.6 | 36.9 | 31.1 | 31.5 | 22.9 | 35.8 | 29.2 | 30.9 | 0
2081 | 39.5 | 32.1 | 37.4 | 38.6 | 35.4 | 31.6 | 33 | 34.4 | 30.2 | 40.8 | 35.3 | 33.6 | 33 | 31.7 | 34.4 | 28.1 | 22.4 | 33 | 28.8 | 34 | 30 | 36.1 | 23.8 | 32.4 | 34.9 | 32.1 | 37.9 | 33.6 | 35.4 | 35.6 | 27.4 | 32.5 | 35.8 | 37.8 | 33.3 | 29.5 | 28.6 | 33.4 | 32.7 | 32.1 | 31.4 | 33.8 | 33.4 | 42.1 | 30.2 | 37.2 | 37.6 | 32 | 31.6 | 37.5 | 26 | 16 | 35 | 30 | 31.1 | 22.2 | 35.3 | 28.8 | 29.8 | 0
2082 | 39 | 30.3 | 36.5 | 37.3 | 33.6 | 30.4 | 30.4 | 33.3 | 29 | 40.6 | 34.8 | 32.4 | 30.8 | 29.3 | 33.4 | 27 | 21.7 | 32.1 | 27.9 | 31.6 | 30.7 | 35.6 | 21.9 | 29.9 | 34.7 | 31.6 | 36.8 | 30.7 | 33.7 | 32.7 | 26.1 | 31.5 | 35.3 | 36.5 | 32.1 | 28.5 | 27.4 | 31.8 | 30.9 | 31.4 | 30.2 | 31.1 | 31.6 | 41.6 | 28.9 | 34.6 | 36.9 | 30 | 30.4 | 36.5 | 24 | 14.9 | 33.2 | 28 | 28.1 | 21.7 | 32.9 | 28.3 | 28.4 | 0
2083 | 37.2 | 24.9 | 34 | 35.8 | 31 | 28.4 | 28.4 | 31.7 | 28.6 | 37.5 | 33.6 | 31.1 | 28.8 | 28.6 | 31.9 | 24.4 | 21.5 | 29.7 | 26.4 | 28.5 | 30.2 | 33.8 | 19.6 | 26.6 | 32.2 | 30.3 | 35.7 | 27.6 | 31.7 | 30.1 | 24.6 | 30.4 | 33.8 | 35.1 | 30.1 | 27.4 | 26.4 | 28.9 | 29.8 | 28.9 | 29.3 | 28.2 | 30 | 40.2 | 27.9 | 31.7 | 35.5 | 28.1 | 28.7 | 35.7 | 22.3 | 13.2 | 31.8 | 28 | 28.1 | 21.5 | 30.1 | 27.7 | 27 | 0
2084 | 33.8 | 22.9 | 31.7 | 34 | 29.1 | 27.3 | 27.8 | 29.9 | 27.9 | 34.8 | 32 | 30 | 26.4 | 28.3 | 30.6 | 23.3 | 21.4 | 28.2 | 25.2 | 25.6 | 29.6 | 31.6 | 18.4 | 24.6 | 29.8 | 29.3 | 35.3 | 24.8 | 30 | 27.2 | 23.4 | 29.2 | 32.5 | 33 | 28.1 | 27 | 25.8 | 27.8 | 29.4 | 27.1 | 28.7 | 25.2 | 28.5 | 38.1 | 27.7 | 29.2 | 34 | 26.2 | 27.2 | 34.4 | 20 | 11.8 | 30.6 | 27.9 | 28 | 21.4 | 28.4 | 27.3 | 26 | 0
2085 | 31.9 | 20.4 | 31.3 | 32.6 | 27.7 | 26.9 | 27.5 | 28.5 | 27.5 | 31 | 29.5 | 28.9 | 25.4 | 27.8 | 29.1 | 23 | 21.4 | 27.1 | 23.5 | 23.5 | 28.6 | 30.4 | 17 | 22.5 | 28 | 28 | 34.4 | 23.4 | 28.7 | 26.1 | 22.2 | 28.2 | 31.8 | 31.4 | 26.7 | 26.8 | 25.4 | 25.3 | 29 | 25.9 | 28.1 | 23.6 | 27.5 | 36.7 | 27 | 27.8 | 31.9 | 25.3 | 25.9 | 34.1 | 18.6 | 10.8 | 29.8 | 27.1 | 27.8 | 21.4 | 27.9 | 27.2 | 25.5 | 0
2086 | 32 | 19.3 | 31.2 | 31.2 | 26.8 | 26.5 | 26.9 | 27.6 | 27.5 | 29.4 | 27 | 28 | 24.3 | 27.6 | 28.1 | 22 | 21.1 | 26.5 | 22.8 | 22.4 | 27.2 | 28.6 | 16.5 | 21.8 | 26.5 | 26.9 | 33.6 | 22.9 | 27.8 | 25.1 | 21.4 | 27.4 | 31 | 29.8 | 26 | 26.7 | 25.2 | 24.4 | 28.8 | 25 | 27.5 | 22.8 | 26.5 | 35.4 | 26.2 | 27.2 | 30 | 24.7 | 25.1 | 33 | 16.9 | 10.5 | 28.8 | 27 | 27.8 | 21.4 | 26.5 | 27.1 | 25.5 | 0
2087 | 31.5 | 17.9 | 30.7 | 30.2 | 26 | 26.4 | 25 | 26.7 | 27.2 | 27.4 | 24.6 | 27.2 | 24 | 27.4 | 28.1 | 21.8 | 20.6 | 25.7 | 22.2 | 22 | 25.4 | 27.1 | 15.6 | 20.6 | 25.7 | 26.5 | 32.7 | 23.2 | 27 | 25.2 | 20.6 | 26.9 | 30.1 | 28.7 | 24.9 | 26.5 | 25 | 24.5 | 28.4 | 23.9 | 27.4 | 23 | 25.6 | 33 | 25.3 | 27 | 28 | 24.6 | 24 | 32.2 | 15.8 | 10.2 | 28 | 27 | 27.7 | 21.4 | 25.9 | 27.1 | 25.8 | 0
2088 | 30.5 | 16.4 | 29.9 | 28.8 | 25.5 | 25 | 25.1 | 25.9 | 27 | 27.4 | 23.1 | 26.8 | 22.6 | 26.9 | 27.6 | 21.3 | 19.9 | 25.1 | 22.7 | 21.7 | 24.1 | 26.8 | 15.2 | 20 | 24.8 | 24.7 | 31.8 | 23 | 26 | 24.1 | 20.1 | 26 | 29.5 | 27.3 | 23.5 | 26 | 24.7 | 23.5 | 27.9 | 23.3 | 26.9 | 22.7 | 24.2 | 31.1 | 24.8 | 26.4 | 26.6 | 23.7 | 22.4 | 31.6 | 14 | 9.7 | 27 | 26.1 | 28 | 21.4 | 24.9 | 26.6 | 26 | 0
2089 | 30.2 | 17.4 | 29 | 27.3 | 24.7 | 24.9 | 25.1 | 25.3 | 25.6 | 25.6 | 21.9 | 26.3 | 21.4 | 26.6 | 26.7 | 21.3 | 19.4 | 25 | 22.7 | 21.1 | 23.7 | 25.8 | 13.8 | 18 | 23.9 | 24.1 | 31.1 | 22.3 | 24.6 | 23.5 | 19.4 | 25.9 | 29.3 | 26.1 | 22.1 | 25.3 | 24.2 | 23.3 | 27.7 | 22.9 | 26.8 | 22.1 | 22.8 | 31 | 24.1 | 24.9 | 25.2 | 22.7 | 19.9 | 31.5 | 12.8 | 8.1 | 26.1 | 26 | 28 | 21.7 | 23.8 | 26.6 | 25.8 | 0
2090 | 29.9 | 16.4 | 27.7 | 25.4 | 23.6 | 24.9 | 25.1 | 24.7 | 24.7 | 24.2 | 21.4 | 25.8 | 19.4 | 26.3 | 25.9 | 20.8 | 19 | 24.5 | 22.8 | 20 | 23.7 | 24.6 | 12.6 | 16.4 | 22.8 | 23.6 | 30.4 | 20.6 | 23 | 22 | 18.8 | 25.6 | 28.9 | 24.4 | 20.9 | 24.3 | 23.6 | 21.6 | 27.3 | 23.7 | 26.5 | 20.6 | 21.2 | 29.7 | 24.1 | 22.8 | 24.2 | 21 | 17 | 31 | 11.4 | 6.2 | 25.2 | 26 | 27.9 | 21.8 | 23.3 | 26.5 | 25.4 | 0
2091 | 29 | 15.4 | 29.7 | 23.8 | 22.6 | 24.2 | 24.6 | 23.8 | 24.9 | 23.5 | 20.7 | 25.1 | 18.5 | 25.8 | 24.6 | 20.3 | 19.1 | 24.1 | 21.7 | 18.8 | 23.4 | 23.6 | 10.9 | 14.2 | 22.4 | 22.8 | 29.7 | 19.1 | 21.6 | 21.7 | 18 | 25.4 | 28.3 | 23.1 | 20.6 | 23.8 | 22.9 | 21.3 | 26.8 | 22.4 | 26.4 | 19.4 | 20.1 | 28.8 | 23.3 | 20.8 | 23.1 | 19.9 | 14.4 | 30.7 | 11.1 | 4.3 | 24.5 | 26 | 27.6 | 21.9 | 22.5 | 26.4 | 24.9 | 0
2092 | 27.5 | 14 | 27 | 22.3 | 22.1 | 23.9 | 24.2 | 22.7 | 25.1 | 22.8 | 20.3 | 24.4 | 17.6 | 25.6 | 23.6 | 20.3 | 19.1 | 23.7 | 21.1 | 18 | 21.8 | 23.1 | 10.5 | 13.9 | 21.5 | 22.3 | 28.9 | 17.9 | 21 | 21 | 17.9 | 25.4 | 27.2 | 21.7 | 21.6 | 23.7 | 22.4 | 20.4 | 26.8 | 20.5 | 26.1 | 18.5 | 19.5 | 27.1 | 23.1 | 19.8 | 22.8 | 19.2 | 13.3 | 30.2 | 10.6 | 3.7 | 23.8 | 25.9 | 27.1 | 21.6 | 22.3 | 26.3 | 24.7 | 0
2093 | 26.7 | 14.7 | 27.2 | 24.8 | 21.6 | 24 | 23.8 | 21.6 | 24.9 | 22.4 | 21.6 | 24 | 21 | 25.5 | 23.1 | 20.8 | 18.2 | 23.4 | 19.6 | 18.2 | 21.2 | 22.6 | 11.4 | 14.4 | 22.2 | 21.8 | 27.8 | 18.8 | 21.4 | 21.8 | 14.4 | 25.4 | 26.6 | 25.8 | 20.7 | 23.5 | 23.4 | 20.6 | 26.3 | 20.3 | 26 | 20.2 | 18.8 | 27.2 | 22.9 | 23.6 | 27 | 21 | 19.4 | 29.5 | 13.4 | 6.4 | 25.8 | 25.9 | 27 | 20.2 | 21.6 | 26.2 | 25 | 0
2094 | 25.1 | 14.4 | 26.7 | 24 | 21 | 24.2 | 23.7 | 22.2 | 24.6 | 21.1 | 21.5 | 24.4 | 21.1 | 25.1 | 22.6 | 20.4 | 18.5 | 22.7 | 20.4 | 21.4 | 20.6 | 22.1 | 13.7 | 16.7 | 22.2 | 20.4 | 26.7 | 19.9 | 22.4 | 22.3 | 17 | 25 | 25.8 | 26.9 | 20.4 | 23.6 | 23.9 | 20.2 | 25.8 | 20.3 | 25.5 | 21.3 | 19.3 | 26.3 | 22.2 | 24.8 | 27.5 | 22.8 | 20.8 | 29 | 14.2 | 10.4 | 26.2 | 25.1 | 26.8 | 20.9 | 21.4 | 26.2 | 25.3 | 0
2095 | 24.5 | 13.4 | 26 | 25.3 | 20 | 24.2 | 23.7 | 24.2 | 24.5 | 19.6 | 22.1 | 25.6 | 22.7 | 25.8 | 22.1 | 20.4 | 19.5 | 22.5 | 21.8 | 23.9 | 20.6 | 22.1 | 16.9 | 20.7 | 21.8 | 20.3 | 25.6 | 22.5 | 23.8 | 23.1 | 20 | 25.1 | 25.5 | 28.6 | 20.3 | 23.5 | 25 | 19.5 | 25.9 | 20.3 | 25.2 | 23.8 | 21.1 | 25.1 | 22.2 | 27.4 | 28.7 | 25.2 | 22.9 | 28.5 | 16.3 | 14.3 | 27.7 | 25.3 | 26.6 | 21.3 | 21.5 | 26 | 26.4 | 0
2096 | 26 | 16.9 | 27 | 27 | 22.6 | 24.4 | 25 | 26.8 | 26.3 | 22.4 | 23.1 | 28 | 24 | 28.6 | 25.1 | 21.2 | 21 | 23.7 | 23.6 | 27.8 | 20.9 | 24.6 | 20.4 | 25 | 26.7 | 20 | 25.1 | 25 | 26.2 | 24 | 24 | 26.4 | 27.3 | 30.4 | 23.1 | 24.8 | 26.6 | 24.7 | 27 | 21.3 | 26 | 26.6 | 23.6 | 26 | 22.7 | 29.6 | 30.2 | 27.8 | 25.8 | 28.5 | 19.2 | 18.2 | 29.6 | 26.5 | 27.6 | 22.2 | 24.5 | 26 | 28 | 0
2097 | 29.9 | 21.6 | 29.6 | 31.5 | 28.1 | 24.9 | 26.5 | 29.3 | 30 | 28.7 | 25.1 | 30.8 | 27.2 | 29.7 | 28.4 | 23.4 | 22.7 | 27.3 | 25.5 | 29.6 | 22.7 | 28.4 | 23.3 | 28.7 | 28.5 | 21.1 | 25.5 | 28.2 | 28.3 | 25.4 | 26.6 | 29.9 | 29.4 | 32.2 | 26.1 | 26 | 28.4 | 26.6 | 29.2 | 24.4 | 29 | 30.2 | 27.1 | 29.3 | 28 | 33 | 32 | 29.7 | 27.6 | 30.5 | 22.7 | 19.1 | 32.7 | 29.5 | 29.9 | 22.4 | 29.9 | 27.2 | 29.9 | 0
2098 | 31.3 | 26.1 | 31.3 | 35.2 | 30.6 | 26.7 | 28.5 | 31.1 | 30.6 | 33.2 | 27.2 | 33.9 | 29.6 | 31.4 | 30.8 | 23.4 | 24.2 | 31.2 | 27.4 | 32.4 | 25.5 | 31.9 | 25.6 | 31 | 30.8 | 22.6 | 27.8 | 30.5 | 30.9 | 27.2 | 29 | 31.4 | 30.9 | 33.6 | 28.2 | 28 | 30.1 | 29.2 | 29.5 | 28.2 | 31.7 | 33 | 30.4 | 34.6 | 31 | 35.4 | 33.6 | 31.1 | 29.1 | 32 | 25.9 | 19 | 35.6 | 30.6 | 32.4 | 22.9 | 32.3 | 27.7 | 31.6 | 0
2099 | 34.4 | 29.2 | 33.1 | 39.2 | 32.6 | 29.4 | 30 | 32.3 | 31 | 36 | 29.5 | 36.4 | 32.8 | 32.5 | 32.2 | 22.1 | 25.2 | 32.7 | 29 | 33.8 | 27.4 | 32.9 | 27 | 32.2 | 33.3 | 26.6 | 30.7 | 32.8 | 32.9 | 29.8 | 30 | 32.9 | 32.9 | 34.8 | 30 | 29.7 | 31.4 | 31.5 | 31.7 | 31.6 | 32.4 | 35.6 | 33.6 | 38.6 | 32.9 | 38 | 35 | 31.8 | 29.4 | 33.2 | 28.4 | 17.2 | 38.6 | 32.4 | 33.4 | 23 | 34.4 | 28.7 | 32.8 | 0
2100 | 35 | 29.9 | 34.4 | 40.1 | 34.6 | 30.1 | 31.3 | 33.2 | 30.9 | 37.9 | 31 | 38.2 | 34 | 32.9 | 31.9 | 23 | 25.6 | 33.5 | 30.2 | 36.6 | 29.7 | 33.1 | 27.9 | 32.7 | 34.6 | 27.9 | 33.9 | 33.8 | 35.1 | 32.8 | 31.3 | 34 | 34.4 | 35.6 | 32 | 29.9 | 32.1 | 32.8 | 32.7 | 33.4 | 32.2 | 36.9 | 35.6 | 40.1 | 33.4 | 39 | 36 | 32.5 | 30.2 | 34.5 | 29.7 | 16.7 | 40.4 | 32.5 | 34.4 | 23.6 | 35.3 | 29.6 | 33.2 | 0
2101 | 37.9 | 31.1 | 35.4 | 40.6 | 34.5 | 31.3 | 31.7 | 34 | 30.9 | 38.6 | 32.2 | 38.9 | 35.8 | 33.4 | 32.3 | 26 | 25.4 | 34.2 | 30.9 | 37 | 31.4 | 34.4 | 28.2 | 33.4 | 35.8 | 28.8 | 36.1 | 35 | 36.4 | 35.8 | 31.6 | 35 | 35.3 | 36.6 | 32.6 | 30.1 | 32.3 | 33.3 | 33.2 | 34.9 | 32.7 | 38 | 36.9 | 41.2 | 33.9 | 40.2 | 36.6 | 32.9 | 30.7 | 35.5 | 30.3 | 16.4 | 41.8 | 33.5 | 35.7 | 23.7 | 36.4 | 29.7 | 33 | 0
2102 | 38.5 | 32.2 | 36.3 | 39.2 | 35 | 32.1 | 32 | 34.7 | 31 | 39.6 | 32.5 | 38.6 | 36 | 32.7 | 34.8 | 26.3 | 25 | 34.7 | 31 | 37 | 32.6 | 34.4 | 28.2 | 34.4 | 36.8 | 29.3 | 37.8 | 35.4 | 37.4 | 38 | 32 | 35 | 36 | 37.4 | 33.5 | 30 | 32 | 34.3 | 33.4 | 35.1 | 32.6 | 38.2 | 37 | 41.9 | 33.9 | 40.2 | 37 | 33.4 | 31.8 | 36.4 | 30.2 | 17.6 | 41.8 | 33.5 | 35.6 | 23.8 | 36.5 | 29.8 | 32.4 | 0
2103 | 39.1 | 31.8 | 36.5 | 39.2 | 35 | 32.5 | 32.6 | 35.2 | 31.7 | 40.7 | 32.8 | 37.3 | 37 | 32.5 | 32.2 | 26.2 | 24.5 | 34.7 | 30.5 | 33.6 | 29.6 | 35.9 | 27.5 | 35.6 | 37.4 | 29.7 | 38.8 | 36 | 37.1 | 38.9 | 30.9 | 34.9 | 36.6 | 38.3 | 34 | 29.7 | 31.5 | 34.2 | 32.7 | 35.2 | 32 | 38.6 | 36.6 | 42.4 | 33.9 | 40.7 | 37.1 | 33.3 | 31.9 | 36.4 | 30 | 17.8 | 41.5 | 33 | 36.7 | 23 | 36.5 | 30.3 | 31.7 | 0
2104 | 39.4 | 31.6 | 36.4 | 38.2 | 35 | 32.1 | 32.2 | 35.3 | 32.1 | 40.7 | 32.5 | 35.7 | 35.8 | 31.5 | 31.4 | 25.4 | 24 | 34.7 | 29.5 | 30.8 | 31 | 31.9 | 26.2 | 35.8 | 37.6 | 29.9 | 39.5 | 35.2 | 36.4 | 38.1 | 30 | 33.9 | 36.9 | 38.7 | 33.6 | 29.7 | 30.7 | 33.9 | 32.2 | 35.1 | 32.3 | 37.9 | 35.4 | 42.5 | 33.4 | 39.7 | 36.8 | 32.8 | 31.5 | 36.4 | 29.2 | 18.1 | 40.1 | 33 | 37 | 22.3 | 36.5 | 30.2 | 30.8 | 0
2105 | 39.2 | 31 | 36 | 38.4 | 34 | 31.1 | 32 | 34.7 | 31.6 | 40.2 | 32.1 | 33.6 | 34.6 | 30.9 | 26.9 | 25.3 | 23.4 | 34.7 | 28.2 | 27.2 | 27.2 | 32.9 | 24.4 | 34.8 | 37.4 | 29.5 | 39.5 | 34 | 35 | 36 | 28 | 32.9 | 36.9 | 38.6 | 33 | 29.4 | 29.8 | 34.4 | 31.2 | 34.9 | 31.8 | 36.8 | 34 | 42.1 | 32.3 | 38.6 | 36 | 31.6 | 29.4 | 36.2 | 28.2 | 16.6 | 38.4 | 32.3 | 36.5 | 21.2 | 35.9 | 29.7 | 30 | 0
2106 | 38.9 | 28.6 | 35.3 | 36.8 | 31.6 | 29.6 | 31.1 | 33.3 | 29.9 | 39.7 | 31 | 31.7 | 31 | 29.9 | 26.9 | 25.3 | 22.7 | 33.4 | 27 | 26.8 | 25.6 | 31.4 | 22.5 | 32.3 | 37 | 29.4 | 39.1 | 31.3 | 33.8 | 33.2 | 26.8 | 31.1 | 36 | 37.6 | 31.5 | 28.6 | 28.8 | 33.1 | 29.7 | 33.5 | 31 | 34.4 | 32 | 41.9 | 31 | 36 | 34.7 | 30.2 | 26.7 | 35.8 | 26.4 | 15.4 | 35.8 | 31.2 | 35.7 | 20.9 | 33.3 | 29.2 | 29.1 | 0
2107 | 37.4 | 26.2 | 33.2 | 35.9 | 29 | 27.7 | 29.8 | 31.2 | 28.2 | 36.8 | 29.8 | 29.7 | 28.5 | 29 | 27.5 | 22.8 | 22.1 | 30.4 | 25.9 | 26.6 | 24.6 | 30.1 | 20.7 | 29.2 | 34.5 | 28.3 | 37.9 | 29.1 | 32.3 | 30.7 | 25 | 30 | 34.3 | 36.3 | 29 | 27.5 | 27.9 | 30.7 | 29.2 | 31.2 | 29.7 | 32.1 | 30.2 | 40.4 | 30.2 | 34.1 | 33 | 28.7 | 23 | 34.6 | 24.3 | 13 | 33.8 | 31.2 | 34 | 20.5 | 30.4 | 28.3 | 28.2 | 0
2108 | 33.9 | 24.6 | 31.2 | 33.6 | 27 | 26 | 29.6 | 28.6 | 27.1 | 34.7 | 28.2 | 28 | 25.6 | 28.8 | 26.4 | 21.2 | 21.4 | 29 | 25.2 | 28.2 | 23.6 | 29.9 | 19.4 | 26.4 | 32 | 27.4 | 36.2 | 27 | 31 | 29 | 24 | 29.3 | 32.4 | 34.6 | 26 | 27.2 | 27 | 29.3 | 28.6 | 29.9 | 28.4 | 29.6 | 28.4 | 38.6 | 29.7 | 32 | 31.2 | 27.6 | 20 | 33.4 | 21.8 | 11.8 | 31.8 | 30.6 | 32.5 | 20.8 | 28.5 | 28 | 27.4 | 0
2109 | 30.9 | 23.6 | 29.5 | 32.8 | 25.2 | 24.8 | 28.2 | 26.7 | 26.6 | 32.7 | 26.9 | 26.5 | 25.4 | 28.5 | 25.9 | 20.3 | 20.9 | 27.9 | 24.7 | 27.7 | 22.6 | 28.9 | 18.5 | 24.9 | 31.3 | 26.7 | 34.3 | 26.6 | 29.3 | 28.3 | 22.4 | 28.6 | 31.4 | 33.1 | 24.8 | 26.9 | 26.4 | 26.6 | 28.4 | 29 | 28.6 | 28.2 | 27.1 | 37.2 | 28.4 | 31.7 | 29.7 | 26.8 | 17.7 | 32.3 | 19.8 | 10.3 | 31 | 30.5 | 31.5 | 20.7 | 27.6 | 27.9 | 26.9 | 0
2110 | 30 | 22.5 | 29.7 | 30.9 | 25 | 23.7 | 27.1 | 25.4 | 26.2 | 30.6 | 25.5 | 25.6 | 24.9 | 28.4 | 25.7 | 20 | 20.7 | 27 | 24.3 | 27.4 | 21.4 | 28.4 | 18 | 24.4 | 30.4 | 25.6 | 32.8 | 26.2 | 28 | 28 | 21.6 | 28 | 31.4 | 31.7 | 23.5 | 26.7 | 25.9 | 25.5 | 28.1 | 27.8 | 28.4 | 26.9 | 25.9 | 36.1 | 27.5 | 30.9 | 28.6 | 26.6 | 17.4 | 30.9 | 18 | 10.3 | 30.2 | 30.2 | 31 | 20.9 | 27.3 | 27.7 | 26.6 | 0
2111 | 28.9 | 21.2 | 29.8 | 30.2 | 24.5 | 27.6 | 26.4 | 24.1 | 25.5 | 29.7 | 24.5 | 25.2 | 25.6 | 28.1 | 24.9 | 19.3 | 20.6 | 26.3 | 23.8 | 25 | 20.9 | 22.9 | 17.4 | 24.4 | 29.3 | 24.8 | 31.7 | 26.4 | 26.5 | 27.6 | 20.4 | 27.4 | 29.9 | 30.5 | 23.1 | 26.7 | 25.6 | 26.9 | 27.7 | 27.1 | 28.1 | 26.2 | 25 | 34.6 | 26.7 | 30.6 | 28 | 26.2 | 18.2 | 30.7 | 17 | 10 | 30 | 30.1 | 30.5 | 20.8 | 26.6 | 27.6 | 26.6 | 0
2112 | 27.9 | 20.8 | 29.3 | 28.1 | 23.2 | 22 | 25.4 | 23.1 | 25.3 | 26.2 | 23.3 | 25.4 | 24.3 | 27.8 | 25.7 | 18.8 | 20.5 | 25.7 | 23.1 | 23.8 | 20.3 | 27.9 | 16.5 | 23.7 | 27.8 | 23.9 | 30.6 | 25.1 | 25.6 | 26.5 | 19.9 | 26.8 | 28.9 | 29.1 | 22.5 | 26.2 | 25.3 | 24 | 27 | 25.9 | 27.7 | 24.7 | 23.7 | 32.6 | 26.5 | 28.6 | 27.7 | 25.6 | 20.2 | 29.7 | 16.1 | 10.4 | 29 | 30 | 30.1 | 21.1 | 25.5 | 25.7 | 26.6 | 0
2113 | 27.4 | 20.3 | 28.2 | 27.3 | 22.2 | 21.5 | 25 | 22.6 | 24.8 | 23.9 | 22.7 | 25.5 | 23.4 | 27.6 | 26.1 | 19 | 20.3 | 25 | 22.1 | 21.1 | 19.8 | 26.9 | 14.8 | 21.9 | 26.3 | 23.2 | 29.8 | 23.6 | 24.5 | 25.1 | 18.4 | 26.8 | 28.5 | 27.8 | 22.3 | 25.7 | 24.9 | 22.6 | 26.7 | 24.9 | 27.5 | 23.3 | 22.5 | 31.3 | 25.5 | 26.7 | 27.6 | 24.3 | 21.3 | 29.2 | 15.5 | 9.2 | 28.2 | 29 | 29.9 | 20.9 | 24.4 | 25.4 | 26.5 | 0
2114 | 26.9 | 19.6 | 27.1 | 25.6 | 21.6 | 20.4 | 24.7 | 22.1 | 24.1 | 22 | 22 | 25.6 | 21.2 | 27.5 | 24.2 | 18 | 19.8 | 24.3 | 21 | 20 | 19.4 | 25.4 | 13 | 19 | 25.6 | 22 | 29.3 | 21 | 23.6 | 23.4 | 17.2 | 26.9 | 28.4 | 26.4 | 22 | 25.2 | 24.4 | 23 | 26.7 | 24.7 | 27.3 | 21.4 | 21 | 30.9 | 25.9 | 24 | 27.4 | 22.8 | 21.8 | 28.4 | 14.6 | 8 | 26.8 | 28.8 | 29.6 | 21 | 23.9 | 25 | 26.2 | 0
2115 | 26.3 | 19.6 | 26.3 | 25.6 | 21 | 20.3 | 24.2 | 21.5 | 24.1 | 20.6 | 21.9 | 25.1 | 20.8 | 27 | 23.7 | 18.7 | 19.1 | 23.9 | 20 | 17.8 | 18.7 | 24.9 | 11.3 | 16.1 | 24.3 | 21.6 | 28.8 | 19.4 | 22.3 | 22.2 | 15.1 | 26.8 | 28.3 | 25.6 | 21.5 | 24.7 | 23.9 | 23.5 | 26.3 | 24.6 | 26.9 | 20.4 | 19.9 | 29.7 | 25.8 | 23 | 27.1 | 21.2 | 20.7 | 27.6 | 13.9 | 5.7 | 26.2 | 28 | 29.5 | 20.4 | 23.6 | 24.7 | 25.7 | 0
2116 | 25.9 | 19.1 | 25.4 | 24.6 | 20.7 | 20.4 | 23.7 | 21 | 23.7 | 20.2 | 21.6 | 24.5 | 20.1 | 26.8 | 22.7 | 18.4 | 18.5 | 23.3 | 19.5 | 18 | 18.8 | 24.4 | 10.7 | 14.2 | 23.4 | 20.8 | 27.9 | 18.2 | 21.7 | 21.6 | 14.4 | 26.9 | 24 | 25.2 | 21.3 | 24.2 | 23.4 | 23 | 26.2 | 23.4 | 26.3 | 19.6 | 18.9 | 28.7 | 25.5 | 22.4 | 26.9 | 20.6 | 19.9 | 26.9 | 13.3 | 5.4 | 25.5 | 28 | 28.9 | 20.4 | 23.4 | 24.6 | 25.2 | 0
2117 | 25.4 | 18.1 | 23.9 | 26.2 | 19.6 | 20.4 | 23.2 | 20.5 | 23.4 | 20.1 | 18.2 | 22.6 | 20.8 | 26.5 | 22.4 | 18.8 | 18.8 | 22.7 | 21 | 20 | 18.5 | 24.4 | 12.2 | 16.8 | 22.7 | 20.4 | 26.4 | 19.4 | 20.6 | 22 | 18.6 | 26.9 | 25.4 | 27.4 | 20.2 | 23.7 | 25.9 | 22.9 | 26 | 22.4 | 25.9 | 21.6 | 20.4 | 28.1 | 25.5 | 28.4 | 25 | 21.8 | 15 | 26.4 | 10.2 | 7.6 | 26.2 | 28 | 28.4 | 20.6 | 23.9 | 24.2 | 25.2 | 0
2118 | 25.4 | 16.6 | 22.8 | 26.1 | 19 | 20.5 | 22.8 | 22.2 | 23.1 | 19 | 17.5 | 23.1 | 20.1 | 26.3 | 22.8 | 18.3 | 19 | 22.7 | 21.9 | 21.7 | 17.7 | 23.9 | 14.6 | 19.3 | 20.8 | 20 | 24.9 | 21.3 | 21.9 | 22.1 | 20.6 | 26.7 | 26.2 | 27.8 | 19.5 | 23.4 | 26.1 | 22 | 25.7 | 22 | 25.7 | 23 | 20.9 | 27.6 | 25.4 | 28.4 | 25.9 | 23.1 | 16.8 | 25.9 | 11.5 | 11.2 | 25.3 | 27.5 | 27.9 | 20.9 | 23.4 | 23.7 | 25.7 | 0
2119 | 25.1 | 17.1 | 23.5 | 27.5 | 19.5 | 20.5 | 22.5 | 24.9 | 24.5 | 18.1 | 18.4 | 24.3 | 20.6 | 26.7 | 22.3 | 18.7 | 19.4 | 22.9 | 23.1 | 24.8 | 17.7 | 23.6 | 17.6 | 23 | 21.3 | 19.1 | 24.2 | 23.9 | 24.5 | 23.3 | 22.9 | 26.7 | 25.8 | 28 | 19.9 | 23.3 | 26.9 | 20.6 | 25.9 | 22.2 | 25.7 | 26 | 22 | 27.1 | 25.4 | 29.1 | 27.4 | 25.3 | 19.3 | 25.7 | 14.6 | 15.5 | 26.3 | 27.5 | 27.9 | 21.2 | 23.9 | 23.3 | 26.5 | 0
2120 | 25.4 | 18.6 | 24.2 | 29.4 | 19 | 21.1 | 26.1 | 27.9 | 27.5 | 21.4 | 19.8 | 26.2 | 21.2 | 29.3 | 24.2 | 20.3 | 20.4 | 24.7 | 25.4 | 28.4 | 17.7 | 24.4 | 21 | 26.2 | 23.5 | 19.3 | 24.2 | 27 | 27.6 | 25.6 | 26 | 28.2 | 25.8 | 29.2 | 22.5 | 24.3 | 27.4 | 24.7 | 27.2 | 23.2 | 25.9 | 29 | 23.4 | 26.7 | 25.8 | 30 | 29.2 | 28 | 22.4 | 26.5 | 19 | 18.9 | 28 | 27.8 | 28.5 | 21.8 | 27.3 | 24.2 | 27.4 | 0
2121 | 27.5 | 22.4 | 28 | 32.7 | 28.7 | 25.2 | 26.4 | 30.5 | 30.5 | 28.2 | 23 | 28.5 | 23.6 | 30.9 | 26.2 | 22 | 21.3 | 28.8 | 27.2 | 31.9 | 17 | 26.6 | 23.9 | 29.3 | 29.8 | 20.6 | 25.2 | 29.2 | 30.9 | 28.5 | 28.2 | 30.1 | 27.7 | 30.1 | 27.5 | 26.3 | 28.9 | 28.1 | 29.8 | 26.4 | 28 | 32.7 | 25.5 | 30.4 | 27.8 | 32.1 | 31.1 | 30.3 | 24.9 | 28.9 | 23.2 | 20.6 | 32.1 | 29.7 | 30.1 | 22.5 | 30.2 | 26.2 | 28.6 | 0
2122 | 29.1 | 27.6 | 29.8 | 35.4 | 32 | 28.6 | 28.6 | 32.4 | 33.3 | 31.5 | 26 | 30.7 | 25.9 | 31.5 | 27.9 | 24.3 | 22.6 | 31.1 | 29.2 | 34.4 | 19.9 | 28.6 | 26.3 | 31 | 32.5 | 22.7 | 27.5 | 31.1 | 33.6 | 31.4 | 30.4 | 31.6 | 30.6 | 31.9 | 29.5 | 29.2 | 30 | 30.5 | 30 | 29.1 | 31.1 | 35.3 | 27.6 | 33.3 | 29.8 | 34.1 | 32.9 | 32.1 | 26.9 | 31.4 | 26.8 | 20.4 | 35.8 | 30 | 32 | 23.3 | 33.3 | 27.1 | 29.7 | 0
2123 | 31.1 | 29.4 | 31.7 | 38 | 34.2 | 31.4 | 30.4 | 33.7 | 35.3 | 34.5 | 29.4 | 32.6 | 29 | 32.6 | 29.7 | 25.9 | 23.6 | 32.8 | 30.2 | 36 | 23 | 30.6 | 28 | 32.4 | 34.5 | 25.3 | 30.4 | 32 | 35.6 | 34 | 31.6 | 33.6 | 33.1 | 33.6 | 30.7 | 30.3 | 31.4 | 32.8 | 31.6 | 31.3 | 31.4 | 37.6 | 30 | 37.6 | 30.2 | 36.6 | 34.6 | 33 | 28 | 33.6 | 29 | 19 | 39.8 | 31.1 | 34 | 24 | 34.9 | 28.2 | 30.6 | 0
2124 | 32.7 | 32.1 | 32.9 | 38.8 | 35.1 | 33.4 | 31.4 | 34.7 | 36.8 | 37.7 | 31.1 | 33.9 | 30.9 | 32.8 | 31.3 | 27.7 | 24.6 | 33.8 | 31.1 | 36.8 | 24.2 | 32.6 | 29.2 | 33 | 36 | 26.4 | 33.4 | 33.3 | 36.6 | 35.9 | 32.9 | 35.1 | 34.6 | 35.9 | 32.2 | 30.3 | 31.8 | 32.4 | 32.7 | 32 | 31.2 | 38.4 | 31.8 | 40 | 31.4 | 38.1 | 36.2 | 33.7 | 29 | 35.4 | 30.6 | 17.4 | 41.4 | 32.3 | 34.6 | 24.5 | 36.3 | 28.6 | 31 | 0
2125 | 33.8 | 34.1 | 34.4 | 39.3 | 36 | 34.4 | 32.4 | 35.7 | 35.8 | 39.2 | 32.5 | 34.7 | 32.9 | 33.2 | 33.1 | 27.3 | 24.9 | 34.8 | 30.9 | 37.5 | 25.1 | 34.1 | 29.6 | 34.2 | 37 | 27.4 | 35.4 | 34.1 | 37.3 | 37 | 33.1 | 36.1 | 35.6 | 37.2 | 33.5 | 30.4 | 32.1 | 33.7 | 33.4 | 33.8 | 32.4 | 39.3 | 33.3 | 41.1 | 31.5 | 39.5 | 37.8 | 34 | 29.5 | 36.5 | 31.3 | 16.5 | 42.5 | 32.1 | 35.4 | 24.7 | 37.1 | 29.1 | 31.1 | 0
2126 | 34.7 | 34.4 | 35.3 | 38.8 | 36.5 | 35 | 33.4 | 36.6 | 36.8 | 40.7 | 32.5 | 34.8 | 33.6 | 33.2 | 33.9 | 27.4 | 24.8 | 35.4 | 30.4 | 38 | 25.6 | 35.4 | 29.4 | 35.2 | 37.5 | 28.3 | 36.9 | 35.2 | 37.4 | 37.4 | 33.2 | 36.5 | 36.2 | 38 | 35.9 | 30.8 | 31.6 | 33.8 | 33.4 | 34.3 | 32.3 | 39.4 | 33.8 | 42.1 | 31.5 | 39.8 | 39 | 34.4 | 30.2 | 37.8 | 31.8 | 16.6 | 41.6 | 32.3 | 35.5 | 24.6 | 37.2 | 29.2 | 30.6 | 0
2127 | 35.5 | 34.9 | 34.9 | 39.1 | 36.5 | 35.4 | 33.6 | 37.1 | 37.2 | 41.1 | 32.8 | 34.4 | 34.4 | 32.1 | 34.1 | 29 | 23.8 | 35.4 | 28.9 | 38.4 | 25.6 | 35.4 | 28.2 | 36.5 | 37.5 | 28.8 | 37.7 | 35.2 | 37.3 | 37.1 | 32 | 36.1 | 37.1 | 37.1 | 36 | 30.3 | 31.4 | 33.9 | 32.9 | 34.9 | 32.1 | 39.9 | 33.8 | 42.1 | 31.3 | 40 | 39.7 | 34.4 | 30.3 | 38.3 | 31.6 | 17.2 | 41.2 | 32.6 | 36.8 | 24.1 | 37.2 | 29.2 | 30 | 0
2128 | 36 | 34 | 34.6 | 38.7 | 36.3 | 35.1 | 33.4 | 36.8 | 34.3 | 40.7 | 32.1 | 33.5 | 33.7 | 32.2 | 34.3 | 27.8 | 22.8 | 35.4 | 27.7 | 38.1 | 26.1 | 35.6 | 26.5 | 36.6 | 36.6 | 28.8 | 38.1 | 34.8 | 36.6 | 36.1 | 30.8 | 36.1 | 37.4 | 36 | 35.9 | 30.2 | 30.5 | 34.1 | 32.2 | 34.9 | 32.3 | 38.9 | 33 | 41.2 | 30.4 | 39.2 | 39.3 | 34.2 | 30.2 | 38.3 | 30.9 | 17.7 | 39.6 | 31.6 | 37 | 23.6 | 37.1 | 29.2 | 29.3 | 0
2129 | 36.2 | 34 | 34 | 38.6 | 35.7 | 34.9 | 32.6 | 35.7 | 33 | 40.6 | 31.6 | 32.2 | 32.8 | 31.2 | 33.8 | 26.5 | 21.6 | 35.4 | 26.2 | 36.8 | 24.8 | 35.1 | 24.4 | 35.8 | 36.5 | 28.8 | 38 | 33 | 35.2 | 34.4 | 29 | 35.6 | 37.3 | 34.4 | 35.5 | 29.7 | 29.8 | 34.9 | 31.1 | 34.7 | 31.1 | 37.4 | 31.8 | 38.5 | 29.8 | 38.4 | 38 | 33.2 | 29.2 | 38.1 | 29.2 | 17.4 | 38.4 | 26.1 | 37 | 23 | 36.3 | 29 | 28.6 | 0
2130 | 36.5 | 30.4 | 33.2 | 37.2 | 33.7 | 33.1 | 31.2 | 33.8 | 31.2 | 39.7 | 30.1 | 30.6 | 30.5 | 29.9 | 32.7 | 24.8 | 21 | 33.8 | 25.6 | 34.3 | 22.7 | 33.6 | 22.6 | 33.4 | 35 | 29.2 | 37.5 | 30.9 | 32.9 | 32.2 | 27.8 | 34.1 | 36.1 | 33.8 | 33.5 | 29 | 28.4 | 33.9 | 29.9 | 33.3 | 30.2 | 34.1 | 30.2 | 38.9 | 29.1 | 36.7 | 35.7 | 31.7 | 27.8 | 36.9 | 27 | 16.4 | 35.8 | 26.1 | 36.4 | 22.6 | 35 | 28.3 | 27.9 | 0
2131 | 35.3 | 26.4 | 31.8 | 35.8 | 30.5 | 30.9 | 29.9 | 31.3 | 29.8 | 37.3 | 29 | 28.9 | 28.9 | 29.2 | 31.5 | 23.2 | 20.5 | 32.3 | 24.6 | 31.4 | 21.7 | 32.1 | 21.2 | 30.9 | 34.4 | 27.7 | 36.5 | 28.2 | 30.4 | 29.8 | 26.2 | 31.6 | 34.6 | 33.2 | 30.5 | 27.3 | 27.6 | 31 | 28.8 | 30.8 | 29.5 | 31.2 | 28.7 | 38.9 | 28.4 | 35.3 | 33.3 | 29.6 | 25.7 | 35 | 24 | 15 | 33.9 | 26.1 | 33.9 | 22.2 | 30.7 | 27.7 | 27.4 | 0
2132 | 33.8 | 24.4 | 29.9 | 33.6 | 28.5 | 28.6 | 28.5 | 28.7 | 28.8 | 35 | 27.4 | 27.4 | 27 | 28.8 | 29.8 | 22.3 | 20.4 | 31.8 | 24 | 28.6 | 20.7 | 30.6 | 20.6 | 28.4 | 32.5 | 26 | 35.2 | 26 | 28 | 27.6 | 25.2 | 30.1 | 32.1 | 33.4 | 27.9 | 26.9 | 26.6 | 29.9 | 28.3 | 29 | 29.1 | 28.4 | 27.2 | 37.5 | 28.2 | 33.8 | 31 | 27.6 | 23.8 | 33.5 | 21.4 | 14 | 31.4 | 26.1 | 32.4 | 22 | 28.3 | 27.3 | 27 | 0
2133 | 32.4 | 23 | 29.5 | 32.4 | 27.5 | 27.3 | 27.5 | 26.8 | 28.3 | 31.3 | 26.9 | 26.2 | 26.6 | 28.3 | 28.7 | 21 | 20 | 30.8 | 22.8 | 26.8 | 20.1 | 30.1 | 20.2 | 27.2 | 30.7 | 25.2 | 33.7 | 24 | 26.4 | 26 | 23.6 | 29.2 | 31.1 | 32.8 | 26 | 26.3 | 26.6 | 27.6 | 27.8 | 27.3 | 28.5 | 27.6 | 26.1 | 36 | 27.8 | 33.1 | 29.5 | 25.9 | 21.9 | 32.5 | 19.2 | 13.6 | 30.6 | 26.1 | 31.5 | 21.7 | 26.7 | 27.1 | 26.8 | 0
2134 | 30.5 | 21.9 | 28.9 | 30.9 | 26.2 | 25.4 | 26.6 | 25.5 | 28.2 | 28.9 | 25.9 | 25.4 | 26 | 28.2 | 27.6 | 19.4 | 20 | 29.4 | 22.2 | 26 | 19.7 | 29.6 | 19.9 | 26.2 | 30.5 | 24.3 | 32.4 | 23.3 | 25.4 | 25.1 | 22.5 | 27.6 | 30.1 | 32.4 | 25 | 25.1 | 26.2 | 26.2 | 27.4 | 26 | 28.1 | 27.2 | 25 | 35.3 | 27.7 | 32.2 | 28.7 | 25 | 20.6 | 31 | 18.3 | 13.6 | 29.6 | 26.1 | 31 | 21.4 | 25.3 | 27.1 | 26.5 | 0
2135 | 29.1 | 21.1 | 27.1 | 30.4 | 25.5 | 24.4 | 26 | 24.2 | 27.3 | 29.2 | 25.4 | 25 | 26 | 27.9 | 27.1 | 17.8 | 19.8 | 28 | 21.6 | 25.8 | 19.2 | 29.1 | 19 | 25.4 | 30.7 | 23.2 | 31.2 | 22.8 | 25 | 25 | 21.2 | 27.6 | 29.2 | 31.4 | 24 | 24 | 26.2 | 24.9 | 26.9 | 24.9 | 27.7 | 27.6 | 24 | 33.5 | 27.4 | 31.6 | 28.4 | 24.6 | 19.6 | 30.4 | 18 | 13.4 | 29.8 | 26.1 | 30.3 | 21 | 24.5 | 27 | 26.2 | 0
2136 | 28.2 | 20.6 | 26.4 | 29.3 | 24.2 | 23.3 | 25 | 23.4 | 27.1 | 28.8 | 23.9 | 24.8 | 24.8 | 27.7 | 26.1 | 16.4 | 20 | 26.6 | 22 | 25.4 | 18.6 | 28.1 | 17.6 | 23.3 | 29 | 23.2 | 30 | 23 | 24.5 | 25.2 | 20.7 | 27.6 | 28.2 | 31 | 22.9 | 23.6 | 25.4 | 25.5 | 26.2 | 24.5 | 27.5 | 26.7 | 22.7 | 32.3 | 27 | 30.3 | 28 | 24.6 | 19 | 29.4 | 18.2 | 12.3 | 29 | 26 | 29.7 | 20.7 | 23.7 | 26.7 | 25.7 | 0
2137 | 28.1 | 20 | 25.7 | 28.8 | 23.5 | 22.5 | 24.4 | 22.9 | 26.7 | 27.4 | 22.8 | 24.5 | 24 | 27.4 | 25.3 | 15.6 | 19.9 | 25.4 | 22.1 | 24.5 | 18.8 | 27.6 | 15.5 | 20.9 | 28.4 | 23.2 | 29 | 22.4 | 23.8 | 25.2 | 19.7 | 27.1 | 27.8 | 30 | 22.2 | 23.8 | 25 | 24.5 | 25.9 | 24.8 | 27 | 25.5 | 21.7 | 31 | 26.8 | 29.5 | 27.4 | 24.3 | 17.9 | 28.9 | 17.5 | 10.3 | 28.9 | 26 | 29.5 | 20.5 | 23.2 | 26.3 | 25.2 | 0
2138 | 27.5 | 19.9 | 24.9 | 27.6 | 22.7 | 22.4 | 24 | 22.4 | 26.3 | 25.3 | 21 | 24 | 22.4 | 27.2 | 24.1 | 15.2 | 20 | 25.1 | 22.4 | 22.8 | 18.6 | 27.1 | 13.4 | 17.8 | 28.2 | 22.2 | 28.1 | 21.6 | 22.6 | 24.8 | 19.2 | 26.6 | 27.3 | 29.6 | 21.5 | 24.7 | 24.4 | 22.9 | 25.5 | 24.8 | 26.4 | 23.2 | 20.7 | 30.1 | 26.6 | 28.4 | 26.4 | 23.6 | 16.8 | 28.4 | 16 | 7.8 | 27.8 | 26 | 29.1 | 20.4 | 23.1 | 25.9 | 24.8 | 0
2139 | 26.7 | 19.4 | 23.3 | 27.2 | 22 | 20.9 | 23.6 | 21.8 | 25.7 | 23.2 | 20 | 23.4 | 21.9 | 26.7 | 23.8 | 14.8 | 19.5 | 24.8 | 21.8 | 21.1 | 17.9 | 26.8 | 11.7 | 16 | 27 | 21.7 | 27.3 | 20.1 | 21.4 | 23.9 | 18.2 | 26.1 | 26.9 | 28.5 | 20.6 | 24.2 | 24.8 | 22.6 | 25.5 | 24.5 | 26 | 21.9 | 20.3 | 29.1 | 26.4 | 28.3 | 25.5 | 22.5 | 15.4 | 27.9 | 13.4 | 5.9 | 27.6 | 25.8 | 28.1 | 20.4 | 23.2 | 25.7 | 24.7 | 0
2140 | 25.8 | 18.9 | 21.5 | 26.2 | 21.5 | 21.4 | 23.3 | 21.1 | 25.8 | 21.6 | 18.7 | 22.8 | 20.9 | 26.3 | 23.8 | 14.2 | 19.2 | 23.2 | 21.5 | 19.8 | 18 | 26.6 | 11.3 | 15.3 | 26.2 | 21.3 | 26.5 | 19.4 | 20.4 | 22.8 | 18.2 | 25.6 | 26.1 | 28.1 | 20.5 | 23.6 | 25 | 22.7 | 25.3 | 24.4 | 25.6 | 20.8 | 20.1 | 28 | 26.4 | 28 | 24.9 | 21.8 | 14.8 | 27.4 | 11.3 | 5.7 | 26.5 | 25.7 | 28.1 | 20.5 | 23.2 | 25.3 | 24.8 | 0
2141 | 25.5 | 17.9 | 20.5 | 27 | 21.1 | 21.4 | 22.9 | 20.4 | 25.9 | 20.7 | 21.5 | 20 | 20.6 | 26.2 | 23.8 | 13.8 | 18.2 | 22.3 | 22 | 24 | 17.9 | 26.3 | 16.4 | 16.4 | 25.2 | 20.8 | 25.6 | 20.4 | 20 | 22.6 | 19.6 | 25.6 | 25.7 | 29 | 20.4 | 22.8 | 24.2 | 23.4 | 25.1 | 24.2 | 25.4 | 23.5 | 15.7 | 27.5 | 26.3 | 28.4 | 23 | 22 | 13.2 | 26.9 | 10 | 12.4 | 26.2 | 25.7 | 27.8 | 20 | 23.1 | 25.2 | 23.6 | 0
2142 | 25.2 | 17.9 | 19.8 | 27.7 | 20.5 | 23.4 | 22.7 | 21.5 | 25.8 | 20.5 | 21.5 | 20.7 | 21.1 | 25.7 | 23.6 | 13 | 19.4 | 22.3 | 22.3 | 25.3 | 17.5 | 25.6 | 16.1 | 17.7 | 24 | 20.3 | 24.8 | 21.5 | 21.4 | 23 | 20.8 | 25.6 | 25.6 | 28.6 | 20.4 | 22.4 | 24.6 | 23.2 | 24.9 | 23.6 | 24.9 | 23.9 | 16.8 | 27 | 26.2 | 28.4 | 24.1 | 23.6 | 15.5 | 26.4 | 11.2 | 13.4 | 26.5 | 25.6 | 27.1 | 21 | 22.5 | 24.7 | 24.7 | 0
2143 | 24.6 | 18.4 | 18.8 | 29.5 | 21 | 23.3 | 22.8 | 23.8 | 26.3 | 19.7 | 22.8 | 22.6 | 22.7 | 26.2 | 23.1 | 13.3 | 20.8 | 22 | 23.3 | 28.1 | 17.6 | 25.1 | 15.9 | 21 | 23 | 19.2 | 24.6 | 23.9 | 24.2 | 23.5 | 21 | 25.6 | 25.6 | 28.6 | 20.8 | 22.8 | 25.7 | 22.5 | 24.9 | 22.6 | 25 | 25.5 | 18.7 | 26.9 | 25.9 | 29.1 | 26.4 | 26.3 | 18.7 | 26 | 14.6 | 14.5 | 27.7 | 25.6 | 27.1 | 22.2 | 22.4 | 24.3 | 26.2 | 0
2144 | 24.6 | 19.7 | 20.9 | 31.4 | 24 | 25 | 23.6 | 26.8 | 28.5 | 23.5 | 24.2 | 25.2 | 24.4 | 28.1 | 23.3 | 16.3 | 22.8 | 24 | 24 | 30 | 17.7 | 24.8 | 16 | 25.6 | 24.6 | 19.4 | 24.9 | 26.4 | 26.9 | 25 | 21.8 | 26.6 | 26.6 | 29.2 | 22.6 | 24.9 | 27.2 | 27.3 | 25.9 | 24 | 25.5 | 28 | 21.6 | 27 | 26.4 | 30 | 29 | 29 | 22.4 | 27.4 | 17.8 | 15.6 | 29 | 25.7 | 27.4 | 23.8 | 24.7 | 24.3 | 28.6 | 0
2145 | 24.9 | 21.5 | 26.7 | 33.9 | 28 | 29.6 | 25.2 | 30 | 31.4 | 27.6 | 27 | 28.3 | 27 | 30.1 | 25.3 | 20 | 24.3 | 28.8 | 25.4 | 32.9 | 21.3 | 24.5 | 16.4 | 29.8 | 29.1 | 22.7 | 25.7 | 29.2 | 30 | 26.6 | 20.9 | 30 | 28.7 | 30.1 | 24.8 | 25.9 | 29.1 | 30 | 28.5 | 27.2 | 27.3 | 30.8 | 24.6 | 31 | 28.8 | 32.1 | 31.6 | 31.5 | 25.2 | 31.4 | 22.5 | 16.3 | 30.9 | 28 | 29 | 25.4 | 29.3 | 25 | 30.3 | 0
2146 | 27.5 | 24.4 | 29.2 | 35.8 | 32 | 31.3 | 27.4 | 32.8 | 34.5 | 32 | 29.3 | 30.9 | 29.4 | 31.7 | 27.3 | 22.7 | 25.8 | 31 | 25.9 | 34.3 | 23.3 | 26 | 17.1 | 33 | 31.9 | 26 | 27.2 | 31.2 | 32.3 | 29 | 20.6 | 33.4 | 31.6 | 31.3 | 27.7 | 29.1 | 30.8 | 32.4 | 29.4 | 30.4 | 29.8 | 33.1 | 27.8 | 34.3 | 29.7 | 34.1 | 33.5 | 33.1 | 27.3 | 34 | 25.8 | 16.7 | 32.4 | 29.4 | 30.5 | 27.2 | 32.2 | 27.3 | 31.9 | 0
2147 | 30.6 | 27.1 | 30.9 | 37.6 | 35 | 33.2 | 28.8 | 35 | 35.8 | 35 | 32 | 33 | 32 | 32.1 | 28.6 | 25.3 | 26.6 | 32.5 | 26.4 | 36 | 26.6 | 28.5 | 18 | 34.4 | 33.2 | 28.2 | 29 | 33.2 | 34.4 | 31 | 19.6 | 35.4 | 33.2 | 32.2 | 28.8 | 30.5 | 32.2 | 33.8 | 31.5 | 33 | 31.7 | 34.6 | 30.4 | 36.7 | 30.1 | 36.6 | 35 | 34 | 28.4 | 35.6 | 29.2 | 16.8 | 34.2 | 31.2 | 32.2 | 28.8 | 35 | 28.5 | 32.6 | 0
2148 | 33.4 | 29.9 | 32.6 | 38.5 | 36.8 | 35.1 | 30.2 | 36.6 | 37.3 | 38.1 | 33.4 | 34.1 | 33.6 | 32.7 | 29.4 | 26.8 | 27.4 | 33 | 25.7 | 36.2 | 27.7 | 31 | 18.9 | 34.9 | 33.9 | 30 | 31 | 34.4 | 35.6 | 33 | 20.3 | 37.4 | 34.4 | 33.1 | 32.2 | 30.8 | 33 | 34.3 | 32.5 | 34.9 | 31.9 | 35.4 | 32.6 | 38 | 30.3 | 38.1 | 36 | 34.3 | 29.4 | 37 | 30.3 | 17 | 35.5 | 32.2 | 34.6 | 30.2 | 36.2 | 29 | 33.4 | 0
2149 | 35.5 | 31.4 | 33.1 | 39.3 | 37.5 | 36.1 | 30.9 | 37.8 | 37.4 | 38.6 | 34.9 | 34.8 | 35 | 33.2 | 31.1 | 28 | 27.6 | 33.6 | 25.1 | 37.2 | 29.1 | 33 | 19.8 | 34.8 | 35 | 31 | 32.7 | 35.9 | 36.8 | 33.8 | 20.5 | 37.9 | 35.2 | 33.6 | 33.8 | 31 | 33.2 | 36.3 | 33 | 35.7 | 32.6 | 35.7 | 34 | 39.2 | 30.2 | 39.5 | 37.1 | 34.6 | 30.1 | 38 | 31.6 | 17.2 | 37.2 | 32 | 35.7 | 30.9 | 37.3 | 29.5 | 33.3 | 0
2150 | 37 | 31 | 33.4 | 39.6 | 36.3 | 37 | 31.2 | 38.6 | 36.6 | 40 | 35.4 | 34.8 | 35.6 | 33.7 | 31.6 | 28.4 | 27.6 | 33.7 | 24.2 | 37.4 | 29.4 | 34.2 | 20.4 | 35 | 36.7 | 32 | 34.2 | 36.8 | 37.4 | 34 | 21.4 | 37.9 | 36.3 | 34.2 | 34.8 | 31.2 | 32.8 | 36.7 | 33 | 36.3 | 31.9 | 36 | 34.8 | 40.1 | 30.3 | 39.8 | 38 | 34.8 | 31 | 38.6 | 31.4 | 17.4 | 38.4 | 32 | 36.5 | 31 | 37.3 | 29.8 | 33.2 | 0
2151 | 38.4 | 30.9 | 33.4 | 40.1 | 38.3 | 36.8 | 31.2 | 39 | 36.3 | 39.6 | 36.3 | 34.6 | 36.2 | 32.8 | 32.9 | 29 | 26.8 | 33.7 | 24.2 | 38.4 | 30.2 | 34.5 | 20.8 | 35.3 | 36.7 | 32.2 | 35.3 | 37.6 | 37.9 | 33 | 20.7 | 37.6 | 36.9 | 34.6 | 36.3 | 31.8 | 32.2 | 37.6 | 32.5 | 36.3 | 31.7 | 36.2 | 34.8 | 41.1 | 30.3 | 40 | 38.7 | 35.2 | 31.4 | 39.2 | 32 | 17.3 | 39.5 | 32.2 | 36.3 | 30.3 | 37.3 | 29.9 | 32.2 | 0
2152 | 38.3 | 30.9 | 33.9 | 39.8 | 38.3 | 37.1 | 30.9 | 38.7 | 35.1 | 39.4 | 35.9 | 33.7 | 35.9 | 32.2 | 29.8 | 29.5 | 25.8 | 33.7 | 24.1 | 37.6 | 29.9 | 34.5 | 20.9 | 35.5 | 37.5 | 32.5 | 36 | 36.9 | 37.1 | 32.1 | 20.4 | 37.1 | 36.8 | 35 | 36.3 | 31.8 | 31.2 | 37.7 | 32 | 36.4 | 31.8 | 36 | 34.4 | 41.2 | 29.8 | 39.2 | 38.4 | 34.9 | 31.4 | 39.1 | 30.9 | 17 | 39.1 | 31.9 | 35.9 | 29.2 | 37.2 | 29.8 | 31.3 | 0
2153 | 38.2 | 30.4 | 34.1 | 39.4 | 37.8 | 36.8 | 30.5 | 37.8 | 32.9 | 38.8 | 35.3 | 32.4 | 35.4 | 31.9 | 30.6 | 29.3 | 24.2 | 32.5 | 24.4 | 36.4 | 29.1 | 34 | 20.8 | 35 | 37.4 | 32.5 | 36.3 | 35.4 | 35.6 | 31 | 19 | 36.7 | 33.2 | 35 | 35.7 | 30.9 | 30.2 | 37.1 | 30.8 | 36.2 | 31.3 | 35 | 33.4 | 41.4 | 29.2 | 38.4 | 37 | 34 | 30.4 | 38.9 | 29.8 | 16.2 | 37.8 | 31 | 35.9 | 28 | 36 | 29.5 | 30 | 0
2154 | 38 | 28.7 | 33.2 | 38 | 35.5 | 34.8 | 29.2 | 36.1 | 30.7 | 38.1 | 33.2 | 30.4 | 34 | 29.6 | 26.2 | 27.8 | 22.9 | 31.3 | 24 | 32.9 | 27.6 | 33.5 | 20.5 | 33.7 | 35.8 | 32 | 36.2 | 32.7 | 32.9 | 30.7 | 18.8 | 34.4 | 33.2 | 34.6 | 33.2 | 30.3 | 29.1 | 35.8 | 29.3 | 34.2 | 29.6 | 33 | 32.1 | 40.4 | 28.4 | 36.7 | 34.4 | 32.1 | 29.1 | 38 | 26.7 | 15.4 | 34.9 | 31 | 35.5 | 27.1 | 33.3 | 29.5 | 29.4 | 0
2155 | 36.4 | 26.4 | 30.8 | 36.6 | 33 | 30.8 | 28.5 | 33.6 | 29.4 | 35 | 31.3 | 28.6 | 32.7 | 28.8 | 26.6 | 25.5 | 21.5 | 29.9 | 23.7 | 30.2 | 25.6 | 32.2 | 20 | 31.4 | 34.2 | 31 | 35.4 | 30.5 | 30.6 | 30.2 | 17.9 | 32.1 | 32.3 | 33.3 | 30.6 | 29.2 | 28.2 | 32.9 | 28.7 | 31.9 | 28.3 | 30.3 | 30.3 | 38 | 27.8 | 35.3 | 31.8 | 30 | 27.2 | 36.6 | 24.3 | 14.5 | 32.2 | 30.7 | 34.2 | 26.5 | 30.2 | 28.9 | 28.5 | 0
2156 | 33.2 | 24.5 | 28 | 35 | 30.7 | 29.1 | 27.7 | 30.8 | 28.7 | 33.1 | 29.1 | 27 | 31 | 28.4 | 27.1 | 23.9 | 20.6 | 28 | 23 | 27.4 | 24.5 | 31 | 19.4 | 29 | 33.5 | 29.2 | 33.6 | 28.8 | 28.6 | 29.8 | 18 | 30.6 | 31.1 | 31.6 | 28.3 | 28.3 | 27.4 | 31.9 | 28.3 | 30.7 | 27.7 | 27.4 | 28.2 | 35.7 | 27.7 | 33.8 | 29.6 | 28 | 25.6 | 35.5 | 21.6 | 14 | 29.6 | 30.7 | 31.6 | 26.2 | 27.8 | 28.4 | 28.2 | 0
2157 | 30.8 | 21.4 | 26.3 | 34 | 28.7 | 28.1 | 27.2 | 28.6 | 27.8 | 29.5 | 28.2 | 26.3 | 29.8 | 28.2 | 27.4 | 21.9 | 19.7 | 27.7 | 22.9 | 27.3 | 23.4 | 30 | 18.8 | 27 | 32.2 | 28.4 | 32.4 | 28.9 | 28 | 28.5 | 17.1 | 29.1 | 30.1 | 29.6 | 26 | 27.4 | 27 | 30.4 | 27.8 | 28.8 | 27.3 | 25.2 | 25.7 | 33.9 | 27.1 | 33.1 | 28.8 | 26.8 | 24 | 34.3 | 21.1 | 13.7 | 28.7 | 29 | 31.2 | 25.7 | 26.3 | 28.1 | 27.6 | 0
2158 | 29.3 | 19.4 | 25.8 | 33 | 27.5 | 27.3 | 26.6 | 26.8 | 27.1 | 24.9 | 27.2 | 26 | 28.3 | 28 | 27.6 | 20.5 | 19.4 | 27.1 | 22.5 | 27.2 | 22.7 | 27.7 | 18.4 | 26.1 | 31.8 | 27.6 | 31.2 | 29.3 | 27.6 | 27.1 | 17.3 | 28.6 | 29.6 | 28.3 | 25.8 | 25.8 | 26.6 | 28.6 | 27.9 | 27.1 | 27.2 | 24.2 | 23.6 | 31.3 | 26.9 | 32.2 | 28.8 | 26.2 | 23 | 33.2 | 20.2 | 13.8 | 28.5 | 29 | 30.4 | 25.1 | 26 | 27.9 | 27.6 | 0
2159 | 27.9 | 17.6 | 25.3 | 32.4 | 26.8 | 27.1 | 25.7 | 25.1 | 26.4 | 24.8 | 27 | 26 | 27 | 28 | 27.6 | 20.5 | 19.2 | 25.7 | 22.6 | 28.2 | 22.7 | 28.5 | 18 | 25.8 | 28.3 | 27.4 | 30 | 30 | 27.6 | 25.4 | 17 | 28.4 | 29.3 | 27.6 | 25.8 | 25.4 | 26.4 | 27.4 | 27.8 | 26.6 | 26.7 | 24.4 | 21.5 | 30.6 | 27.3 | 31.6 | 29.4 | 26 | 21.8 | 32.4 | 20 | 13.8 | 29.2 | 29.2 | 29.6 | 24 | 25.3 | 27.9 | 27.4 | 0
2160 | 26.7 | 16.9 | 25.2 | 31.2 | 26.5 | 25.7 | 24.9 | 23.9 | 25.9 | 24.7 | 25.7 | 25.5 | 25 | 28 | 26.3 | 20.5 | 19.4 | 24.3 | 22 | 27.2 | 20.9 | 27.5 | 17.8 | 25.8 | 26.2 | 27 | 28.8 | 29.1 | 26.4 | 24.4 | 18.2 | 27.9 | 28.5 | 28 | 24.8 | 26.6 | 26 | 26.9 | 27.2 | 25.9 | 26.7 | 25.2 | 20 | 28.7 | 25.9 | 30.3 | 29.3 | 25.5 | 20.5 | 31.2 | 17.7 | 13.8 | 29.3 | 29.2 | 29.1 | 22.8 | 25.2 | 27.3 | 27.7 | 0
2161 | 26.5 | 16 | 23.2 | 26.6 | 26.7 | 25.7 | 25 | 24.1 | 25.7 | 24.7 | 29 | 23.8 | 28.1 | 28 | 26.5 | 21 | 22.1 | 24.5 | 18.6 | 22.4 | 20.7 | 27 | 17.6 | 23.5 | 25.5 | 27.5 | 29.2 | 26.1 | 21.2 | 24.9 | 18.5 | 28 | 28.8 | 24.4 | 24.8 | 26.8 | 26.9 | 26.6 | 27.2 | 25.6 | 26.7 | 21 | 18.7 | 28.2 | 25.7 | 27.2 | 29.2 | 24.6 | 18.4 | 30.9 | 17.9 | 10.3 | 28.9 | 28.9 | 29.3 | 20.4 | 25.4 | 27.3 | 27.2 | 0
2162 | 26.2 | 14.5 | 22.7 | 26 | 26.4 | 25 | 24.5 | 24 | 24.9 | 24.4 | 28 | 22.6 | 27 | 28.1 | 25.9 | 18.9 | 22.2 | 24.2 | 18 | 20.2 | 20.4 | 26.2 | 17.4 | 25.6 | 23.7 | 26.6 | 28.8 | 26 | 20.2 | 23.8 | 19 | 27.6 | 29 | 23.6 | 23.5 | 26.7 | 27 | 25.6 | 27 | 24.8 | 26.3 | 19.6 | 17.6 | 26.9 | 25.1 | 24.4 | 27.2 | 23 | 16.2 | 29.6 | 18.8 | 7.8 | 27.8 | 28.3 | 29 | 20 | 24.7 | 27.2 | 26.6 | 0
2163 | 25.2 | 13 | 22.1 | 24.9 | 25.3 | 24.5 | 24.2 | 23.5 | 24.2 | 24.1 | 27.2 | 22 | 26.7 | 28.2 | 25.4 | 18.9 | 21.4 | 22.7 | 17.3 | 18 | 18.4 | 25.6 | 17.1 | 26.1 | 21.8 | 26.1 | 28.3 | 24.9 | 19 | 23.7 | 19.5 | 27.5 | 28.8 | 22.7 | 22.8 | 26.4 | 26.8 | 24.8 | 27.1 | 23.8 | 25.8 | 18.6 | 16.4 | 25.8 | 24.3 | 22.5 | 26.6 | 21.5 | 13.9 | 28.9 | 17.1 | 5.9 | 27.6 | 27.7 | 28.4 | 18.4 | 23.3 | 27.1 | 25.1 | 0
2164 | 24.3 | 11.8 | 21.4 | 23.8 | 23.8 | 24.9 | 23.7 | 23.6 | 23.4 | 24 | 26.3 | 21.6 | 26.1 | 27.9 | 25.2 | 20.1 | 20.7 | 22.2 | 17.3 | 17 | 17.6 | 25 | 16.8 | 26.2 | 20.2 | 26.7 | 28.2 | 24.1 | 18.7 | 23.2 | 19.9 | 27.1 | 29 | 22.2 | 22.6 | 26 | 26.6 | 24 | 27.2 | 22.9 | 25.6 | 17.9 | 15.8 | 24.8 | 23.8 | 21.3 | 25.9 | 20.8 | 12.8 | 27.7 | 16.6 | 5.7 | 26.5 | 27.7 | 28.3 | 17.6 | 23.4 | 26.4 | 24.2 | 0
2165 | 23.1 | 10.6 | 22.4 | 23 | 22.8 | 24.4 | 23.7 | 23.6 | 23.1 | 23.9 | 25 | 26.2 | 26.6 | 27.8 | 25 | 20.8 | 20.6 | 21.5 | 19.6 | 17.8 | 17.2 | 24.5 | 15.8 | 20 | 19.4 | 26.3 | 27.7 | 23 | 21.4 | 21.8 | 18.6 | 27 | 29 | 22.2 | 22.3 | 25.5 | 25.4 | 23.3 | 27.3 | 22.1 | 25.1 | 17.8 | 16.3 | 23.9 | 23.3 | 22 | 25 | 23 | 12.6 | 27 | 20.2 | 9 | 24.2 | 27.2 | 28.4 | 17.2 | 22.8 | 25.3 | 25.8 | 0
2166 | 22.4 | 10.5 | 23.7 | 22.5 | 22.3 | 24.4 | 23.7 | 23.5 | 23.1 | 23.9 | 24.5 | 25.6 | 25.6 | 27.6 | 24.6 | 20.5 | 20.5 | 21 | 20.3 | 19.3 | 17.1 | 24.5 | 15.9 | 19.8 | 18.4 | 25.8 | 27.1 | 23.7 | 22.9 | 21.9 | 18.4 | 27 | 28.3 | 21.6 | 21.8 | 25 | 25.7 | 22.8 | 27.1 | 21.6 | 24.6 | 19.3 | 18.4 | 23.5 | 22.6 | 23 | 25.1 | 24 | 14.8 | 26.1 | 21.2 | 11.7 | 24.9 | 26.7 | 28.1 | 18.7 | 22.4 | 24.3 | 26.7 | 0
2167 | 21.3 | 10.5 | 21.4 | 23.3 | 21.8 | 24.1 | 24 | 23 | 24.4 | 23.8 | 25 | 26.1 | 26 | 27.7 | 24.3 | 20.4 | 20.8 | 20.5 | 20.9 | 22 | 17.1 | 24.5 | 17.1 | 20.4 | 18.1 | 26.2 | 26.1 | 25.7 | 24.9 | 23.5 | 19.2 | 27.2 | 28 | 22.2 | 24.3 | 24 | 26.8 | 22.6 | 27.1 | 21.1 | 24.4 | 22.3 | 21.7 | 23.2 | 22.6 | 25.2 | 26.1 | 25.8 | 17.8 | 25.5 | 23.6 | 15 | 25.6 | 26.7 | 28.2 | 20.6 | 22.5 | 24.3 | 28.2 | 0
2168 | 22.6 | 13.1 | 24 | 24.8 | 24.6 | 25.6 | 24.7 | 24.9 | 26.2 | 24.6 | 27 | 26.8 | 27.4 | 29.8 | 25 | 21.4 | 21.4 | 21.5 | 22 | 25.8 | 17.3 | 25.2 | 18.8 | 21.6 | 21.2 | 26.9 | 28.8 | 27.8 | 27.2 | 25 | 20 | 27.7 | 29 | 23.6 | 24.3 | 23.9 | 28.2 | 26 | 27.5 | 22 | 24.9 | 26 | 25 | 23.2 | 23.3 | 29 | 28 | 27.8 | 22.4 | 27 | 25.6 | 18.6 | 27.1 | 27.6 | 29.5 | 23.4 | 24 | 26.2 | 30 | 0
2169 | 26.8 | 17.9 | 29.7 | 27.7 | 28.7 | 28.7 | 25.3 | 29.8 | 28.6 | 25.5 | 29.5 | 29.3 | 30.5 | 31.7 | 26.7 | 23.5 | 22.3 | 25.7 | 22.7 | 29 | 19.5 | 26.7 | 21.7 | 23.8 | 25.5 | 27.7 | 29.2 | 30.9 | 29.3 | 27.3 | 21.9 | 29.4 | 31.7 | 25.7 | 27 | 26.7 | 30 | 28.8 | 29.4 | 25.5 | 27.4 | 29.9 | 28.4 | 25.2 | 25.2 | 31.9 | 30.2 | 29.7 | 25.8 | 29.1 | 28.1 | 20.8 | 27.9 | 29.6 | 30.8 | 25.7 | 26 | 28.8 | 31.7 | 0
2170 | 30.2 | 21.8 | 31.9 | 30.5 | 32.1 | 31 | 27.3 | 33.6 | 31.8 | 28.1 | 31.8 | 31.6 | 33.9 | 33.6 | 28.4 | 25.1 | 23.2 | 27.7 | 23.6 | 31.6 | 23 | 28.2 | 24.4 | 26.2 | 26.5 | 31.1 | 30.8 | 33.4 | 31.1 | 28.4 | 23.3 | 30 | 33.9 | 27.8 | 29.7 | 28.1 | 31.4 | 29.8 | 31.8 | 26.9 | 29.2 | 32.9 | 30.9 | 28 | 26.7 | 34.6 | 32.5 | 31.1 | 28.9 | 32.2 | 29.2 | 22.2 | 29.3 | 30.6 | 33.1 | 28.3 | 27.5 | 32.5 | 33.1 | 0
2171 | 30.8 | 24.4 | 33.4 | 33.4 | 34.5 | 32.3 | 28.9 | 35.3 | 33.3 | 29.1 | 33 | 34.4 | 37.2 | 34.8 | 30.8 | 27 | 23.8 | 29.7 | 24.2 | 32.8 | 26.1 | 29.9 | 27 | 28.8 | 28.5 | 32.3 | 33.8 | 36 | 32.4 | 29.4 | 24.8 | 30.9 | 35.5 | 29.8 | 32.2 | 29 | 32.6 | 31.7 | 33.8 | 28.9 | 30.2 | 35 | 33 | 30.9 | 28.2 | 35.8 | 34.4 | 32 | 30 | 35.8 | 30 | 22.2 | 30 | 31.2 | 34.7 | 30 | 29.5 | 35.8 | 34 | 0
2172 | 32.6 | 26.4 | 34.3 | 35 | 37 | 34.8 | 30.2 | 36.7 | 35 | 30 | 33 | 35.6 | 39.1 | 36.8 | 34.2 | 28.4 | 24 | 30.2 | 25.1 | 33.5 | 28 | 31.7 | 28.1 | 30.7 | 29.5 | 33.9 | 35.5 | 37.2 | 33.4 | 29.2 | 24.8 | 31.4 | 36.8 | 31.4 | 33.7 | 30 | 33 | 32.9 | 35.2 | 30.9 | 30.7 | 36.1 | 34.2 | 33.5 | 28.8 | 37.2 | 35.9 | 32.6 | 31 | 37.1 | 29.5 | 22.2 | 31.4 | 32.1 | 37.1 | 31.8 | 31.5 | 39.1 | 34.4 | 0
2173 | 33.8 | 28 | 34.7 | 36.1 | 38.7 | 35.8 | 30.6 | 37.7 | 36.3 | 30.5 | 31.8 | 36.6 | 40.1 | 37.3 | 36.3 | 29.5 | 23.8 | 31.5 | 25.3 | 33.5 | 29.4 | 33.7 | 28.5 | 32.2 | 30.7 | 34.9 | 36.8 | 38.2 | 34.1 | 29.7 | 24.7 | 31.9 | 37.2 | 32.8 | 34.6 | 29.1 | 33.1 | 34.3 | 35.7 | 31.8 | 31.2 | 36.6 | 35.3 | 35.2 | 29.2 | 37.8 | 36.7 | 33.1 | 30.6 | 38.2 | 29.8 | 21.8 | 32.1 | 32.1 | 38 | 32.3 | 32.5 | 32.6 | 34.2 | 0
2174 | 34.6 | 28.7 | 35.5 | 36.2 | 39.4 | 36.5 | 30.3 | 38.1 | 36.5 | 30.7 | 30.4 | 36.2 | 40 | 36.3 | 37.3 | 29.7 | 23.4 | 31.7 | 25.4 | 33.8 | 29.8 | 35.2 | 27.8 | 32.8 | 31.8 | 35.5 | 37.7 | 38.2 | 34.4 | 30.2 | 23.8 | 31.9 | 38.7 | 33.8 | 34.6 | 29.7 | 32.8 | 34.5 | 36 | 32.8 | 30.7 | 36.8 | 36 | 36.5 | 29 | 39 | 37.2 | 33.6 | 30.8 | 38.8 | 30 | 21.8 | 32.8 | 32.1 | 39.1 | 32.4 | 33.1 | 31.8 | 33.6 | 0
2175 | 34.8 | 28.8 | 36.1 | 36.5 | 39.9 | 36.8 | 29.8 | 35.1 | 36.3 | 31.1 | 29.2 | 36.2 | 39.9 | 35.6 | 37.6 | 29.7 | 22.9 | 31.7 | 24.6 | 33.7 | 29.8 | 35.2 | 27.2 | 33.1 | 32.3 | 36.2 | 38.3 | 38.3 | 34.4 | 31.9 | 23.5 | 32.4 | 39.4 | 34.7 | 34.7 | 29.5 | 32.5 | 35.2 | 35.5 | 33 | 31.2 | 36.8 | 36.6 | 37.2 | 29 | 39.1 | 37.1 | 33.9 | 30.4 | 39.4 | 31.2 | 21.1 | 32.2 | 32.1 | 39.8 | 31.1 | 33.4 | 32.1 | 32.6 | 0
2176 | 34.3 | 29.2 | 36.7 | 36 | 39.5 | 36.8 | 31.8 | 36.3 | 34.2 | 31.6 | 28.7 | 35.2 | 39.4 | 34.6 | 38 | 30 | 22.4 | 31.7 | 23.9 | 33.6 | 29.1 | 32.2 | 25.9 | 33 | 32 | 36.4 | 38.8 | 37.4 | 33.7 | 32.8 | 22.6 | 32.4 | 39.1 | 34.8 | 35.2 | 29.4 | 31.9 | 34.7 | 33.7 | 32.4 | 31.2 | 36.3 | 36.2 | 37.5 | 28.6 | 39.2 | 36.9 | 33.6 | 31.4 | 38.8 | 31.2 | 20.2 | 31.7 | 32.1 | 40.1 | 29.9 | 33.4 | 32 | 31.5 | 0
2177 | 34.4 | 28.6 | 36.3 | 35.6 | 36.9 | 37 | 30.1 | 37 | 31.3 | 31.2 | 28.6 | 34.6 | 39 | 33.4 | 37.8 | 29.5 | 22 | 30.7 | 23 | 32.6 | 28.1 | 31.7 | 24.8 | 32.6 | 31.5 | 36.2 | 38.5 | 36.4 | 32.6 | 33.4 | 22 | 31.4 | 39.1 | 34.4 | 34.2 | 28.9 | 31.2 | 34.1 | 32.4 | 31.9 | 30.7 | 35 | 35.2 | 37.7 | 28.3 | 37.6 | 36.2 | 32.6 | 32 | 38.6 | 30.4 | 18 | 30.4 | 31.8 | 39.5 | 28 | 33.3 | 31.5 | 30.4 | 0
2178 | 34.3 | 27.3 | 35 | 34.1 | 35 | 36.5 | 29.3 | 36.9 | 29.8 | 30.6 | 28.6 | 33 | 37.7 | 31.5 | 36.7 | 27.2 | 21.6 | 29.5 | 22.8 | 31.1 | 26.8 | 28.7 | 23.1 | 31.7 | 30.8 | 36.1 | 37.7 | 34.3 | 31 | 32 | 20.4 | 29.4 | 38.5 | 33.1 | 32.2 | 28.1 | 30.1 | 34 | 31.1 | 30.4 | 29.7 | 32.8 | 33 | 37.9 | 27.7 | 35.7 | 35.4 | 30.9 | 33.4 | 38 | 27.1 | 15.5 | 29.8 | 31.1 | 36.3 | 26.9 | 33.5 | 30.4 | 29.6 | 0
2179 | 32.7 | 24 | 32.8 | 32.6 | 37.9 | 31.2 | 28.6 | 34.8 | 28.8 | 29.5 | 27.9 | 32.1 | 36.1 | 30.6 | 35.3 | 25.1 | 21.2 | 27.7 | 22.6 | 28.7 | 25.6 | 26.3 | 21.8 | 30.5 | 29.5 | 35.2 | 36.8 | 32.7 | 29.4 | 30.1 | 19.2 | 26.9 | 37.5 | 31.5 | 30.3 | 27.5 | 29.3 | 31.3 | 29.9 | 28.6 | 29.2 | 30.1 | 30.9 | 35.2 | 26.6 | 32.4 | 34.3 | 28.9 | 33.1 | 35.9 | 23.5 | 12.4 | 28.6 | 30.6 | 34.3 | 25.4 | 32 | 29.6 | 29 | 0
2180 | 30.8 | 20.2 | 29.6 | 30.6 | 31.4 | 29.2 | 27.8 | 33 | 28.2 | 28 | 26.8 | 30.8 | 33.6 | 30.2 | 33.4 | 23.1 | 20.8 | 26 | 22.8 | 26.4 | 24.2 | 26.2 | 20.2 | 28.8 | 28 | 33.3 | 35.8 | 30.8 | 28 | 27.6 | 17.6 | 25.9 | 35.9 | 29.8 | 29 | 27.2 | 28.4 | 29.2 | 29.8 | 26.8 | 28.7 | 27.4 | 28.6 | 32.6 | 26.3 | 29.6 | 33.2 | 27.2 | 32 | 33.9 | 19.4 | 10 | 28 | 30.6 | 33.1 | 24.4 | 28.5 | 28.6 | 28.6 | 0
2181 | 30 | 17.3 | 29.9 | 29.2 | 29.4 | 27.4 | 27.4 | 31.9 | 27.8 | 26.6 | 25.4 | 30.6 | 31.4 | 29.8 | 33.4 | 21.7 | 20.4 | 24.2 | 22.5 | 24.2 | 23.1 | 26.2 | 19.5 | 27 | 26.6 | 31.4 | 35.3 | 30 | 26.9 | 26.4 | 17.2 | 24.8 | 35.3 | 28.8 | 27.7 | 26.8 | 28.1 | 28.2 | 29.2 | 26.4 | 28.7 | 25.4 | 27.2 | 30.9 | 25.7 | 26.8 | 32 | 26.2 | 28.6 | 32.2 | 17.5 | 8.1 | 26.7 | 29.9 | 32.3 | 22.7 | 26.7 | 28.4 | 28.2 | 0
2182 | 28.4 | 15.5 | 27.2 | 27.8 | 28 | 25.8 | 26.8 | 30 | 27.6 | 25.6 | 24.5 | 29.8 | 29.3 | 29.8 | 32.9 | 21.2 | 20.2 | 23.2 | 22.3 | 23.1 | 21.9 | 26.2 | 18.7 | 25.1 | 26 | 30.1 | 34.8 | 29.1 | 26.1 | 25.6 | 16.7 | 23.9 | 33.9 | 28.3 | 26.3 | 26.9 | 27.9 | 27.1 | 29 | 25.8 | 28.2 | 24.2 | 25.9 | 29.4 | 25.5 | 26.1 | 31.1 | 25.8 | 25.4 | 31.7 | 16.6 | 7.7 | 26.1 | 29.6 | 31.9 | 21.5 | 25 | 28.2 | 28.1 | 0
2183 | 27.7 | 14.3 | 28.6 | 27.2 | 27.7 | 24.6 | 25.9 | 28.6 | 27.3 | 25 | 24.4 | 29.6 | 28.2 | 29.7 | 29 | 20.1 | 20.2 | 23 | 21.6 | 22.6 | 21.3 | 25.7 | 18.4 | 23.6 | 24.4 | 29.1 | 34.3 | 28.6 | 25.4 | 26 | 17.2 | 23 | 33.3 | 28.4 | 25 | 26.9 | 28 | 25.9 | 28.8 | 24.4 | 28 | 23.6 | 24.7 | 27.6 | 24.7 | 26.2 | 30.4 | 25.8 | 21.6 | 29.7 | 17.6 | 7.8 | 25.4 | 29.6 | 31.7 | 20 | 23.7 | 27.7 | 27.8 | 0
2184 | 26.7 | 13.3 | 28.2 | 26.3 | 27.5 | 23.5 | 25.2 | 29.6 | 27 | 24.5 | 25.3 | 28.3 | 27.6 | 29.3 | 27.6 | 19.2 | 20.4 | 23 | 21.3 | 22.7 | 19.9 | 25.4 | 17.6 | 22.3 | 23.8 | 28.4 | 32.7 | 27.1 | 24.4 | 25.6 | 17.1 | 22.9 | 32.8 | 28.3 | 24.2 | 26.7 | 27.7 | 26.5 | 28.4 | 23.4 | 27.2 | 23 | 22.7 | 26.9 | 24.2 | 27.7 | 30 | 25.7 | 19.5 | 29 | 18.2 | 8.7 | 25.8 | 29 | 31.2 | 19.4 | 23.2 | 26.9 | 27.6 | 0
2185 | 25.3 | 13.2 | 27.9 | 25.9 | 27 | 23.8 | 24.8 | 29 | 26.9 | 24.4 | 26.5 | 27.6 | 27.9 | 29.3 | 26.5 | 20 | 20.8 | 22 | 20.7 | 22.3 | 19.2 | 24.8 | 17.2 | 21.6 | 25.1 | 28 | 32.3 | 25.8 | 23.3 | 25.4 | 17.7 | 22.4 | 32.6 | 28 | 23.7 | 26.7 | 27.4 | 25.5 | 28.4 | 23.6 | 27.2 | 22.1 | 20.4 | 26.4 | 24.2 | 28.2 | 29.3 | 25.3 | 17.2 | 28.6 | 19.2 | 8.9 | 25.7 | 28.8 | 30.8 | 18.5 | 22.2 | 26.7 | 27.1 | 0
2186 | 24.6 | 12.2 | 27.1 | 25 | 26.4 | 26.1 | 24 | 27.3 | 26.5 | 24.4 | 27.4 | 26.4 | 28 | 29.3 | 25.8 | 20 | 21 | 21 | 20.4 | 21.4 | 18 | 24.2 | 16.4 | 21 | 24.6 | 27.1 | 32.3 | 24 | 22 | 24 | 17.6 | 22.4 | 31 | 26.8 | 23.2 | 26.4 | 26.6 | 24.9 | 28.4 | 23.9 | 27.2 | 20.6 | 17.8 | 26 | 23.9 | 28 | 28.4 | 24.4 | 16 | 28 | 19 | 8.8 | 26 | 28.6 | 30.5 | 18.2 | 21.5 | 26.2 | 26.6 | 0
2187 | 23.8 | 11.3 | 25.7 | 24.5 | 24.9 | 26.3 | 23.5 | 26.6 | 26.5 | 24.1 | 27.2 | 26.4 | 28.2 | 29.2 | 25.1 | 17 | 21 | 21 | 19.8 | 19.6 | 17.3 | 23.7 | 16.2 | 20.7 | 24.1 | 25.2 | 31.5 | 23.2 | 21.1 | 23.1 | 18.2 | 22.9 | 31.4 | 25.3 | 22.5 | 25.5 | 26 | 24.4 | 28.2 | 23.8 | 26.7 | 19 | 16.1 | 25.5 | 23.6 | 25.7 | 27.1 | 23.5 | 13.9 | 26.8 | 19.3 | 8 | 25.2 | 27.6 | 29.8 | 17.3 | 21 | 26.6 | 25.9 | 0
2188 | 23.2 | 11.2 | 22.6 | 23.5 | 24.3 | 23.2 | 23.4 | 25.2 | 26.5 | 23.6 | 26.3 | 26 | 27.4 | 29.1 | 24.5 | 17.6 | 20.8 | 20.7 | 19.7 | 18.3 | 16.9 | 23.4 | 15.7 | 20.3 | 23.1 | 25.4 | 30.3 | 22.4 | 20.8 | 21.8 | 18.2 | 22.6 | 30.8 | 23.5 | 22.4 | 25.5 | 25.4 | 24.4 | 27.8 | 22.6 | 26.2 | 17.8 | 15.3 | 24.8 | 23.6 | 23.7 | 25.9 | 22.8 | 13 | 26 | 19.1 | 8.1 | 24.8 | 27.6 | 29.2 | 17.2 | 21 | 27.1 | 25.7 | 0
2189 | 23.3 | 9.8 | 21.9 | 22 | 24.2 | 21.3 | 23.2 | 24.1 | 26.6 | 23.2 | 20.4 | 25.6 | 22.4 | 28.8 | 24.3 | 19.9 | 19.4 | 20 | 19.2 | 16.8 | 16.9 | 23.4 | 17.8 | 18.8 | 21.7 | 25.4 | 26 | 26.6 | 22.2 | 23 | 16.6 | 23.1 | 30.7 | 24.4 | 22.4 | 25 | 24.4 | 23.7 | 27.8 | 21.6 | 25.7 | 19 | 17 | 24.1 | 23.3 | 23.6 | 25 | 22.8 | 11.4 | 25.5 | 15.6 | 7.8 | 24 | 27.5 | 28.6 | 18.2 | 20.7 | 27.1 | 26.2 | 0
2190 | 22.4 | 10.2 | 21.1 | 23.5 | 24.3 | 19.9 | 22.8 | 23.9 | 26.8 | 23.5 | 20.1 | 26.7 | 22 | 28.3 | 24.2 | 19.1 | 19.6 | 19.2 | 19 | 19.9 | 16.2 | 22.7 | 17.6 | 19 | 20.3 | 25.2 | 23.6 | 26.9 | 23.2 | 23.2 | 16.8 | 21.4 | 30.2 | 23.7 | 22.2 | 24.5 | 25.2 | 22 | 27.8 | 20.9 | 25.2 | 20.9 | 17.7 | 24 | 22.8 | 23.8 | 25.7 | 23.9 | 14.5 | 25 | 16.4 | 11.7 | 24.8 | 27.1 | 28.4 | 19.7 | 20 | 26.7 | 26.9 | 0
2191 | 22.3 | 9.3 | 20.9 | 25.8 | 24.5 | 19.7 | 22.7 | 23.8 | 26.9 | 23.5 | 19.4 | 28.4 | 22.8 | 28.4 | 24.1 | 19.8 | 19.8 | 19 | 19.2 | 23.8 | 16.1 | 23.7 | 18.3 | 20.4 | 20.6 | 24.8 | 22.5 | 28 | 25 | 24 | 17.2 | 22.4 | 29.8 | 24.1 | 22.3 | 24.5 | 26.7 | 21.4 | 27.7 | 20.4 | 25 | 24 | 19.8 | 23.7 | 22.9 | 25.9 | 26.5 | 26 | 19 | 24.9 | 18.8 | 16 | 25.8 | 27.1 | 28.3 | 21.6 | 20.2 | 26.3 | 28.1 | 0
2192 | 23.9 | 13.2 | 22.3 | 28 | 26 | 24.4 | 24.1 | 26 | 28 | 24.1 | 20 | 30.4 | 24.2 | 30 | 24.9 | 19.2 | 20.6 | 21 | 19.8 | 27.6 | 17 | 25.4 | 19.4 | 23.2 | 21.7 | 25.2 | 27.7 | 29.4 | 26.4 | 25.2 | 17.4 | 24.2 | 30.5 | 24.8 | 25 | 25 | 28.2 | 23.4 | 27.7 | 21.1 | 24.7 | 27.2 | 23 | 24 | 23.3 | 28.2 | 28 | 28.4 | 24.2 | 26.4 | 21.8 | 19.4 | 27 | 27.6 | 29.5 | 23.8 | 24 | 27 | 29.6 | 0
2193 | 27.2 | 22.7 | 28.8 | 30.3 | 28.8 | 28.9 | 26.4 | 30.9 | 30.5 | 25.5 | 20.6 | 32.3 | 27.1 | 31.7 | 27.3 | 21 | 21.1 | 25.6 | 20.9 | 30.3 | 20.5 | 29.7 | 21.5 | 26.4 | 23.4 | 30.4 | 30 | 31.8 | 28.2 | 26.6 | 18.1 | 27.8 | 32.6 | 27.1 | 28 | 27.5 | 29.8 | 27.3 | 30.2 | 24.1 | 26.3 | 30.3 | 26.8 | 27.1 | 26 | 31.7 | 29.1 | 30.6 | 27.8 | 29.9 | 25.7 | 21.3 | 28 | 29 | 31.1 | 25.7 | 28.7 | 31.1 | 31 | 0
2194 | 34.7 | 24.6 | 31.8 | 31.9 | 31.8 | 31.5 | 29.1 | 31 | 32.7 | 27.9 | 22.7 | 33.9 | 30 | 34 | 28.8 | 23.9 | 21.8 | 30 | 22.1 | 32 | 24.3 | 31.2 | 23.3 | 29.6 | 25.4 | 33.4 | 32 | 34 | 29.6 | 28 | 18.8 | 30.3 | 34.5 | 29.4 | 29.5 | 28 | 30.9 | 29.6 | 31.5 | 27.7 | 29.3 | 32.4 | 30.4 | 30.1 | 27.1 | 34.1 | 31 | 32.3 | 30.2 | 33.8 | 28.7 | 21.7 | 29.1 | 29.6 | 32.5 | 27.6 | 30 | 34.8 | 32.2 | 0
2195 | 31.5 | 26.8 | 33.1 | 33.4 | 34.6 | 34.7 | 30.4 | 32.4 | 33.3 | 31 | 24.8 | 35 | 33 | 35.7 | 31.1 | 24.5 | 22 | 31.2 | 23.4 | 32.8 | 27.3 | 33.4 | 25 | 32 | 27.3 | 35.3 | 34 | 36.4 | 31.2 | 29.2 | 19.8 | 31.8 | 36 | 32.4 | 31.2 | 29.3 | 31.8 | 31.8 | 33.4 | 30.1 | 30.9 | 34 | 33.2 | 34.1 | 28 | 36.4 | 32.8 | 33.2 | 30.8 | 36.1 | 31.2 | 21.2 | 30 | 31 | 34.9 | 29 | 31.8 | 37.6 | 33 | 0
2196 | 32.8 | 28.2 | 34.5 | 34.4 | 36.8 | 36.2 | 32.2 | 34.7 | 34.1 | 32.8 | 27.7 | 35.7 | 34.7 | 36.6 | 32.3 | 26 | 22.4 | 32.2 | 24.3 | 33.5 | 29.8 | 34.7 | 25.4 | 33.7 | 29 | 37.2 | 36 | 37.8 | 32.3 | 30.1 | 20.6 | 33.3 | 36.9 | 34.3 | 32.5 | 30 | 32.1 | 32.8 | 35.5 | 32.2 | 31.6 | 34.9 | 34.8 | 37.1 | 28.9 | 37.1 | 35.5 | 33.7 | 31.4 | 38 | 32 | 20.5 | 31 | 31.5 | 37.3 | 30.2 | 33 | 32.6 | 33.4 | 0
2197 | 33.9 | 29.3 | 35.8 | 35.7 | 38.4 | 37.8 | 32.4 | 35.9 | 34.8 | 34.6 | 29.1 | 36.2 | 35.9 | 36.8 | 34.6 | 27.4 | 22.2 | 33.2 | 25 | 34.2 | 31.4 | 36.2 | 25.3 | 34.5 | 30.3 | 38.2 | 36.6 | 38.9 | 33.6 | 30.7 | 21.3 | 33.8 | 37.9 | 36.2 | 33 | 30 | 32.3 | 34 | 35.9 | 33.4 | 32 | 35.8 | 35.6 | 38.1 | 29.2 | 38 | 37.7 | 34 | 31.6 | 38.1 | 32.4 | 20.1 | 31.6 | 32 | 38.7 | 30.7 | 33.4 | 32.6 | 33.4 | 0
2198 | 34.2 | 30 | 36.3 | 36.6 | 38.9 | 38 | 34 | 35.9 | 34.8 | 35.6 | 29.6 | 36.4 | 36 | 36.7 | 35.7 | 27.8 | 22.2 | 34 | 25.2 | 35 | 32.4 | 36.7 | 24.4 | 34.8 | 31.3 | 38.3 | 37.7 | 39 | 34.2 | 31 | 21.4 | 33.8 | 39 | 36.8 | 33.1 | 29.5 | 32.2 | 34.9 | 35.8 | 34.4 | 31.8 | 36.4 | 35.6 | 39.1 | 29.1 | 38.2 | 39.6 | 34.4 | 32.4 | 38.4 | 32 | 19.8 | 32 | 32.5 | 39.4 | 30.6 | 33.9 | 32.5 | 33 | 0
2199 | 34.7 | 30 | 36.8 | 37.5 | 38.3 | 38.2 | 34.5 | 35.8 | 33.4 | 36.2 | 27.8 | 36.3 | 36.2 | 36.1 | 36.5 | 26 | 21.7 | 34 | 25.3 | 35.3 | 32.4 | 36.2 | 23.7 | 34.4 | 32 | 38.8 | 37.8 | 39 | 34.6 | 31 | 21.3 | 39.8 | 39.1 | 37.4 | 33.5 | 29.5 | 32.1 | 35.3 | 34.5 | 34.8 | 31.4 | 36.9 | 35.5 | 41.1 | 28.8 | 39 | 39.8 | 34.7 | 32.4 | 39 | 32 | 19.3 | 31.7 | 32.4 | 39.4 | 29.5 | 34.2 | 32.6 | 32.2 | 0
2200 | 34.9 | 30.2 | 36.8 | 37.4 | 37.2 | 38.3 | 34.5 | 35.9 | 31.5 | 35.5 | 25.7 | 36 | 35.8 | 35.3 | 36.5 | 24.6 | 21.5 | 34 | 25.1 | 34.9 | 31.9 | 34.7 | 22.7 | 33.8 | 32.5 | 38.8 | 37.7 | 38.1 | 33.8 | 30.5 | 20.7 | 33.8 | 39.5 | 36.7 | 33.9 | 28.7 | 31.6 | 35 | 33 | 34.6 | 31.4 | 36.6 | 35.1 | 41.1 | 28.8 | 38.5 | 39.3 | 34.5 | 32.2 | 40 | 31.3 | 18.3 | 31 | 32 | 39.3 | 27.9 | 34.2 | 32.6 | 31.4 | 0
2201 | 34.5 | 29.5 | 36.5 | 36.6 | 35.3 | 35.7 | 33.4 | 35.8 | 31 | 33.3 | 23 | 35.2 | 35.6 | 34 | 36.6 | 22.9 | 21 | 32.6 | 24.8 | 33.8 | 30.2 | 32.2 | 22 | 32.6 | 32.8 | 38.4 | 37.7 | 37.2 | 32.6 | 29.6 | 20.2 | 32.8 | 39.5 | 35.6 | 33.6 | 28.7 | 31 | 34.7 | 31.8 | 34.4 | 30.8 | 35.4 | 34.4 | 40.6 | 27.9 | 37.4 | 37.6 | 33.6 | 30.6 | 39.1 | 30.4 | 16.8 | 30 | 31.5 | 37.7 | 26 | 34 | 32.1 | 30.4 | 0
2202 | 34.7 | 28.5 | 36.3 | 34.8 | 32 | 33.1 | 32.1 | 35.6 | 30.2 | 31.6 | 21.8 | 34.2 | 34.6 | 32.3 | 35.8 | 20.7 | 20.8 | 31.2 | 24.1 | 32.5 | 29 | 32.2 | 20.9 | 31 | 32.6 | 37.7 | 37 | 35.5 | 30.6 | 28.3 | 19.6 | 30.8 | 38.9 | 33.2 | 32.2 | 28 | 30 | 33.3 | 30.6 | 33.1 | 29.9 | 33.1 | 33.1 | 39.1 | 27.6 | 34.2 | 36.2 | 31.9 | 28.8 | 38.4 | 28.1 | 15.2 | 29.2 | 30.9 | 35.7 | 24.5 | 33.6 | 31.1 | 29.6 | 0
2203 | 33.4 | 25.3 | 33.8 | 32.9 | 32.3 | 30.6 | 30.3 | 32.9 | 29.3 | 29.8 | 20.9 | 33 | 33.6 | 31 | 34.6 | 19.9 | 20.3 | 28.2 | 23.3 | 31.2 | 27.2 | 31.7 | 20 | 28.7 | 31.7 | 37.2 | 35.7 | 34.2 | 29 | 27.1 | 19.4 | 27.3 | 37.5 | 31.1 | 30 | 27.2 | 29.1 | 30.9 | 30 | 30.1 | 29.3 | 30.5 | 31.3 | 36.7 | 26.6 | 31.2 | 34.7 | 29.7 | 26.2 | 36.8 | 25.8 | 13.9 | 28.4 | 30.1 | 34.3 | 23.4 | 32.4 | 29.9 | 29 | 0
2204 | 33.5 | 20.5 | 31.3 | 31 | 31.2 | 28.5 | 29.2 | 31.3 | 27.8 | 28.1 | 21.2 | 32 | 32 | 30.4 | 33.8 | 19.3 | 19.8 | 26 | 22.2 | 30.6 | 25.2 | 30.9 | 18.8 | 26.4 | 30 | 35.3 | 34.8 | 32.6 | 27.8 | 26 | 19.4 | 25 | 35.7 | 29 | 28.5 | 26.7 | 28.4 | 29 | 29.6 | 28.1 | 28.9 | 28 | 29 | 34.2 | 26.3 | 28 | 34 | 27.6 | 24.4 | 35.1 | 23 | 13.4 | 28 | 30 | 33.2 | 23 | 30 | 29.6 | 28.6 | 0
2205 | 28.2 | 18.6 | 29.8 | 29.9 | 30.8 | 27.2 | 28 | 30.2 | 24.6 | 26.8 | 20.9 | 31.2 | 30.8 | 30.1 | 32.7 | 18.4 | 19 | 24.2 | 21.2 | 30.3 | 24 | 30.2 | 18.2 | 24.1 | 28.3 | 34.3 | 33.7 | 31.7 | 27.7 | 25.5 | 19.7 | 24.8 | 33.9 | 28.3 | 27.5 | 26.2 | 28.2 | 28.8 | 29.5 | 26.4 | 28.9 | 26.3 | 26.8 | 32.1 | 25.7 | 26.9 | 33.1 | 26 | 22.7 | 34.6 | 21.3 | 13.5 | 27.6 | 30 | 32.4 | 22.9 | 27.6 | 29.1 | 28.3 | 0
2206 | 26.6 | 16.7 | 28.8 | 28.8 | 29.7 | 26.2 | 27.4 | 28.5 | 24.3 | 26.1 | 21.1 | 30.6 | 29.2 | 30 | 32.3 | 17.6 | 18.6 | 24 | 20.3 | 30.1 | 22.6 | 29.7 | 17.7 | 22.7 | 26.8 | 32.2 | 33.1 | 30.7 | 27.5 | 25.3 | 19.7 | 22.9 | 31.6 | 27.8 | 26.4 | 26 | 28.1 | 27.8 | 29.2 | 25.2 | 28.8 | 25.1 | 24.7 | 30.1 | 25.5 | 26.6 | 32.7 | 25.2 | 22.3 | 33.8 | 20 | 13.7 | 27.4 | 29.5 | 32.2 | 23 | 25.5 | 28.5 | 28.2 | 0
2207 | 25.5 | 16.4 | 28.8 | 28 | 28.3 | 24.8 | 26.6 | 27.7 | 24.3 | 25.4 | 20.8 | 30 | 28 | 30 | 31.8 | 16.1 | 18.4 | 23.6 | 19.8 | 29 | 21.8 | 27.4 | 17.8 | 22 | 25.5 | 30.8 | 33 | 30 | 27.4 | 25.4 | 19.4 | 23.3 | 31.1 | 28 | 25.5 | 25.6 | 28 | 26.8 | 29 | 24.4 | 28.4 | 24.4 | 23.2 | 29.4 | 24.9 | 27.7 | 31.8 | 25 | 21.8 | 32.3 | 19.6 | 13.2 | 27 | 29 | 31.8 | 22.6 | 24.4 | 28 | 28 | 0
2208 | 26.3 | 15.1 | 28.8 | 26.5 | 26.9 | 23.4 | 25.9 | 27.6 | 24.3 | 25 | 21.4 | 29.2 | 26.4 | 29.8 | 29.4 | 16 | 18.9 | 22.6 | 19.4 | 26.9 | 20.7 | 26.7 | 17.7 | 22.1 | 24.2 | 28.8 | 32 | 28.8 | 26.2 | 25.4 | 18.5 | 23.8 | 30.6 | 27.4 | 24.7 | 25.3 | 27.4 | 26.1 | 28 | 24 | 28 | 23.4 | 21.9 | 28.6 | 24.3 | 27.8 | 31.2 | 25 | 21.4 | 31.6 | 18.8 | 11.7 | 26.6 | 29 | 31.3 | 21.9 | 23.6 | 26.3 | 27.9 | 0
2209 | 25 | 13.8 | 26.2 | 24.8 | 26.2 | 23.2 | 25 | 27.8 | 24.3 | 24.6 | 21.5 | 28.2 | 25.4 | 29.8 | 28 | 15.2 | 19.4 | 21.8 | 19.4 | 23.6 | 19.9 | 26 | 18 | 22.2 | 22.7 | 29.3 | 31.5 | 27.9 | 24.7 | 25.2 | 17.5 | 24.7 | 30 | 27.1 | 24.3 | 25.2 | 26.6 | 26.1 | 28 | 23.4 | 27.9 | 22.1 | 20.8 | 27.6 | 24.4 | 27.9 | 29.7 | 24.8 | 19.4 | 31.1 | 18.3 | 9.2 | 25.7 | 28.5 | 30.8 | 20.5 | 22.5 | 26.1 | 27.5 | 0
2210 | 27.3 | 13 | 27.3 | 22.8 | 25.3 | 22.2 | 24.7 | 27.5 | 24 | 24.5 | 22.2 | 27 | 24.2 | 29.7 | 27.6 | 15.4 | 20 | 21.2 | 19.4 | 20 | 19.3 | 25.7 | 18 | 22 | 22.5 | 29 | 29.6 | 26.8 | 22.8 | 24.6 | 16.6 | 25.3 | 29.6 | 26 | 23.4 | 25.3 | 25.4 | 25.8 | 28 | 23 | 27.5 | 20.4 | 19.5 | 27.1 | 24.1 | 26.4 | 28.4 | 24.2 | 16.8 | 30.1 | 17 | 6.6 | 25 | 28 | 30.3 | 19.2 | 22 | 25.6 | 27 | 0
2211 | 27 | 12.4 | 25.9 | 21.6 | 24.8 | 22.1 | 24.4 | 25.9 | 24 | 24.1 | 21.7 | 25.9 | 23.6 | 29.3 | 27.2 | 14.9 | 19.9 | 20.6 | 19.5 | 17 | 18.4 | 25 | 18.2 | 21 | 22.5 | 28.5 | 27.9 | 26.5 | 21.8 | 23.9 | 16.3 | 25.3 | 29.5 | 25.6 | 23 | 25 | 24.6 | 24.4 | 28 | 22.6 | 27.4 | 19 | 18.3 | 26.6 | 23.6 | 25.3 | 26.6 | 23.3 | 13.3 | 29.5 | 16.2 | 5 | 24.2 | 28 | 29.6 | 18 | 21.5 | 25.2 | 26.4 | 0
2212 | 24.7 | 11.8 | 25.3 | 21.1 | 24.1 | 21.1 | 23.9 | 25.4 | 24.2 | 23.8 | 21.5 | 25.4 | 22.7 | 28.7 | 26.6 | 14.1 | 19.8 | 20 | 19.3 | 15.8 | 18.2 | 24.2 | 17.9 | 19.8 | 21.3 | 29.2 | 27 | 26.2 | 21.4 | 23.2 | 16.2 | 24.8 | 28.4 | 24.7 | 21.5 | 24.8 | 24.1 | 24.1 | 27.6 | 22.4 | 27.3 | 18.3 | 17.3 | 26.7 | 23.4 | 23.7 | 25.6 | 22.7 | 11.5 | 28.8 | 15.3 | 5.4 | 23.9 | 28 | 29.2 | 17.7 | 21.3 | 24.6 | 26.1 | 0
2213 | 22.5 | 11.2 | 23.5 | 21.8 | 23.8 | 20.8 | 23.4 | 25.3 | 24.5 | 23.7 | 19 | 27.2 | 22.6 | 28.7 | 26.4 | 13.9 | 19.4 | 20 | 18.2 | 20.2 | 18 | 23.7 | 17.6 | 22.5 | 21 | 28.8 | 26.5 | 26.4 | 21.4 | 22 | 17.4 | 24.8 | 28 | 25 | 21 | 24.3 | 26.4 | 24 | 27.5 | 22.6 | 27.3 | 19.4 | 19.4 | 25.7 | 23.2 | 21.6 | 25 | 22.4 | 18 | 28.6 | 15.8 | 11.6 | 25 | 27.6 | 28.9 | 20 | 20.4 | 24.1 | 25.4 | 0
2214 | 21.1 | 10.8 | 24.3 | 22.8 | 24.2 | 20.6 | 22.6 | 25.4 | 25.3 | 23.6 | 19.1 | 28.1 | 22.8 | 28.5 | 26.1 | 12.8 | 19.4 | 18.2 | 19 | 20.1 | 16.5 | 23.7 | 17.5 | 22.4 | 20.7 | 28.3 | 25.3 | 25.3 | 22.8 | 22.6 | 18 | 24.8 | 27.3 | 25.2 | 21.3 | 24 | 26.8 | 24 | 27.4 | 22.7 | 26.9 | 20.6 | 19.3 | 25.6 | 23.1 | 23.2 | 24.7 | 24.3 | 19.9 | 27.8 | 16.7 | 14 | 25.6 | 27.6 | 28.7 | 21.8 | 20 | 24.1 | 26.3 | 0
2215 | 21.1 | 10.5 | 22.7 | 24.8 | 24.3 | 22.6 | 22.6 | 25.4 | 25.7 | 23.6 | 19.9 | 29.6 | 24.4 | 28.6 | 25.8 | 13.9 | 19.3 | 18.2 | 20.6 | 21.4 | 16.5 | 23.9 | 17.6 | 22.9 | 20.7 | 27.3 | 25 | 25.6 | 24.9 | 23.5 | 18.4 | 25 | 27.1 | 26.2 | 21.9 | 23.8 | 27.9 | 23.9 | 27.4 | 22.4 | 26.6 | 23 | 20.8 | 24.9 | 23.3 | 26.2 | 25.9 | 26.8 | 22.7 | 27.6 | 19.6 | 16.7 | 26.3 | 27.5 | 28.8 | 23.7 | 20 | 23.8 | 27.9 | 0
2216 | 22.6 | 15.1 | 25.3 | 28 | 25.6 | 27.1 | 23.1 | 26.4 | 26.6 | 24 | 20.4 | 31.4 | 26.6 | 29.8 | 25.9 | 15.8 | 19.2 | 20.6 | 22 | 23.4 | 17.7 | 25.7 | 17.6 | 23 | 24.7 | 27.8 | 24.8 | 26 | 27.8 | 25 | 18.8 | 26.6 | 29.2 | 26.4 | 23.2 | 24.3 | 29 | 26 | 27.6 | 24.4 | 26.9 | 26.4 | 23.2 | 25.1 | 24.1 | 30 | 28 | 29.4 | 26 | 29.1 | 22 | 19.2 | 27.4 | 28 | 29.8 | 25.8 | 23 | 24.1 | 30.4 | 0
2217 | 26.5 | 22.7 | 30.2 | 30.5 | 27.9 | 30 | 26.5 | 26.6 | 29 | 25.8 | 21.9 | 33 | 29.6 | 32.1 | 28 | 21.1 | 19.2 | 28.5 | 23.7 | 26.4 | 21 | 27.9 | 18 | 24.9 | 26.8 | 29.5 | 27 | 28 | 29.8 | 26.1 | 18.9 | 28.8 | 31.2 | 27.7 | 25.3 | 27.3 | 30.5 | 28.7 | 34.9 | 25.9 | 28.5 | 29.6 | 27.2 | 28.1 | 26.2 | 33.5 | 30.8 | 31.2 | 28.6 | 32.4 | 25.6 | 20.7 | 28.2 | 29.7 | 31.5 | 27.6 | 26.6 | 27.7 | 32.5 | 0
2218 | 28 | 26.2 | 32.2 | 32.8 | 30.4 | 32.3 | 27.7 | 25.4 | 32.8 | 27.9 | 23.3 | 34.5 | 32.1 | 34.3 | 30.5 | 22.6 | 19.2 | 31.9 | 24.9 | 28.9 | 23.7 | 29.4 | 18.3 | 26.8 | 29.1 | 30.8 | 31 | 29.6 | 31.5 | 27.4 | 19.3 | 30.3 | 33 | 28 | 27.8 | 28.6 | 31.5 | 30.5 | 34.5 | 28.9 | 30 | 32.5 | 30.9 | 30.7 | 28 | 36.2 | 33.4 | 32.4 | 30.6 | 35.7 | 27.7 | 21.5 | 29.2 | 31 | 33.5 | 29.5 | 29.5 | 31.7 | 34.3 | 0
2219 | 31 | 28.9 | 34.1 | 33.8 | 32.8 | 33.8 | 29.6 | 25 | 35.8 | 30 | 25.4 | 35.6 | 34.2 | 35.9 | 32.2 | 24.7 | 19.2 | 33.2 | 26.2 | 31 | 26.2 | 33.6 | 19 | 29.8 | 31.1 | 32.3 | 34 | 31.4 | 32 | 28.4 | 19.8 | 31.8 | 34.5 | 28.8 | 30.7 | 29.6 | 32.4 | 32.1 | 33.1 | 31.4 | 30.5 | 34.4 | 34.2 | 33.2 | 29.5 | 37.8 | 35.8 | 33 | 31.6 | 37.2 | 30.2 | 21.6 | 29.8 | 32.4 | 35.4 | 31 | 31.5 | 30.5 | 35 | 0
2220 | 33.1 | 30.5 | 35.4 | 34.8 | 34.4 | 36 | 30.8 | 28.8 | 37.2 | 31.9 | 26.9 | 36.6 | 35.1 | 37.4 | 33 | 27.1 | 19.3 | 34.2 | 27 | 31.9 | 28.3 | 34.9 | 19.4 | 31.6 | 33 | 33.6 | 35.2 | 31.7 | 32.6 | 29.8 | 20.7 | 33.3 | 37 | 28.2 | 32.8 | 29.7 | 32.5 | 33.2 | 35 | 32.7 | 31 | 36.1 | 35.6 | 35.6 | 30.1 | 38.7 | 37.6 | 33.8 | 32.5 | 39.1 | 31 | 21.9 | 30.6 | 32.6 | 36.5 | 32.2 | 33.5 | 30.5 | 35.1 | 0
2221 | 34.6 | 31.6 | 36.3 | 35.2 | 35.1 | 36.8 | 32.7 | 31.5 | 37.4 | 32.7 | 28.6 | 37.2 | 35.6 | 38.1 | 34 | 28 | 19.3 | 34.7 | 28.4 | 32.6 | 29.2 | 35.4 | 19.9 | 33.6 | 34.1 | 34.5 | 36.5 | 32.2 | 32.7 | 30.7 | 21.3 | 33.8 | 38.6 | 28.6 | 33.8 | 29.7 | 32.7 | 34.2 | 35 | 33.9 | 31 | 37.3 | 36.2 | 38 | 30.5 | 39.4 | 38.9 | 34.5 | 33 | 39.7 | 32.5 | 22 | 30.9 | 32.6 | 37.6 | 32.6 | 34 | 31.3 | 34.3 | 0
2222 | 35.3 | 32 | 36.4 | 36 | 35.9 | 37.8 | 34.1 | 33 | 37.8 | 34.7 | 29.5 | 37.6 | 35.6 | 36.2 | 35.5 | 28.6 | 19.4 | 35.2 | 29.4 | 32.8 | 30.2 | 35.9 | 20 | 34 | 34.7 | 35.3 | 36.5 | 32 | 33.2 | 31.6 | 21.6 | 34 | 39.3 | 28.6 | 34.3 | 29.9 | 32.4 | 35.1 | 34.8 | 34.6 | 31.5 | 38.4 | 35.6 | 38.6 | 30.6 | 40 | 39.8 | 35.4 | 33.6 | 40.8 | 33 | 22.2 | 31.2 | 32.2 | 38.4 | 32.2 | 34.3 | 31 | 33.4 | 0
2223 | 35.3 | 32.5 | 37.2 | 36.2 | 35.8 | 36.3 | 33.9 | 34 | 35.4 | 35.9 | 30.6 | 37.5 | 35.8 | 35.7 | 36 | 29.6 | 19.5 | 35.4 | 30.5 | 33.3 | 30.3 | 36.4 | 20.2 | 34.7 | 34.7 | 35.3 | 37.9 | 32.9 | 33 | 31.4 | 21.1 | 34 | 40 | 30.2 | 34.4 | 30.1 | 32.4 | 35.6 | 34.4 | 35.5 | 31.5 | 38.8 | 35.3 | 39.1 | 30.5 | 40.3 | 40.2 | 35.7 | 33.6 | 40.7 | 34.1 | 21.7 | 30.8 | 32.2 | 39 | 30.9 | 34.2 | 31.4 | 32.1 | 0
2224 | 35.2 | 32.2 | 37.1 | 36.6 | 35.6 | 34.8 | 34.1 | 34.1 | 34.3 | 36.2 | 30.5 | 36.9 | 35.7 | 35.1 | 34.8 | 28.6 | 19.7 | 35.4 | 30.4 | 33.2 | 30.4 | 35.9 | 20.1 | 33.8 | 35 | 35.3 | 38 | 33 | 32.8 | 30.9 | 20.3 | 33.7 | 40 | 31 | 34.4 | 29.6 | 31.9 | 35.5 | 33.3 | 35.4 | 31 | 38.5 | 34.3 | 39.4 | 30.5 | 39.9 | 39.8 | 35.5 | 33.1 | 39.2 | 32.9 | 20.8 | 30.2 | 31.5 | 38.1 | 29.2 | 34.2 | 31.1 | 31.2 | 0
2225 | 35.1 | 32.2 | 36.7 | 35.8 | 34.9 | 32.8 | 32.6 | 34 | 32.8 | 35.9 | 30.4 | 35.8 | 35.4 | 33.8 | 34.6 | 28.1 | 19.8 | 34.2 | 29.4 | 32.6 | 30.1 | 35.4 | 20 | 33.2 | 34.6 | 35.1 | 37.7 | 33.4 | 31.8 | 29.4 | 19.2 | 32.8 | 39.6 | 32 | 33.6 | 29.5 | 31.4 | 34.8 | 32.1 | 34.9 | 30.6 | 37 | 33.6 | 39.4 | 30 | 38.2 | 38.6 | 34.2 | 31.6 | 39 | 31 | 19.2 | 29.3 | 31.5 | 38 | 27.4 | 34.2 | 31.1 | 30.2 | 0
2226 | 35 | 30.4 | 36.6 | 34.7 | 33.4 | 29.3 | 31.6 | 33.6 | 32.1 | 33.7 | 29.2 | 34.5 | 34.1 | 32.2 | 31.8 | 26.7 | 19.9 | 32 | 26.9 | 30.5 | 28.3 | 33.9 | 19.6 | 31.2 | 34.2 | 34.3 | 37.7 | 32.1 | 30.9 | 28 | 18.5 | 31.3 | 39.1 | 30.8 | 32.2 | 29 | 30.3 | 34 | 30.8 | 33.6 | 30.1 | 34.7 | 31.8 | 38.6 | 28.8 | 35.4 | 36.5 | 32.5 | 29.6 | 38.5 | 26.5 | 17.7 | 28.6 | 30.4 | 32.5 | 26.1 | 33.5 | 29.8 | 29.7 | 0
2227 | 34.4 | 27.1 | 33.5 | 32.3 | 31.6 | 26.4 | 30.3 | 32.2 | 31.3 | 31.5 | 28.5 | 33.1 | 32.3 | 31.5 | 31.2 | 24.7 | 19.9 | 28.7 | 24.2 | 27.8 | 26.1 | 32.4 | 19.5 | 29.9 | 37.6 | 33.3 | 34.4 | 31 | 29.4 | 26.4 | 18 | 29.8 | 36.9 | 29.5 | 29.2 | 27.6 | 29.4 | 27.5 | 29.8 | 31.7 | 29.4 | 31.5 | 29.8 | 34.6 | 27.8 | 32 | 34.3 | 30.5 | 27.1 | 37 | 22.8 | 16.4 | 27.8 | 29.6 | 32 | 25.3 | 31 | 28.6 | 29.1 | 0
2228 | 32 | 23.4 | 31.1 | 30 | 29.1 | 25.8 | 29 | 30 | 30.3 | 29.1 | 27.4 | 32 | 30 | 31.2 | 30.9 | 22.4 | 19.8 | 26.6 | 21.6 | 24.6 | 24.6 | 31.4 | 19.4 | 28.2 | 29.1 | 31.8 | 30.7 | 29 | 28.4 | 25.4 | 18 | 28.8 | 34.4 | 27 | 26.7 | 26.7 | 28.4 | 25.4 | 29.2 | 30.5 | 29 | 28.6 | 27 | 32.2 | 27.5 | 28.8 | 32.4 | 29 | 25 | 35.3 | 19.4 | 15.8 | 27.4 | 29.4 | 30 | 24.8 | 28.5 | 27.7 | 28.8 | 0
2229 | 30 | 18.9 | 30.6 | 27.4 | 28.1 | 25.3 | 28 | 28.5 | 29.1 | 27.2 | 27.1 | 31.2 | 28.1 | 30.8 | 28.6 | 22 | 19.6 | 24.9 | 20.3 | 22.4 | 23.6 | 30.2 | 19.6 | 27.7 | 28.1 | 31.1 | 26.6 | 28.4 | 27.4 | 24.5 | 17.9 | 27.8 | 32.5 | 25.9 | 25.5 | 26.4 | 28.1 | 25.4 | 29 | 29.6 | 29 | 26.2 | 24.9 | 30.1 | 27 | 26.6 | 31.4 | 27.9 | 23.3 | 34.9 | 19.2 | 15.6 | 26.8 | 28.7 | 29.8 | 24.2 | 26.3 | 27 | 28.4 | 0
2230 | 28.4 | 18.2 | 30 | 26 | 26.9 | 25.2 | 26.7 | 27.5 | 28.4 | 26.1 | 26.2 | 30.7 | 26.5 | 30.7 | 27.1 | 20.8 | 19.4 | 23.4 | 19.7 | 21 | 22.4 | 35.4 | 19.5 | 26.3 | 26 | 29.3 | 28 | 27.7 | 27.2 | 24.4 | 17.9 | 26.8 | 31.7 | 24.4 | 25 | 25.7 | 27.9 | 25.3 | 29 | 27.2 | 28.7 | 25 | 22.8 | 29.5 | 26.9 | 25.8 | 31.2 | 27.5 | 22.6 | 34.4 | 19.6 | 15.8 | 26.7 | 28.6 | 29.8 | 23.3 | 25 | 26.5 | 28.4 | 0
2231 | 27.9 | 17.3 | 29.7 | 25.2 | 25.4 | 24.2 | 25.9 | 28.5 | 28.3 | 25.4 | 25.4 | 30.4 | 25.8 | 30.7 | 26.6 | 19.8 | 19.2 | 23 | 20 | 21 | 21.7 | 28.4 | 19.4 | 25.4 | 25 | 27.9 | 27.8 | 28.2 | 27 | 24.4 | 17.6 | 26.3 | 31.3 | 24.2 | 23.8 | 25.4 | 28 | 25.3 | 28.5 | 26.2 | 28.5 | 24.6 | 21.8 | 28.5 | 26.6 | 26 | 31.7 | 27.2 | 22.2 | 33.7 | 21.4 | 15.6 | 26.4 | 28.2 | 29.7 | 22 | 24.4 | 26.3 | 28.4 | 0
2232 | 27.6 | 15.7 | 29.1 | 25.7 | 25 | 23.2 | 24.5 | 27.4 | 28 | 25 | 23.5 | 30.1 | 25.3 | 30.5 | 26.1 | 19.6 | 19.1 | 22.2 | 19.8 | 21.3 | 21 | 25.4 | 18.8 | 23.1 | 24.9 | 26.4 | 26.8 | 27.9 | 27.1 | 24.8 | 17.5 | 25.8 | 30.8 | 23.1 | 22.4 | 24.5 | 27.6 | 25 | 27.7 | 26.7 | 28.5 | 24.8 | 20.8 | 27.1 | 26.1 | 26.4 | 31.9 | 26.8 | 22.2 | 33.3 | 21.1 | 15 | 26.5 | 27.6 | 29.4 | 20.6 | 23.4 | 26.2 | 28.6 | 0
2233 | 27.5 | 15.2 | 28.2 | 25.6 | 24.8 | 22.6 | 23.9 | 26 | 27.8 | 24.6 | 21.7 | 29.4 | 25 | 30.4 | 26 | 19 | 19.1 | 21.4 | 19.5 | 22.1 | 20.2 | 27.1 | 18.2 | 21.8 | 24.9 | 25.8 | 24.7 | 28.2 | 26.4 | 24.6 | 17.1 | 26 | 30.4 | 23 | 21.8 | 23.7 | 27.3 | 24.5 | 27.5 | 26.7 | 28.1 | 24.4 | 20.7 | 26.7 | 25.8 | 26.1 | 31.6 | 25.6 | 21.5 | 33 | 20.4 | 13.5 | 26.2 | 27.6 | 29 | 19.2 | 22.4 | 26 | 28.3 | 0
2234 | 25.9 | 15.9 | 27.5 | 25.4 | 23.6 | 22.3 | 23.6 | 25 | 27.8 | 24 | 19.8 | 28.6 | 24.4 | 30.3 | 26 | 17.9 | 19.2 | 20.7 | 18.6 | 22 | 19.3 | 26.4 | 17.6 | 20.4 | 25.6 | 25.8 | 24.2 | 27.6 | 25.2 | 24.2 | 17 | 25.8 | 29.8 | 22.4 | 21.3 | 22.9 | 26.6 | 23.7 | 27.5 | 26.9 | 27.9 | 23.4 | 20.2 | 26.1 | 25.2 | 25 | 30.2 | 24.2 | 20.4 | 32.2 | 17.8 | 12 | 26 | 27.6 | 29 | 18.4 | 21.7 | 25.3 | 27.8 | 0
2235 | 24.5 | 14.8 | 25 | 23.9 | 22.5 | 22.3 | 23.2 | 24.4 | 27.8 | 23.9 | 19.1 | 27.6 | 23.8 | 30 | 26 | 17.9 | 19.3 | 20.4 | 18.1 | 21.7 | 18.6 | 25.8 | 17.5 | 20.9 | 24.1 | 24.6 | 24.2 | 27.7 | 23.2 | 23.1 | 16.8 | 25.8 | 28.7 | 23.3 | 20 | 22.1 | 26.3 | 23 | 27.4 | 27.1 | 27.5 | 21.6 | 20.2 | 25.6 | 24.9 | 23.2 | 28.3 | 22.6 | 18.8 | 31.7 | 16.4 | 10.6 | 25.4 | 27.2 | 29.2 | 18.1 | 21.5 | 24.8 | 26.6 | 0
2236 | 24.2 | 13.9 | 23.9 | 22.7 | 22 | 22 | 22.6 | 24 | 27.8 | 23.7 | 18.6 | 27.1 | 22.9 | 29.8 | 25.1 | 17.9 | 19.4 | 19.7 | 17.7 | 20.7 | 18.4 | 25 | 17.4 | 21.3 | 23.8 | 24.3 | 24.4 | 26.7 | 21.9 | 22.5 | 17.1 | 26.1 | 27.8 | 23.7 | 19.4 | 22 | 26 | 23 | 27 | 26.4 | 27.5 | 20.1 | 19.5 | 25.3 | 24.5 | 21.8 | 26.3 | 22 | 17.9 | 30.9 | 15 | 10.5 | 25.2 | 27 | 29.2 | 18.8 | 20.5 | 24.4 | 25.8 | 0
2237 | 22.7 | 13.1 | 23.4 | 20.2 | 22.4 | 21.5 | 21.8 | 23.4 | 27.3 | 23.8 | 21.8 | 26 | 17.4 | 29.5 | 24.5 | 17.7 | 19.2 | 19.2 | 15.2 | 19.2 | 17.7 | 24.4 | 18.4 | 21.8 | 23.1 | 23.5 | 24.4 | 24.8 | 20 | 23 | 17.6 | 25.8 | 27.6 | 20.6 | 19.3 | 22 | 26.6 | 22.7 | 27 | 26.3 | 27.1 | 19.4 | 17.4 | 25 | 24.2 | 24.4 | 27 | 25.4 | 17.2 | 30.2 | 14.4 | 14 | 25 | 26.7 | 29.1 | 19.4 | 20.4 | 23.5 | 26.2 | 0
2238 | 22.1 | 12.4 | 22.2 | 21.3 | 22.5 | 21.5 | 21.3 | 23 | 26.8 | 24.2 | 22.6 | 27.1 | 17.8 | 29.2 | 24.2 | 17.1 | 19.2 | 18.7 | 18.8 | 19.6 | 17.6 | 24 | 19.2 | 22.4 | 21.7 | 22.8 | 24 | 25.6 | 21.7 | 23.6 | 18.4 | 25.6 | 26.5 | 20.4 | 18.9 | 22.3 | 26.1 | 22.1 | 26.6 | 25.5 | 27.1 | 21.3 | 18 | 24.6 | 23.9 | 25.9 | 26.9 | 26.4 | 19.4 | 29.3 | 16.4 | 15.9 | 25.7 | 26.6 | 28.9 | 20.5 | 19.5 | 23.4 | 27 | 0
2239 | 21.8 | 11.6 | 21.6 | 23.4 | 21.9 | 22 | 21.3 | 22.2 | 27.3 | 23.7 | 23.9 | 29.2 | 19.4 | 29.2 | 24.2 | 15.9 | 19.3 | 18.5 | 22.7 | 20.2 | 17.7 | 23.4 | 19.6 | 23.6 | 21.5 | 22.7 | 23.7 | 26.8 | 24.3 | 24.4 | 19.7 | 26.1 | 26.6 | 21.6 | 19.1 | 22.8 | 26.1 | 21.8 | 26.6 | 25.1 | 27.1 | 24.9 | 20 | 24.6 | 23.8 | 28.3 | 27.7 | 27.8 | 22.4 | 29.2 | 19.7 | 18.4 | 26.3 | 26.6 | 29 | 22 | 19.6 | 23.8 | 28.2 | 0
2240 | 23.4 | 16.4 | 25.2 | 26.4 | 24.3 | 24.7 | 22.4 | 24 | 29.3 | 24.3 | 25.7 | 31.4 | 22 | 30 | 25.8 | 19 | 19.4 | 21.4 | 27.2 | 21.8 | 18.6 | 25.4 | 20 | 25.2 | 25.6 | 25 | 24.2 | 28.4 | 27 | 25.4 | 21 | 27.7 | 28.9 | 23.6 | 22.3 | 24 | 26.8 | 24.7 | 27.5 | 24.7 | 27.5 | 28.2 | 22.4 | 24.6 | 24.6 | 31.4 | 28.6 | 29.8 | 26.2 | 29.5 | 23.6 | 20.6 | 27.5 | 26.8 | 29.7 | 24 | 22 | 24.5 | 30 | 0
2241 | 28.1 | 23.2 | 29.7 | 29.3 | 29.8 | 28.5 | 25.7 | 27.7 | 31.5 | 26.5 | 27.5 | 33.6 | 25.3 | 32 | 28.1 | 22.9 | 20.1 | 27 | 29.2 | 23.1 | 22.2 | 28.9 | 19.8 | 27.2 | 28.3 | 25.8 | 27.2 | 30.3 | 29.4 | 26.2 | 22.4 | 29.8 | 31.2 | 26.2 | 25.6 | 26.9 | 28.2 | 28.8 | 30.2 | 25.4 | 28.7 | 32.3 | 26 | 27.5 | 27 | 34 | 30.6 | 31.5 | 28.7 | 31.3 | 27.1 | 22.2 | 28.2 | 28.6 | 30 | 25.7 | 28.1 | 27.5 | 31.3 | 0
2242 | 31 | 26.8 | 31.2 | 32 | 32.7 | 32.2 | 27.9 | 30.5 | 33 | 31.7 | 29.1 | 34.9 | 28.6 | 34.5 | 25.8 | 24.9 | 20.8 | 30.8 | 30.5 | 25.1 | 25.4 | 30.4 | 20 | 29 | 30.4 | 27.2 | 32.2 | 32.3 | 30.9 | 27.3 | 23.4 | 31.7 | 33 | 28.6 | 28.6 | 29 | 30 | 31.8 | 32.4 | 27.6 | 29.4 | 35.2 | 29.2 | 30.5 | 29.2 | 36.2 | 32.6 | 33.1 | 30.7 | 33 | 29.8 | 22.6 | 29.3 | 30.2 | 31 | 27.2 | 30.5 | 29.6 | 32.6 | 0
2243 | 33.2 | 29.1 | 33.2 | 34 | 34.3 | 33.1 | 30.5 | 31.9 | 34.7 | 34.6 | 30.4 | 35.8 | 31.4 | 35.9 | 31.7 | 27.4 | 22 | 33 | 30 | 26.6 | 28.7 | 33 | 20.4 | 30.8 | 31.8 | 29.4 | 35 | 34.2 | 31.8 | 28.4 | 24 | 33.3 | 34.6 | 30.4 | 30.8 | 30.5 | 31.8 | 32.6 | 33.9 | 29.4 | 31 | 37.8 | 32.4 | 32.5 | 29.7 | 37.6 | 35.2 | 34 | 31.2 | 35.5 | 31.6 | 22.4 | 30 | 31.5 | 33 | 28.2 | 33 | 30 | 33.2 | 0
2244 | 34.1 | 30.4 | 34.2 | 35.6 | 35.7 | 35.1 | 32.7 | 33.4 | 35.5 | 36.6 | 31.4 | 36.1 | 33.3 | 37 | 33.6 | 28.9 | 22.8 | 34 | 30.6 | 28.7 | 31.1 | 33.9 | 21.7 | 32.2 | 34.4 | 31.9 | 37.8 | 35.7 | 32.3 | 29.9 | 24 | 35.3 | 36.1 | 31.4 | 33 | 31.8 | 33.1 | 34.3 | 34.7 | 29.4 | 32.6 | 38.7 | 34.1 | 34.5 | 30.1 | 38.9 | 37 | 34.7 | 32 | 37.2 | 32.7 | 21.7 | 31.2 | 32.5 | 34 | 29 | 33.6 | 28.9 | 33.8 | 0
2245 | 35.1 | 32.5 | 35.2 | 36.7 | 36 | 36.3 | 33.6 | 34 | 36.3 | 37.8 | 32.2 | 36.6 | 34.5 | 37.2 | 34.3 | 29.8 | 23.6 | 34.8 | 30.7 | 29.7 | 32.6 | 34.9 | 23.1 | 33.3 | 36.5 | 33.5 | 38.2 | 36.4 | 32.7 | 31.3 | 23.7 | 36.2 | 37.7 | 32 | 33.8 | 31.3 | 33.7 | 35.3 | 35.1 | 30.1 | 33 | 39.6 | 35.5 | 36 | 32 | 39.6 | 38.9 | 34.9 | 32.1 | 38.5 | 33.5 | 21.3 | 31.8 | 32.3 | 34.9 | 29.4 | 34.6 | 30.2 | 33.7 | 0
2246 | 36 | 33 | 35.7 | 37.6 | 36.7 | 36.6 | 34.2 | 35.6 | 36.1 | 38.5 | 32.8 | 37 | 35 | 35.3 | 35.2 | 30.2 | 23.8 | 35 | 31.8 | 30.6 | 33.4 | 35.3 | 24.6 | 34 | 36.6 | 34.1 | 39.2 | 36.2 | 33.2 | 32.4 | 23.2 | 35.8 | 38.7 | 32.2 | 34.4 | 31 | 33.4 | 35.6 | 35.1 | 30.2 | 32.6 | 39.4 | 35.6 | 38 | 32 | 40.4 | 39.6 | 35 | 32.8 | 39.3 | 34 | 21 | 32.4 | 32.5 | 36.9 | 29.4 | 34.7 | 31 | 33.6 | 0
2247 | 36 | 33.3 | 36.2 | 38.1 | 36.7 | 36.9 | 34.1 | 35.6 | 35.8 | 39 | 33.1 | 37.6 | 35.2 | 34.2 | 35.7 | 30.4 | 23.9 | 35 | 31.4 | 29.9 | 33.2 | 35.5 | 25.2 | 34.3 | 36.9 | 34.4 | 39.7 | 35.2 | 33.6 | 32.6 | 22.8 | 35.8 | 38.4 | 32.4 | 34.7 | 30.8 | 32.6 | 35.7 | 34.7 | 30.8 | 32.4 | 39.5 | 35.8 | 39 | 32.1 | 40.4 | 40.1 | 34.7 | 32.6 | 39.5 | 34 | 21 | 31.9 | 32.2 | 37.5 | 28.8 | 35.1 | 30.6 | 32.8 | 0
2248 | 36.1 | 33.2 | 36 | 38.2 | 36.5 | 36.7 | 33.8 | 35.6 | 34 | 39.5 | 33.2 | 37.4 | 34.8 | 33 | 35.8 | 30.1 | 23.4 | 35 | 30.7 | 29.2 | 32 | 35.5 | 25.2 | 33.8 | 36 | 34.4 | 39.7 | 33.7 | 33.3 | 31.9 | 22.3 | 35.3 | 39 | 32.3 | 34.8 | 30.5 | 31.5 | 36.3 | 33.5 | 30.7 | 32.2 | 38.2 | 34.8 | 39 | 31.1 | 40 | 39.4 | 34.2 | 32.6 | 39.6 | 33 | 20.5 | 31.4 | 32 | 37.6 | 27.8 | 35.1 | 30.6 | 32 | 0
2249 | 35.9 | 32.3 | 36 | 37.4 | 35.7 | 35.8 | 33 | 35.5 | 31.5 | 38.8 | 32.8 | 36.6 | 34 | 32 | 36.1 | 29.4 | 23 | 35 | 28.2 | 27.6 | 31 | 34.9 | 24.4 | 32.8 | 35.9 | 34.3 | 39.7 | 32 | 32.2 | 30.4 | 21.8 | 34.8 | 38.8 | 31.8 | 34.6 | 30.3 | 30.4 | 35.1 | 32.3 | 30.3 | 31.7 | 36.6 | 33.8 | 39 | 30.9 | 38.7 | 38.4 | 33.2 | 31.4 | 39.2 | 31 | 19.6 | 30.3 | 31.1 | 37.5 | 26.4 | 35.1 | 30.6 | 30.8 | 0
2250 | 35.8 | 31.1 | 35.2 | 36 | 33.7 | 31.2 | 31.7 | 35 | 29.5 | 37.6 | 32 | 34.6 | 32.4 | 31.6 | 34.3 | 28.1 | 22.3 | 33.5 | 26 | 26.7 | 30 | 34 | 23.7 | 31 | 34.5 | 33.4 | 38.7 | 30.6 | 30.3 | 28.7 | 21.1 | 32.4 | 38.3 | 30.6 | 33.2 | 29.3 | 29.4 | 31.1 | 30.9 | 28.6 | 31.1 | 33.5 | 31.6 | 37 | 29.5 | 37.2 | 36.6 | 32.1 | 30.4 | 38.8 | 28.2 | 18.1 | 29.7 | 30.2 | 36.8 | 25.1 | 35.1 | 29.6 | 30 | 0
2251 | 34.5 | 27.2 | 32.7 | 33.8 | 31 | 28.6 | 30.4 | 33.1 | 28.5 | 35.6 | 30.9 | 32.6 | 30.5 | 31.4 | 33.3 | 25.4 | 21.9 | 31 | 23 | 25.1 | 27.8 | 32.4 | 22.8 | 29.2 | 33.5 | 32.4 | 36 | 29.7 | 28 | 26.8 | 20.6 | 30.3 | 36.7 | 29.1 | 29.3 | 28.3 | 28.7 | 28.3 | 30 | 27.2 | 29.7 | 30.9 | 29.7 | 32.5 | 27.8 | 35.3 | 35.4 | 30.6 | 28.3 | 36.7 | 25.1 | 16.7 | 28.7 | 29.6 | 31.4 | 23.8 | 32.5 | 29.2 | 29.2 | 0
2252 | 32.3 | 24.3 | 31.2 | 31.4 | 28.8 | 26.3 | 29.2 | 32.1 | 28.3 | 33.5 | 29.6 | 30.6 | 28.2 | 31.1 | 32.1 | 24 | 21.6 | 28 | 21.4 | 24 | 26.3 | 31.1 | 22.4 | 27.4 | 31.2 | 31.4 | 32.2 | 29.2 | 26 | 25.6 | 20 | 29.3 | 34.7 | 27.4 | 27.2 | 27.8 | 28 | 26.8 | 29.7 | 26.4 | 29.5 | 28.2 | 27.6 | 32.2 | 27.4 | 33.8 | 34.4 | 29.2 | 26.6 | 34.8 | 22.6 | 15.6 | 28.2 | 29.3 | 31.4 | 23 | 30.5 | 28.7 | 28.8 | 0
2253 | 30.6 | 22 | 30.7 | 29 | 27.3 | 25 | 28.2 | 30 | 28.4 | 31.3 | 28.3 | 29.8 | 26.2 | 31 | 31.3 | 22 | 21.7 | 26.3 | 19.8 | 22.2 | 24.8 | 29.9 | 21.9 | 26.3 | 31.1 | 30 | 30 | 28.9 | 24.7 | 24.8 | 19.7 | 28.3 | 33.4 | 26.2 | 26 | 27.3 | 27.5 | 25.7 | 29.3 | 25.6 | 28.6 | 27.2 | 26.5 | 31 | 26.9 | 32.5 | 34.4 | 27.9 | 24.3 | 35.3 | 21.1 | 15.5 | 27.3 | 29 | 31.4 | 22.4 | 28.5 | 22.8 | 28.3 | 0
2254 | 28.7 | 20.9 | 30.7 | 27.2 | 26.5 | 24.1 | 27.3 | 28.1 | 28.3 | 29.5 | 27.2 | 29.6 | 24.4 | 31 | 29.9 | 21.5 | 21.5 | 25 | 20 | 21.2 | 23.6 | 29.3 | 21.6 | 25.4 | 30.4 | 29.4 | 28.2 | 28.6 | 24.2 | 24.6 | 19.4 | 27.3 | 32.3 | 25.6 | 24.6 | 27.3 | 27.1 | 25.6 | 29.2 | 24.9 | 28.1 | 26.2 | 25.2 | 29 | 26.7 | 31.9 | 34.2 | 27.1 | 23.1 | 34.3 | 20.6 | 15.8 | 26.8 | 28.7 | 30.8 | 22.3 | 27.3 | 27.6 | 28.3 | 0
2255 | 27.6 | 20.7 | 28.7 | 25.8 | 26 | 23.2 | 26.1 | 26.8 | 27.8 | 28 | 26.2 | 30 | 23.2 | 30.6 | 28.8 | 21.2 | 21.2 | 24 | 20 | 20.2 | 23.1 | 28.4 | 21 | 25 | 29.4 | 28.7 | 27.2 | 28 | 24 | 24.6 | 19.2 | 26.8 | 31.4 | 25.6 | 23.7 | 27 | 27 | 24.7 | 28.7 | 24.4 | 27.8 | 25.8 | 24.4 | 28 | 26.1 | 31.4 | 34 | 26.6 | 22 | 33 | 20.6 | 16.4 | 26.2 | 28.5 | 30.4 | 22.2 | 26.2 | 26.6 | 28.2 | 0
2256 | 27.1 | 19.8 | 28.7 | 24.9 | 25.8 | 22.7 | 25.4 | 26.5 | 27.5 | 27.3 | 25.3 | 29.9 | 22.1 | 30.2 | 27.7 | 21.1 | 20.4 | 23 | 20.8 | 20.5 | 22 | 27.5 | 20.5 | 24.4 | 28.3 | 27.4 | 25.4 | 27.2 | 23.6 | 24.7 | 18.7 | 26.3 | 31 | 25.7 | 23.2 | 26.3 | 27 | 24 | 28.3 | 23.6 | 27.7 | 24 | 22.6 | 27 | 25.4 | 31 | 32.6 | 26.6 | 21.9 | 32.7 | 20.3 | 16.3 | 26.3 | 27.8 | 30.3 | 22.1 | 25.6 | 26.2 | 28.4 | 0
2257 | 26.3 | 19.7 | 27.7 | 23.9 | 27 | 22.4 | 24.2 | 26 | 27.5 | 27.3 | 24.4 | 29.4 | 21.2 | 30.1 | 26.6 | 20.4 | 19.7 | 22.5 | 19.7 | 20.5 | 21.4 | 26.4 | 19.6 | 23.7 | 27 | 27 | 25.8 | 26.3 | 22.8 | 24.4 | 18.2 | 25.8 | 30 | 25.5 | 23 | 25.8 | 27.2 | 23.5 | 28.2 | 22.2 | 27.5 | 22.2 | 21.1 | 26.5 | 24.9 | 29.8 | 31.2 | 26.4 | 21 | 32.3 | 19.2 | 15.7 | 26 | 27.5 | 30.4 | 21.5 | 25 | 25.6 | 28.1 | 0
2258 | 26.6 | 19.4 | 27.2 | 22.8 | 26.4 | 22.3 | 23.3 | 25 | 27.6 | 27 | 23.4 | 28 | 20 | 30 | 25.7 | 20.2 | 19 | 21.8 | 18.4 | 21 | 20.6 | 25.5 | 19 | 22.8 | 26.3 | 26.4 | 25.8 | 25.4 | 21.4 | 24 | 17.6 | 25.8 | 29.3 | 24.6 | 23.1 | 25.5 | 27.4 | 22.8 | 27.7 | 21 | 27.1 | 19.6 | 19 | 26 | 25 | 28.2 | 29.2 | 26.2 | 20.2 | 31.5 | 17.4 | 14.4 | 26 | 27.3 | 29.9 | 20.8 | 24.5 | 25.6 | 27.8 | 0
2259 | 26.5 | 19.4 | 26.7 | 21.4 | 26 | 22.3 | 22.6 | 24.8 | 27.6 | 26.7 | 22.4 | 26.8 | 18.9 | 29.7 | 25.1 | 19.7 | 18.9 | 20.8 | 15.7 | 20.3 | 20 | 25 | 18.3 | 22.1 | 25.3 | 25.1 | 25.6 | 24.8 | 20.1 | 23.3 | 17.3 | 25.5 | 29.5 | 23.3 | 22.6 | 25.3 | 27.4 | 22.6 | 27.3 | 20.8 | 26.4 | 18.5 | 18 | 25.4 | 25 | 26.1 | 28.1 | 25.6 | 18.3 | 30.5 | 15.4 | 13.4 | 25.4 | 27.2 | 29.4 | 19.8 | 24.5 | 25 | 26.9 | 0
2260 | 26.2 | 19.3 | 26.4 | 20.4 | 25.5 | 22.3 | 22.4 | 24.6 | 27.5 | 26 | 21.8 | 25.8 | 17.8 | 29.5 | 24.8 | 19.1 | 18.9 | 20.6 | 14.9 | 20 | 19.6 | 24.9 | 18.2 | 21.6 | 24.6 | 24.5 | 25.6 | 24.6 | 19.5 | 23 | 17.1 | 25.3 | 28.9 | 21.7 | 22.3 | 25.1 | 27.1 | 22.4 | 27.2 | 20.7 | 26.1 | 17.9 | 17 | 25 | 25 | 24.8 | 27 | 25.4 | 17.4 | 29.9 | 14.1 | 13.1 | 25.3 | 27 | 28.4 | 19.3 | 24.5 | 24.5 | 26.4 | 0
2261 | 25.4 | 18.8 | 26.2 | 20 | 25.3 | 22 | 22.1 | 24.2 | 27.3 | 25.5 | 26 | 26.8 | 19.8 | 28.9 | 24.6 | 18.3 | 19.4 | 20 | 15.4 | 16.8 | 19.2 | 24.4 | 19.2 | 19.6 | 23.2 | 23.4 | 25.6 | 26.4 | 20.4 | 23 | 18.6 | 25.3 | 28.7 | 22.2 | 21.4 | 25 | 25 | 22.6 | 27.2 | 19.9 | 26 | 21 | 17.6 | 24.7 | 24.8 | 28 | 29.4 | 25 | 17 | 29 | 11.4 | 15 | 23.2 | 26.7 | 28.4 | 19.6 | 23.7 | 24.1 | 27.4 | 0
2262 | 24.6 | 19.2 | 25.9 | 20.6 | 24.8 | 22 | 21.8 | 24.1 | 27.1 | 24.5 | 25.4 | 26.8 | 19.7 | 28.7 | 24.5 | 17.3 | 19.6 | 19.3 | 18 | 18.4 | 18.6 | 23.7 | 20.2 | 20.6 | 22.6 | 22.5 | 24.7 | 26.4 | 22.2 | 23.2 | 18.2 | 25.3 | 28.9 | 22.4 | 21.3 | 24.6 | 25.5 | 21.5 | 26.6 | 19.4 | 25.7 | 22.9 | 19.2 | 24.5 | 23.8 | 28.4 | 28.7 | 25 | 18.4 | 28.5 | 12.7 | 16.6 | 24.3 | 26.5 | 28.3 | 21 | 22.4 | 23.6 | 27.4 | 0
2263 | 24.2 | 18.7 | 23.4 | 23.1 | 24.8 | 21.4 | 21.5 | 24.1 | 27.6 | 24.3 | 25.7 | 27.1 | 21.2 | 29 | 24.5 | 18.3 | 20 | 19.2 | 21.3 | 21.1 | 17.4 | 23.1 | 21.4 | 22.5 | 22.5 | 22.4 | 23.7 | 26.3 | 24.6 | 24.3 | 18.6 | 25.8 | 29 | 24 | 22.1 | 24.7 | 26.7 | 21.8 | 26.6 | 19.4 | 25.5 | 26 | 21.4 | 24.2 | 23 | 29.7 | 28.7 | 25.7 | 21.1 | 28.2 | 16 | 18.4 | 25.9 | 26.5 | 28.3 | 22.8 | 22.5 | 23.1 | 27.7 | 0
2264 | 24.9 | 19.4 | 26.4 | 26 | 26.3 | 21.9 | 22.7 | 24.6 | 29.3 | 25.3 | 26 | 28.8 | 23.6 | 30 | 25.5 | 21.8 | 21 | 20.8 | 25.2 | 24.6 | 18.1 | 24.7 | 22.8 | 25 | 24.5 | 23 | 26 | 27.2 | 27.4 | 25.6 | 19.6 | 26.8 | 30.2 | 26.2 | 24.1 | 25.8 | 28.2 | 25.3 | 28.1 | 21.7 | 26.5 | 30.2 | 24.6 | 24.5 | 23.6 | 31.8 | 29.8 | 26.8 | 24.6 | 28.5 | 20.4 | 20.4 | 28 | 27.5 | 29.3 | 25.2 | 23.7 | 24 | 28.6 | 0
2265 | 27.5 | 24.7 | 29.3 | 29.8 | 29.7 | 25.4 | 24.8 | 26.9 | 31.6 | 29.3 | 28.2 | 30.4 | 27.2 | 31.5 | 28.5 | 23 | 21.8 | 26.5 | 27.6 | 27.3 | 21.6 | 27.9 | 23.6 | 27.5 | 27.5 | 24.6 | 30.4 | 27.8 | 29.4 | 27.5 | 21.8 | 29.4 | 32.4 | 29.3 | 26.4 | 27.4 | 30 | 26.7 | 30.5 | 26.8 | 29.5 | 34.1 | 27.4 | 26.1 | 28.3 | 34 | 31.6 | 28.3 | 27.9 | 29.5 | 24.7 | 21.4 | 29.8 | 29.5 | 31.1 | 27.4 | 28.5 | 27.4 | 30.1 | 0
2266 | 30.5 | 27.1 | 31.1 | 32.7 | 32.9 | 29.8 | 25.9 | 28.8 | 33.1 | 33.8 | 30.2 | 32.5 | 30.8 | 33.1 | 30.5 | 24.4 | 22.7 | 30.4 | 29.5 | 29 | 25.7 | 29.4 | 24.1 | 29.6 | 29.6 | 27.6 | 33.5 | 29.5 | 31 | 29 | 23.7 | 31.1 | 33.6 | 31.8 | 28.9 | 29 | 31.6 | 29.3 | 32.2 | 28.5 | 31.8 | 37.3 | 30.1 | 30.1 | 30 | 36.2 | 34 | 29.7 | 30.4 | 31.5 | 28.1 | 21.8 | 31.6 | 31.1 | 33.1 | 29.6 | 30.8 | 31.4 | 32.3 | 0
2267 | 32.7 | 27.6 | 32.4 | 35.4 | 35.9 | 32.4 | 27.6 | 29.9 | 34.6 | 35.3 | 33 | 33.6 | 34 | 33.9 | 32.4 | 25.7 | 23.2 | 32.5 | 30 | 29.6 | 28.2 | 31.4 | 24 | 31.4 | 31.2 | 30.1 | 35.8 | 31 | 31.6 | 30.4 | 25.6 | 32.6 | 34.8 | 34 | 30.9 | 30.1 | 32.8 | 32 | 34.2 | 29.6 | 33.2 | 39.2 | 31.8 | 32.1 | 31.6 | 37.8 | 36.2 | 30.8 | 31.8 | 34 | 30.2 | 21.4 | 32.8 | 32.6 | 35.1 | 31.2 | 33.4 | 34.8 | 34.4 | 0
2268 | 34.6 | 28.6 | 33.7 | 36.7 | 37.9 | 34 | 29.5 | 30.7 | 35 | 36.8 | 34.2 | 34.6 | 35.8 | 34.5 | 33.6 | 29.7 | 23.7 | 34.4 | 30.9 | 30 | 31 | 33.9 | 24 | 32.8 | 32.2 | 32 | 37.4 | 33.4 | 32.2 | 31 | 26 | 33.6 | 36.9 | 34.8 | 32.9 | 30.4 | 33.4 | 33.3 | 35.1 | 31.7 | 32.7 | 40.2 | 33.1 | 35.6 | 32 | 39 | 38.1 | 31.4 | 32.4 | 36.1 | 31.4 | 21.2 | 33.8 | 32.7 | 35.9 | 32.6 | 33.9 | 31.4 | 36.2 | 0
2269 | 35.8 | 29.7 | 34.8 | 38 | 38.2 | 35.4 | 31.1 | 30.6 | 36.1 | 37.3 | 35.3 | 34.3 | 36.8 | 34 | 34.4 | 30.4 | 23.8 | 35.4 | 31.4 | 30.4 | 32 | 35.4 | 23.8 | 34.1 | 33.4 | 33.6 | 38.5 | 34.7 | 32.4 | 31.4 | 25.7 | 34.1 | 38.2 | 35.4 | 34.1 | 30.4 | 33.5 | 34.7 | 35.5 | 32.5 | 32.9 | 40.5 | 33.4 | 36.7 | 32.4 | 39.8 | 39 | 31.6 | 32.5 | 37.4 | 31.9 | 20.7 | 34.2 | 32.8 | 36.9 | 33.1 | 34.3 | 31.4 | 37 | 0
2270 | 36.5 | 30.3 | 35 | 38.6 | 38.6 | 35.4 | 31.9 | 30.1 | 34.6 | 38.5 | 35 | 34 | 36.8 | 33.2 | 35.4 | 31.3 | 23.8 | 35.7 | 32.2 | 31.4 | 32.2 | 35.7 | 23.8 | 35 | 33.9 | 34.4 | 39 | 35.6 | 32.6 | 31.2 | 24.4 | 34.1 | 38.8 | 35.4 | 35.2 | 30.5 | 33 | 35.3 | 35 | 32.9 | 33.1 | 40.6 | 33.6 | 38 | 32.3 | 40.4 | 39.4 | 31.4 | 32.8 | 37.9 | 32.2 | 20.8 | 34.2 | 33 | 37.6 | 33 | 34.8 | 32.1 | 36.8 | 0
2271 | 37.3 | 30.1 | 35.1 | 39.5 | 38.8 | 34.7 | 32.5 | 28.5 | 30.6 | 38.6 | 35.3 | 33 | 36.7 | 33 | 35.6 | 31.4 | 23.4 | 36 | 31.8 | 32.1 | 32.8 | 35.9 | 23.6 | 35.5 | 34.3 | 35.4 | 39.4 | 34.4 | 32.2 | 31 | 23.4 | 33.6 | 39.1 | 36 | 35.9 | 30.2 | 32.3 | 35.6 | 34.1 | 33.6 | 33.3 | 40.4 | 33.2 | 38.1 | 31.7 | 40.5 | 39 | 31 | 33.1 | 38.6 | 32.1 | 20.5 | 33.5 | 32.6 | 38.1 | 31.8 | 35.3 | 32.2 | 35.5 | 0
2272 | 37.2 | 29.1 | 35.4 | 39.3 | 38.5 | 33.9 | 32.6 | 28.5 | 29.7 | 38.3 | 34.6 | 32.6 | 36 | 32.2 | 35.7 | 30.4 | 23.1 | 35.7 | 31.1 | 32.4 | 32.7 | 35.6 | 23.5 | 35.1 | 34 | 35.4 | 39.4 | 32.8 | 31.4 | 30.3 | 22.2 | 33.1 | 39.3 | 36.3 | 36.1 | 30 | 31.4 | 35.5 | 33.5 | 33.5 | 32.7 | 40 | 32.9 | 38.6 | 30.6 | 40.2 | 38.3 | 30.2 | 33.2 | 38.9 | 31.4 | 20.3 | 32.5 | 32.1 | 38.4 | 30.1 | 35.7 | 31.9 | 33.7 | 0
2273 | 36.7 | 29 | 34.9 | 38.6 | 37.5 | 33.5 | 32.3 | 28.5 | 29.1 | 37.3 | 34.6 | 32 | 35.4 | 30.5 | 35.6 | 30.2 | 22.6 | 35.7 | 28.8 | 31.2 | 31.6 | 34.9 | 23 | 34 | 33.4 | 34.9 | 39.4 | 29.8 | 29.8 | 29.4 | 21.6 | 32.1 | 39.1 | 36.4 | 35.8 | 29.2 | 30.4 | 35.7 | 32.9 | 33.3 | 31.7 | 39 | 32.1 | 37.9 | 30.2 | 39 | 37.2 | 29 | 32.6 | 38.4 | 29.6 | 19.4 | 31.1 | 31.6 | 33.6 | 28 | 36.2 | 31.8 | 31.8 | 0
2274 | 36.6 | 27.5 | 34.3 | 36.4 | 35.8 | 30.6 | 31.6 | 28.3 | 27.6 | 36 | 33.5 | 31.9 | 34.1 | 30.2 | 34.6 | 29.6 | 22.3 | 32.5 | 26.5 | 28.9 | 29.7 | 33.9 | 22.6 | 32.2 | 32.2 | 34.2 | 38.5 | 27.5 | 28 | 27.9 | 20.7 | 30.6 | 38.3 | 35.2 | 34.4 | 28.9 | 29.3 | 34.8 | 31.6 | 32.1 | 30.9 | 37.4 | 31.4 | 37.3 | 29.3 | 37.2 | 35.9 | 27.4 | 31 | 37.9 | 26.9 | 18.6 | 29.9 | 25.4 | 31.6 | 26.3 | 36 | 30.8 | 30.3 | 0
2275 | 35.6 | 24.7 | 32.3 | 34.2 | 33.2 | 27.9 | 30.3 | 27.4 | 27.6 | 33.6 | 33.1 | 31 | 32.6 | 30 | 33.1 | 27.4 | 21.7 | 29.2 | 23.6 | 25.4 | 28.5 | 32.4 | 22 | 30.3 | 30.6 | 33.2 | 36.7 | 24.9 | 25.8 | 26.6 | 20.2 | 29.3 | 36.6 | 33.6 | 31.5 | 27.7 | 28.5 | 32 | 30.5 | 30.5 | 30.3 | 34.9 | 29.9 | 35.6 | 27.1 | 34.8 | 34.1 | 25.6 | 28.6 | 36.2 | 23.5 | 17.4 | 28.8 | 24.6 | 31.1 | 24.9 | 34 | 30.4 | 29.2 | 0
2276 | 33.5 | 22.5 | 32.1 | 31.8 | 30.6 | 26.2 | 29.4 | 26.5 | 27.6 | 31.5 | 32 | 29.8 | 30.6 | 29.9 | 31.7 | 24.9 | 21.2 | 27 | 21.8 | 22.2 | 26.4 | 31.4 | 21.6 | 28.6 | 28.5 | 31.8 | 34 | 23.4 | 24.2 | 25.4 | 19.4 | 28.6 | 34.3 | 31 | 29.4 | 27.4 | 27.8 | 30.3 | 29.7 | 28.3 | 29.8 | 32.2 | 28.2 | 34.1 | 27.1 | 32.4 | 32.2 | 24 | 26 | 35.1 | 20.6 | 16.6 | 28 | 24.6 | 28.9 | 24.2 | 32.2 | 29.8 | 28.6 | 0
2277 | 32.9 | 22 | 31.1 | 30.6 | 29.9 | 25.2 | 28.3 | 25 | 27.6 | 29.9 | 31.9 | 27.7 | 28.9 | 29.5 | 31.1 | 23.7 | 20.4 | 25.5 | 20.3 | 19.6 | 25.3 | 30.4 | 21.2 | 27.6 | 26.8 | 30.5 | 31.6 | 21.8 | 23 | 25 | 19.1 | 27.1 | 31.9 | 28.9 | 27.4 | 26.9 | 27.5 | 28.7 | 29.3 | 27.1 | 29.7 | 29.5 | 25.8 | 31.1 | 26.7 | 30.5 | 30.3 | 22.9 | 23.7 | 34.2 | 18.6 | 15.8 | 27.2 | 24.6 | 26.5 | 23.6 | 32.2 | 28.4 | 28.2 | 0
2278 | 30.7 | 20.9 | 30.2 | 29.7 | 29.4 | 24.4 | 27.3 | 24.9 | 27.6 | 28.8 | 30.9 | 26.2 | 27.2 | 29.5 | 30.4 | 22.9 | 20.1 | 24.4 | 20.2 | 18.8 | 23.9 | 34.4 | 21.1 | 27.1 | 27 | 29.5 | 30.2 | 21.8 | 22.7 | 24.8 | 18.6 | 26.6 | 30.4 | 26.9 | 25.9 | 26.9 | 27.4 | 27.7 | 29 | 25.8 | 29.3 | 27.4 | 23.8 | 30.3 | 26.5 | 29.4 | 29.1 | 22.6 | 22.3 | 34.3 | 18.1 | 15.8 | 26.9 | 24.7 | 26 | 23.4 | 32 | 28.4 | 28 | 0
2279 | 29.2 | 20 | 28.6 | 29.4 | 28.2 | 23 | 26.5 | 24.5 | 27.1 | 27.9 | 30.2 | 25.2 | 26 | 29 | 29.3 | 22.3 | 19.8 | 23.4 | 20.1 | 19 | 23.2 | 28.1 | 21 | 26.8 | 26.7 | 28.7 | 29.2 | 22.1 | 22.6 | 25 | 18.6 | 26.6 | 29.8 | 25.8 | 25.4 | 26.7 | 27.4 | 27.2 | 28.5 | 23.6 | 29.2 | 26 | 21.8 | 29.8 | 26.5 | 29.2 | 28.6 | 23 | 21.6 | 34.6 | 18.4 | 15.8 | 26.4 | 24.7 | 26 | 23 | 29 | 28.1 | 27.8 | 0
2280 | 28.6 | 19.6 | 25.3 | 28.1 | 27.9 | 23.1 | 25.5 | 23.5 | 27 | 27.5 | 28.3 | 25.8 | 24.7 | 28.2 | 28.7 | 21.5 | 20.1 | 22.5 | 20.5 | 20.1 | 23 | 27.1 | 21 | 26.1 | 25.8 | 27.1 | 29.6 | 24 | 22.8 | 24.8 | 18.3 | 26.1 | 29.6 | 24.7 | 24.6 | 26 | 27.1 | 26.1 | 27.7 | 24.1 | 29 | 25.2 | 20.6 | 28.3 | 26 | 29.6 | 29.2 | 23.9 | 21.3 | 33.6 | 18.9 | 16.2 | 26.1 | 24.6 | 26 | 22.6 | 27 | 27.4 | 27.8 | 0
2281 | 28.7 | 19.8 | 24.7 | 26.6 | 27.5 | 22.4 | 24.5 | 23.4 | 27.1 | 26.8 | 27.2 | 26.7 | 23.8 | 27.5 | 28.2 | 20.7 | 20.2 | 22.5 | 19.6 | 20.4 | 23.1 | 26.2 | 20.5 | 24.8 | 24.7 | 26.3 | 30.7 | 25.5 | 22.3 | 24.7 | 18.6 | 26.1 | 29 | 24.2 | 24.1 | 25.9 | 26.7 | 25.3 | 27.7 | 24.3 | 28.7 | 24.3 | 19.5 | 27.6 | 25.3 | 29.9 | 30.1 | 24.8 | 20.8 | 32.7 | 18.5 | 16.1 | 25.3 | 24.6 | 26 | 21.7 | 25.2 | 27.3 | 27.7 | 0
2282 | 28.6 | 19.8 | 24.3 | 24 | 26.4 | 21.7 | 23.4 | 23.4 | 26.1 | 26.2 | 25.8 | 28 | 22.6 | 27.1 | 27 | 19.8 | 20.4 | 22.5 | 18.4 | 20 | 22.8 | 25.5 | 20 | 23 | 24.5 | 25.7 | 31 | 27.2 | 21.6 | 24 | 18.6 | 26.1 | 28.3 | 23.4 | 23.5 | 25.9 | 26 | 25 | 27.5 | 23.7 | 28.2 | 23.2 | 18.8 | 27.1 | 24.9 | 29.8 | 31 | 25.4 | 19.8 | 31.7 | 17 | 15.8 | 24.6 | 24.6 | 26 | 20.8 | 26.7 | 27.2 | 27.8 | 0
2283 | 27.6 | 19.3 | 23.3 | 22 | 24.9 | 21.7 | 22.4 | 23.4 | 25.6 | 26.2 | 25.9 | 28 | 21.6 | 26.8 | 26.6 | 19.4 | 20.1 | 24.2 | 16.2 | 18.4 | 22.7 | 25.1 | 19.3 | 21.1 | 23.3 | 25.3 | 30.9 | 27.3 | 20.5 | 23.5 | 18.9 | 25.9 | 28 | 23 | 23.2 | 25.9 | 25.4 | 25 | 27.4 | 22.6 | 27.9 | 21.8 | 17.8 | 26.6 | 24.5 | 29.2 | 31 | 25.5 | 18.4 | 30.6 | 14.5 | 14.9 | 23.6 | 24.6 | 26 | 19.7 | 24 | 26.9 | 27.7 | 0
2284 | 26.5 | 18.8 | 21.9 | 20.2 | 25.8 | 21.7 | 21.8 | 23.4 | 25.1 | 26.2 | 25.6 | 27.8 | 20.4 | 26.5 | 26.1 | 18.9 | 19.8 | 23.5 | 15.3 | 17.2 | 22.4 | 24.4 | 19 | 19.8 | 22.4 | 24.3 | 30.9 | 27.3 | 20 | 23 | 18.7 | 25.6 | 27.7 | 22.2 | 22.5 | 25 | 24.9 | 24.3 | 27.2 | 21.5 | 27.6 | 20.9 | 17.5 | 26.1 | 24.3 | 28.4 | 30.5 | 25.3 | 17.2 | 29.2 | 12.3 | 14.7 | 23.2 | 24.6 | 26 | 19.4 | 23.3 | 26.9 | 27.6 | 0
2285 | 26 | 18.6 | 21.4 | 23 | 25.6 | 21.2 | 21.4 | 23.3 | 24.6 | 25.8 | 26 | 21.8 | 21 | 26.1 | 25.6 | 18.7 | 18.8 | 22.5 | 16.4 | 15.2 | 22.2 | 24.1 | 19.3 | 20.2 | 21.9 | 24.2 | 30.8 | 20.6 | 19.4 | 23.8 | 18.4 | 25.6 | 27.3 | 22.6 | 22.5 | 24.9 | 26.2 | 23.5 | 27.2 | 20.3 | 27.3 | 23 | 16 | 25.6 | 24.2 | 27.2 | 28.2 | 20.4 | 15.2 | 28.4 | 11.4 | 12.4 | 25 | 24.6 | 25.7 | 20.6 | 23 | 26.8 | 23.8 | 0
2286 | 25.3 | 18.6 | 20.2 | 23.8 | 24.5 | 20.1 | 21 | 22.7 | 23.2 | 25.3 | 26.1 | 22.6 | 21.3 | 25.6 | 24.1 | 19.2 | 20.1 | 21.7 | 18.1 | 17.7 | 21.8 | 23.8 | 20.4 | 21.3 | 20.8 | 23.4 | 29.7 | 21 | 21.3 | 23.8 | 19 | 25.4 | 27 | 22.7 | 22.5 | 24.6 | 26.4 | 22.8 | 27.1 | 19.6 | 27 | 24.8 | 17.3 | 25.1 | 24 | 28.6 | 28.9 | 21.3 | 16.2 | 27.9 | 13.2 | 14.8 | 26.4 | 24.2 | 25.6 | 21.8 | 23 | 26.4 | 25.1 | 0
2287 | 24.8 | 19.1 | 21.1 | 25.9 | 24.8 | 19.2 | 20.9 | 22.8 | 26.3 | 25.3 | 26.9 | 24.5 | 22.8 | 26.3 | 23.4 | 18.9 | 21.7 | 21.5 | 20.9 | 21.4 | 21.8 | 23.1 | 22.1 | 23.8 | 21.9 | 23 | 27 | 21.4 | 23.9 | 24.6 | 19.9 | 26.1 | 27.2 | 23.9 | 23 | 24.6 | 27.5 | 23 | 27.1 | 19.6 | 26.8 | 27.9 | 19.6 | 25 | 23.7 | 30.7 | 30.6 | 23 | 18.6 | 28.1 | 16.8 | 17.2 | 27.9 | 24.2 | 25.9 | 23.4 | 23.2 | 26.3 | 26.5 | 0
2288 | 25.5 | 21.1 | 25 | 28 | 26.5 | 23.4 | 22.3 | 23.9 | 28 | 26.5 | 28.4 | 27 | 25 | 28.8 | 24.9 | 20.6 | 23.4 | 22.7 | 24.4 | 25.2 | 21.9 | 24.4 | 24.2 | 27 | 23.4 | 23.4 | 26.6 | 23 | 27 | 25.6 | 21.2 | 27.8 | 28.6 | 25.6 | 25.4 | 25.3 | 29 | 26.8 | 27.5 | 20.3 | 27 | 31.2 | 22.6 | 25.4 | 24 | 32.7 | 32.5 | 25 | 22 | 29.2 | 20.8 | 20 | 29.2 | 25.8 | 27.5 | 25.2 | 24.5 | 26.1 | 28.6 | 0
2289 | 26.8 | 23.1 | 27.5 | 30.9 | 30.3 | 27.4 | 25.7 | 25.8 | 30.6 | 29.1 | 30 | 29.9 | 28.1 | 30.4 | 28.3 | 22.5 | 24.7 | 26.8 | 27.1 | 28.5 | 23.3 | 27.1 | 26 | 30.1 | 26.9 | 24.5 | 36 | 24.6 | 29.4 | 27.1 | 22.7 | 29.9 | 30.6 | 28 | 30.4 | 27.3 | 31.4 | 29.7 | 30.6 | 24.1 | 28.8 | 34.6 | 25.7 | 28.1 | 26.7 | 34.6 | 35.3 | 27 | 25.6 | 31 | 25.4 | 20.8 | 30.6 | 29.6 | 29.1 | 26.7 | 30 | 29 | 30 | 0
2290 | 29.3 | 26.9 | 29.3 | 33.1 | 34.2 | 30.7 | 28.1 | 28.3 | 32.7 | 32.7 | 32 | 32.1 | 31 | 31.9 | 30.6 | 26.4 | 25.6 | 30.5 | 29.2 | 30.4 | 26.1 | 30.1 | 27.4 | 32.5 | 28.7 | 27.2 | 36 | 27.3 | 31.2 | 28.4 | 24.3 | 31.5 | 32 | 30.1 | 32.4 | 28.5 | 33.2 | 31.5 | 31.8 | 25.6 | 30.7 | 37.1 | 28.8 | 31.1 | 28.6 | 35.9 | 37.7 | 28.4 | 28.7 | 33.4 | 28.8 | 21 | 31.9 | 30.5 | 31.4 | 28.2 | 33 | 33.4 | 31.5 | 0
2291 | 31.1 | 29.1 | 31.1 | 35.2 | 37.6 | 32.9 | 29.6 | 30 | 33.7 | 34.5 | 33.6 | 33.8 | 33.6 | 32.9 | 32.6 | 29.2 | 26.2 | 31.8 | 30.2 | 31.4 | 29.3 | 31.6 | 28 | 34 | 31 | 31.3 | 36 | 29.6 | 32 | 29.6 | 25.8 | 32.9 | 34.2 | 32 | 34.7 | 29.3 | 34.8 | 32.8 | 33.8 | 27.9 | 32 | 39 | 31.2 | 33.7 | 28.6 | 37 | 39.9 | 29.4 | 31 | 35.3 | 31.6 | 19.8 | 33.4 | 32.3 | 33.3 | 29.4 | 35.2 | 37.2 | 32.4 | 0
2292 | 33.3 | 29.3 | 32.7 | 36.2 | 39.4 | 33.6 | 32.1 | 31.4 | 35.1 | 36 | 35.3 | 34.5 | 35.1 | 33.4 | 34.2 | 30.4 | 26.8 | 33.3 | 31.3 | 31.8 | 31.2 | 34.6 | 28.2 | 34.9 | 31.9 | 33.4 | 37 | 31.9 | 32.8 | 30.2 | 26.9 | 34.4 | 35.7 | 33.1 | 36 | 30 | 35 | 34.3 | 35.4 | 30.1 | 32.1 | 40 | 33.1 | 35.6 | 29.6 | 37.8 | 40.9 | 30 | 32.5 | 37.5 | 32.8 | 19.5 | 34.7 | 33.4 | 34 | 30.8 | 37 | 40.2 | 33.7 | 0
2293 | 34.5 | 32 | 34.1 | 37.4 | 40.1 | 34.5 | 32.7 | 32.3 | 35 | 37 | 36.4 | 34.8 | 36.1 | 33 | 35.6 | 31.3 | 27.1 | 33.9 | 32 | 32.5 | 32.2 | 35.6 | 28 | 35.5 | 32.6 | 34.2 | 38.3 | 32.3 | 33.3 | 30.8 | 27.5 | 35.1 | 36.7 | 33.9 | 36.9 | 30 | 34.6 | 35.2 | 36.1 | 31.7 | 32.5 | 40.7 | 34.2 | 37.2 | 30.3 | 38.9 | 41.6 | 30.6 | 33.2 | 38.5 | 33.9 | 19 | 35.7 | 33 | 35.5 | 31.8 | 37.4 | 31.6 | 34.1 | 0
2294 | 35.7 | 31.9 | 34.7 | 38 | 40.9 | 35 | 34 | 33.2 | 34.5 | 37.2 | 37.2 | 34.6 | 36.2 | 32.7 | 36.1 | 32.4 | 27.4 | 34.8 | 32.8 | 33.4 | 33.5 | 36.6 | 27.6 | 36 | 33 | 34.4 | 38 | 31.4 | 34 | 31 | 27.4 | 35.4 | 37 | 34.2 | 37.8 | 29.8 | 33.4 | 35.8 | 36.8 | 32.8 | 32.5 | 41 | 34.8 | 38.1 | 30.3 | 39.8 | 41.6 | 31.2 | 33.6 | 39.2 | 34 | 19.6 | 36 | 33.2 | 36 | 32.4 | 38 | 31.3 | 34.6 | 0
2295 | 35.9 | 30.6 | 35.4 | 39.1 | 40.8 | 35.6 | 34.2 | 33.7 | 34.4 | 37.7 | 37.2 | 34.4 | 36.3 | 32.5 | 36.1 | 32.4 | 27.2 | 35 | 32.7 | 34.5 | 33.5 | 37.1 | 27 | 36.2 | 33.4 | 35.2 | 38 | 28.4 | 34 | 31.3 | 26.7 | 35.8 | 37.1 | 34.6 | 38.3 | 30 | 32.6 | 36.3 | 36.8 | 33.1 | 32.1 | 41.1 | 34.8 | 38.5 | 30 | 40.6 | 41.7 | 31.9 | 33.6 | 39 | 34.2 | 19.3 | 35.6 | 33 | 36.1 | 31.8 | 38.1 | 32.1 | 33.8 | 0
2296 | 36.5 | 30 | 34.7 | 39.3 | 40.6 | 35.6 | 33.8 | 33.2 | 33.7 | 37 | 36.9 | 33.6 | 35.8 | 32 | 36.2 | 32.2 | 26.7 | 35 | 31.8 | 34.5 | 33.2 | 37.1 | 26.3 | 35.8 | 34.1 | 35.2 | 38 | 25.6 | 33.7 | 31 | 25.7 | 35.2 | 37.7 | 34.6 | 37.9 | 30 | 31.7 | 36.5 | 35.1 | 33.3 | 31.8 | 40.4 | 34.4 | 38.6 | 30.2 | 40.4 | 41 | 32.2 | 33.4 | 39.6 | 33.1 | 19.3 | 34.5 | 32.4 | 36.2 | 30.3 | 38.2 | 31.6 | 33 | 0
2297 | 36.7 | 28.8 | 34.7 | 39.2 | 40.1 | 35.2 | 33.4 | 33.2 | 32.2 | 35.9 | 36 | 32.4 | 35.2 | 31.1 | 35.4 | 31.8 | 25.6 | 34.8 | 29.6 | 33.4 | 32.2 | 36.1 | 25.4 | 34.6 | 33.8 | 35 | 38 | 22.8 | 32.2 | 30.4 | 24.6 | 33.4 | 36.9 | 34.4 | 36.4 | 29.3 | 31.2 | 36.5 | 33.1 | 32.8 | 31.6 | 39 | 33.6 | 38.1 | 29.7 | 39.2 | 39.9 | 32 | 32.6 | 39.3 | 31.4 | 18 | 33.1 | 31.2 | 35.5 | 27.8 | 38.3 | 30.7 | 31.4 | 0
2298 | 36.6 | 27.9 | 34 | 37.7 | 37.9 | 32.5 | 32.4 | 30.7 | 30.6 | 34.4 | 35.1 | 30.4 | 33.9 | 30 | 34.1 | 30.3 | 24.4 | 32.7 | 27 | 30.6 | 30.9 | 35.4 | 24.4 | 32.7 | 33.8 | 34.4 | 38 | 22 | 30.3 | 28.9 | 23.6 | 31.6 | 35.7 | 33.4 | 35 | 28.9 | 30.4 | 35.5 | 31.6 | 31.1 | 30.6 | 36.5 | 32.6 | 38 | 28.7 | 36.8 | 37.5 | 31 | 31.3 | 38.5 | 28.1 | 17.2 | 31.7 | 30.1 | 34.4 | 25.1 | 38.4 | 30.1 | 30.4 | 0
2299 | 35.4 | 25 | 32.2 | 36.2 | 35.5 | 29.3 | 31.2 | 29.9 | 30 | 32.2 | 34 | 28.4 | 32.3 | 29.4 | 32.8 | 27.3 | 23.1 | 30.3 | 23.9 | 27.3 | 29.4 | 34.1 | 23.2 | 30.4 | 32.3 | 33.2 | 36.6 | 21.9 | 27.6 | 27.4 | 22.8 | 30.4 | 33.8 | 32.1 | 33.6 | 27.8 | 29.8 | 32.7 | 30.3 | 29.1 | 30.1 | 33.9 | 31.1 | 36.6 | 27.6 | 34.3 | 34.8 | 29.5 | 29.3 | 36.6 | 25 | 15.4 | 30.8 | 28.6 | 33.1 | 22.7 | 36.9 | 29.5 | 29.1 | 0
2300 | 33.9 | 23.2 | 30.5 | 34 | 33.1 | 22.6 | 30.1 | 29 | 29.6 | 30.2 | 33.2 | 26.4 | 30.4 | 29 | 31.1 | 26.2 | 22.2 | 28.8 | 21.8 | 24 | 27.6 | 32.8 | 22.2 | 28.4 | 30.1 | 31.3 | 35.1 | 23 | 25.4 | 25.8 | 22.2 | 28.9 | 27.8 | 30.4 | 32.1 | 27.3 | 29 | 31.1 | 29.6 | 26.6 | 29.6 | 31.4 | 29.5 | 35.6 | 26.9 | 32 | 31.8 | 27.8 | 27.2 | 36 | 22 | 14.4 | 30.2 | 27.4 | 32 | 21.2 | 35.4 | 29.1 | 28.4 | 0
2301 | 31.2 | 22.3 | 28.7 | 32.6 | 31.5 | 26.9 | 28.7 | 27.8 | 29.2 | 28.8 | 32.4 | 25.4 | 28.8 | 28.9 | 29.8 | 25.9 | 21.5 | 27.5 | 20.5 | 22 | 26 | 32.1 | 21.3 | 27.1 | 28 | 29.7 | 32.8 | 23.2 | 23.4 | 25 | 21.6 | 27.9 | 27.7 | 28.9 | 29.8 | 26.8 | 28.7 | 29.9 | 28.9 | 25.1 | 29.3 | 29.8 | 27.6 | 34.3 | 26.4 | 30.9 | 29.8 | 26.4 | 25.1 | 35 | 20.7 | 13 | 30 | 27.6 | 30.5 | 20.6 | 34 | 28.7 | 27.4 | 0
2302 | 30.2 | 20.5 | 28.1 | 31 | 30.7 | 26.7 | 27.6 | 25.1 | 28.8 | 27.5 | 32 | 24.8 | 27.3 | 28.5 | 29.1 | 24.3 | 21.2 | 26.5 | 20.6 | 20.9 | 24.2 | 30.6 | 20.8 | 26.6 | 26.9 | 28.7 | 31 | 23.5 | 22.6 | 24.6 | 20.9 | 27.1 | 28.6 | 27.6 | 28.8 | 26.8 | 28.1 | 28.9 | 28.6 | 24.1 | 29.1 | 28.6 | 25.6 | 33.1 | 26.4 | 30.4 | 28.1 | 25.4 | 23.4 | 34.2 | 19.8 | 13 | 29.5 | 27.2 | 29.5 | 21 | 32.5 | 28.6 | 27 | 0
2303 | 29.6 | 20.5 | 28.3 | 29.8 | 30 | 26.4 | 26.9 | 24.8 | 28.5 | 26.9 | 31.6 | 25 | 26.2 | 28.3 | 28.4 | 23.2 | 20.8 | 25.8 | 21.2 | 20.6 | 23.4 | 29.4 | 20.6 | 26.6 | 26.6 | 27.5 | 31 | 22.8 | 22.2 | 24.8 | 20.2 | 26.4 | 29.2 | 26.8 | 28.4 | 26.8 | 28 | 27.5 | 28.3 | 23.7 | 28.9 | 28 | 23.6 | 31.1 | 26.3 | 30.4 | 27.6 | 24.8 | 22.2 | 33 | 19.6 | 13 | 28.6 | 27.1 | 28.7 | 21.6 | 31 | 28.5 | 26.4 | 0
2304 | 28.7 | 20.2 | 28.2 | 27.9 | 29.6 | 25.8 | 26.1 | 23.8 | 28.3 | 26.3 | 31.3 | 24.9 | 25 | 27.9 | 28.1 | 22.1 | 20.4 | 25.7 | 22 | 19.9 | 23.1 | 28.6 | 20.6 | 26.5 | 25.6 | 26.6 | 31.3 | 22.6 | 22.4 | 24.8 | 19.5 | 25.9 | 29 | 26 | 27.7 | 26.5 | 27.4 | 26.9 | 26.9 | 23.8 | 28.6 | 26.9 | 21.7 | 30.3 | 25.5 | 29.9 | 27.1 | 24.1 | 21.3 | 32.5 | 18.3 | 14.1 | 27.1 | 26 | 28 | 22.2 | 29.5 | 27.3 | 26.4 | 0
2305 | 28.4 | 20.3 | 28.2 | 26.2 | 28.6 | 25.1 | 25.4 | 23.5 | 28.3 | 26 | 30.6 | 24.6 | 24.1 | 27.6 | 27.4 | 21.3 | 19.7 | 24.8 | 21.6 | 18.8 | 22.8 | 27.2 | 20.4 | 25.7 | 24.8 | 25.3 | 30.7 | 22 | 21.9 | 25 | 18.9 | 25.4 | 28.7 | 25.5 | 27.3 | 26.3 | 27.2 | 27 | 26.9 | 21.9 | 28.6 | 25.7 | 19.7 | 29.5 | 25.5 | 29.1 | 27.2 | 23.3 | 20.2 | 32 | 16.7 | 14 | 25.5 | 25.8 | 27.5 | 22.1 | 28.1 | 27.2 | 25.8 | 0
2306 | 28.5 | 19.5 | 26.2 | 24.2 | 28.6 | 24.3 | 24.8 | 23.3 | 28.1 | 25.7 | 29.6 | 23.6 | 23 | 27.5 | 26.1 | 20.2 | 19 | 24.6 | 20.4 | 16.8 | 22.2 | 26.6 | 20 | 24.2 | 24.4 | 24.7 | 31 | 22 | 21.2 | 24.6 | 18.4 | 25.4 | 28.5 | 24.6 | 26.5 | 26 | 26.6 | 26 | 26.5 | 22.6 | 28.6 | 24 | 18 | 28.6 | 25.5 | 27.8 | 27 | 22.2 | 18.8 | 31.2 | 14 | 14 | 24.2 | 25.8 | 26.4 | 21.6 | 26.6 | 27.1 | 25.4 | 0
2307 | 28.1 | 19.2 | 25.7 | 23.2 | 28.2 | 23.5 | 24 | 22.8 | 27.8 | 25.4 | 28.1 | 22.7 | 22.1 | 26.5 | 25.6 | 19.2 | 18.3 | 24.2 | 18.2 | 15.1 | 22.1 | 25.8 | 19.4 | 22.2 | 23.3 | 24.4 | 30.9 | 21.3 | 19.9 | 24.4 | 18.1 | 25.4 | 28.2 | 23.8 | 25.9 | 26 | 26.5 | 25.1 | 26.3 | 22.1 | 28.6 | 22.8 | 16.6 | 26.5 | 25.3 | 26.9 | 27.4 | 21.1 | 17.1 | 30.5 | 12.1 | 12.6 | 23.7 | 25.7 | 25.9 | 20.7 | 26 | 26.6 | 24.3 | 0
2308 | 27 | 19 | 25.2 | 22.4 | 26.6 | 23 | 23.2 | 22.7 | 27.5 | 25.4 | 26.9 | 21.8 | 21.2 | 26 | 25.1 | 19.3 | 18.3 | 23.8 | 16.8 | 14.2 | 22 | 25.4 | 19.1 | 20.6 | 23 | 23.2 | 30.9 | 21.2 | 19.2 | 23.8 | 18.1 | 24.9 | 28.2 | 23 | 25.7 | 25.3 | 26.1 | 24.8 | 26 | 22.1 | 28.1 | 22.2 | 15.8 | 26.8 | 25.3 | 26.4 | 27.5 | 20.4 | 15.7 | 30.4 | 10.7 | 12.3 | 23.9 | 25.7 | 25.7 | 20.4 | 25.2 | 25.8 | 23.9 | 0
2309 | 26.3 | 18.7 | 25.1 | 24 | 25.6 | 22.2 | 22.7 | 22.5 | 26.9 | 25.4 | 25.4 | 23.4 | 21.4 | 25.9 | 24.5 | 18.4 | 18.6 | 23.7 | 15.8 | 17 | 22 | 24.6 | 17.6 | 23.6 | 22.1 | 23.7 | 30.8 | 20.4 | 20 | 24.6 | 17.6 | 24.4 | 28.2 | 21.6 | 25.3 | 24.8 | 26 | 24.3 | 25.8 | 21.9 | 27.3 | 24.4 | 18.2 | 26.1 | 24.9 | 29.8 | 25 | 20.8 | 15.2 | 29.9 | 12.2 | 11.8 | 25 | 25.5 | 25.4 | 19 | 24 | 25.6 | 24.8 | 0
2310 | 25.7 | 17.6 | 23.7 | 24.9 | 25 | 22.3 | 22.4 | 21.8 | 26.8 | 25.4 | 25.1 | 24.4 | 21.1 | 25.5 | 24.1 | 17.7 | 20.6 | 23.3 | 18.5 | 19.6 | 22 | 24.6 | 18.8 | 23.8 | 21.4 | 22.4 | 29.7 | 20.3 | 19.6 | 24.5 | 18.8 | 23.9 | 27.6 | 23.1 | 25.3 | 24.3 | 26.8 | 24 | 25 | 21.3 | 27.1 | 25.4 | 19.4 | 24.8 | 24.4 | 30.7 | 26.7 | 22.5 | 17.1 | 29 | 14.9 | 14.3 | 26.3 | 25.1 | 25.1 | 19.7 | 22.4 | 25.1 | 25.2 | 0
2311 | 25.2 | 17 | 24.2 | 26.5 | 26.1 | 23 | 22.4 | 21.3 | 26.9 | 25.5 | 25.9 | 26.3 | 22.4 | 25.8 | 24.1 | 18.2 | 22.7 | 23 | 21.8 | 23.5 | 21.1 | 24.6 | 20.5 | 25.2 | 22.5 | 22.3 | 27 | 21.2 | 20.8 | 24.8 | 20.3 | 24.9 | 27.4 | 25.5 | 26.3 | 24.3 | 28 | 23.3 | 25.1 | 20.6 | 26.6 | 27.1 | 21.6 | 24.6 | 24.3 | 32.4 | 29.3 | 24.6 | 20.2 | 28.8 | 19.8 | 16.9 | 28.3 | 25.2 | 25.5 | 20.7 | 22.4 | 24.6 | 26.4 | 0
2312 | 26.7 | 19 | 27.2 | 28 | 28.6 | 24 | 24.6 | 21.6 | 28.3 | 26 | 27.2 | 28.4 | 24.8 | 27.7 | 24.8 | 20 | 25 | 24.8 | 25 | 27.4 | 22 | 26.1 | 22.4 | 26.8 | 23.9 | 24.1 | 26.6 | 22.2 | 22 | 25.6 | 22.6 | 28.4 | 28.5 | 28.8 | 28.4 | 25 | 29.6 | 27.5 | 27.2 | 22.5 | 27.5 | 29.4 | 24.8 | 26.8 | 24.4 | 34.2 | 32.4 | 27 | 24 | 29.8 | 24.4 | 19.2 | 30.7 | 26.8 | 27.3 | 22.4 | 24.4 | 25.6 | 28.4 | 0
2313 | 28.9 | 22.7 | 29.5 | 30.1 | 32.6 | 29.2 | 27.2 | 25.4 | 29.1 | 27.7 | 29.3 | 30.9 | 28.5 | 30.1 | 27.2 | 23.7 | 26.4 | 32.5 | 27.5 | 31 | 23.3 | 29.4 | 24.3 | 29.9 | 22.7 | 26.5 | 36 | 24.4 | 25.5 | 27 | 24.3 | 31.9 | 30.2 | 31.3 | 29.8 | 27.5 | 31 | 28.7 | 29.9 | 26.2 | 30.1 | 31.5 | 28 | 30.5 | 26.8 | 36.3 | 35.4 | 28.3 | 27.4 | 31.1 | 28.7 | 20.1 | 33 | 29 | 28.9 | 23.8 | 30.3 | 28.6 | 30.6 | 0
2314 | 30.5 | 26 | 31.7 | 31.8 | 35.2 | 31.9 | 29 | 28.4 | 32.4 | 29.8 | 31.4 | 32.8 | 31.7 | 31.4 | 29.1 | 26.5 | 27.7 | 34.5 | 29.2 | 33.5 | 25.4 | 31.9 | 25.8 | 32.4 | 30.5 | 30.2 | 36 | 26.5 | 28.4 | 28.4 | 25.9 | 33.5 | 31.7 | 33.2 | 31.1 | 29.5 | 32.5 | 30 | 31.9 | 29.1 | 31.1 | 33.4 | 31.2 | 33 | 27.9 | 37.8 | 37.9 | 29.2 | 29.9 | 33.4 | 31 | 20.3 | 35 | 30.6 | 30.5 | 25.5 | 33.2 | 32.9 | 32.7 | 0
2315 | 32.6 | 28.6 | 32.8 | 34 | 36.3 | 33.6 | 31.6 | 30.4 | 34.5 | 31.8 | 33.4 | 34.4 | 34.4 | 32.6 | 31.2 | 26.7 | 28.4 | 36.2 | 30.4 | 35.4 | 29 | 33.4 | 26.8 | 35.2 | 32.7 | 33 | 36 | 29 | 32 | 29.8 | 26.6 | 35 | 33.2 | 34 | 32.8 | 30 | 33.4 | 30.6 | 33.8 | 30.8 | 32.1 | 35 | 33.5 | 36 | 28.9 | 39.2 | 39.8 | 29.2 | 31.2 | 35.3 | 32.4 | 19.6 | 36.4 | 31.6 | 32.2 | 26.4 | 24.7 | 32.4 | 34.2 | 0
2316 | 34.3 | 30.7 | 34.5 | 35.6 | 39.1 | 34.5 | 33.6 | 31.5 | 36 | 33.1 | 34.8 | 35.2 | 35.4 | 32.5 | 33.1 | 29.7 | 29.4 | 37 | 31.3 | 36.6 | 31.4 | 35.4 | 27.1 | 36.2 | 34.4 | 34.8 | 37 | 30.6 | 33.3 | 30.6 | 27.2 | 36.5 | 34.4 | 34.7 | 34.3 | 30.7 | 34.1 | 36.2 | 36.3 | 32.5 | 33.5 | 36.7 | 35.3 | 38.4 | 29.4 | 40 | 41.2 | 29.6 | 31.8 | 36.4 | 32.6 | 19.3 | 37.4 | 32.4 | 33.4 | 27.3 | 36.5 | 31.9 | 35.2 | 0
2317 | 35.7 | 31.7 | 35.5 | 37.4 | 40.9 | 36.3 | 35.2 | 32.3 | 36.5 | 34.5 | 35.9 | 35.8 | 35.7 | 32.5 | 34.5 | 30.4 | 30 | 37.6 | 32 | 37.8 | 33 | 36.6 | 27 | 37 | 35.3 | 36 | 38.3 | 32.2 | 34.6 | 30.8 | 27 | 37.3 | 35.5 | 35 | 35.2 | 31 | 34.2 | 36.8 | 37.3 | 33.3 | 33.5 | 38.1 | 36.1 | 39.5 | 29.8 | 40.9 | 41.9 | 30 | 32 | 38 | 33.4 | 19.2 | 37.7 | 32.6 | 34.7 | 27.3 | 36.8 | 32.5 | 35.3 | 0
2318 | 36.8 | 32.5 | 36.9 | 38.4 | 40.8 | 36.4 | 36.2 | 32.3 | 37.8 | 35 | 36.4 | 35.8 | 35.2 | 33 | 35.2 | 31.4 | 30.4 | 37.8 | 32.4 | 38.6 | 33.2 | 36.9 | 26.4 | 36.6 | 35.8 | 37 | 38 | 32.8 | 34 | 30.4 | 26.6 | 37.7 | 36.4 | 35.8 | 36 | 31 | 34 | 37.8 | 38.3 | 34.3 | 33.5 | 39.4 | 36.4 | 40 | 30 | 41.4 | 42.2 | 31 | 32.4 | 38.3 | 34 | 19.6 | 37.6 | 32.6 | 35.8 | 27 | 37.4 | 32.3 | 35 | 0
2319 | 37.3 | 32.7 | 36.8 | 39.4 | 40.6 | 36 | 36.1 | 32.5 | 37.1 | 34.4 | 36.9 | 35.8 | 35.2 | 32.5 | 36 | 31.5 | 29.7 | 37.8 | 32.1 | 39.1 | 33.7 | 37.9 | 25.6 | 36.7 | 36 | 36.9 | 38 | 33.4 | 34.3 | 29.8 | 25.4 | 37.9 | 37.4 | 36.2 | 36 | 30.9 | 33.1 | 37.8 | 37.1 | 34.5 | 33.6 | 39.8 | 36 | 40 | 29.9 | 41.8 | 41.7 | 31.6 | 32.9 | 39.1 | 34.8 | 19.6 | 36.9 | 32.4 | 35.9 | 25.9 | 37.6 | 32.3 | 34.1 | 0
2320 | 37.6 | 32.4 | 36.2 | 39.1 | 39.6 | 36.1 | 36.1 | 32.5 | 34.4 | 34 | 36.9 | 35.2 | 35 | 32.1 | 36.4 | 29.5 | 28.7 | 37.8 | 30.9 | 38.4 | 33.3 | 37.6 | 24.8 | 35.9 | 36 | 37.2 | 38 | 32.8 | 33.1 | 28.9 | 24.4 | 36.6 | 37.1 | 36.6 | 35.8 | 30.8 | 32.2 | 37.8 | 35.8 | 34.9 | 32.5 | 39.3 | 35.3 | 40.2 | 29.6 | 41.2 | 40.6 | 32.1 | 33.3 | 38.9 | 33.9 | 19.6 | 35.9 | 32.1 | 35.7 | 24.9 | 37.6 | 32.1 | 33.1 | 0
2321 | 37.8 | 28.9 | 36.2 | 38.4 | 38.6 | 34.5 | 34.1 | 32.5 | 32.4 | 33.4 | 36.6 | 34.2 | 35 | 31.1 | 35.8 | 29.2 | 27 | 37.8 | 28.8 | 36.6 | 32.2 | 37.1 | 24 | 35.4 | 36 | 36.8 | 38 | 32 | 32.4 | 28.2 | 23 | 35 | 36.9 | 36 | 35.3 | 30.7 | 31 | 37.6 | 34.3 | 34.5 | 30.7 | 37.4 | 34.2 | 40.4 | 28.8 | 39.8 | 38.6 | 31.6 | 33.2 | 38.4 | 31.6 | 18.8 | 34.7 | 31.2 | 35.4 | 23.8 | 37.6 | 31.1 | 31.8 | 0
2322 | 37.1 | 21.1 | 35.9 | 36.6 | 36.6 | 31.1 | 32.9 | 32.3 | 30.6 | 31.4 | 35.7 | 32.4 | 34 | 30.2 | 35.5 | 27.5 | 25.7 | 36 | 26.4 | 33.7 | 31.2 | 36.9 | 23.4 | 33.7 | 36 | 36.3 | 38 | 30 | 30 | 27.4 | 22.2 | 32.5 | 35 | 35.1 | 33.8 | 30.2 | 30.2 | 36.7 | 31.9 | 33.2 | 30.6 | 34.9 | 33 | 40 | 28.3 | 37.2 | 36.3 | 30.7 | 32.4 | 37.9 | 27.4 | 18 | 33.6 | 30.1 | 34.3 | 23.3 | 37.4 | 30 | 30.5 | 0
2323 | 36.4 | 24.4 | 33.9 | 35.1 | 34.7 | 28 | 31.6 | 31 | 29.6 | 29.4 | 34.7 | 30.7 | 32.5 | 29.5 | 34 | 25.6 | 24.6 | 33 | 24.1 | 30.6 | 29.5 | 35.4 | 23 | 32.5 | 35.5 | 35.5 | 36.6 | 28.4 | 28.6 | 26.7 | 21.3 | 31 | 32.9 | 33.2 | 32.3 | 29.1 | 29.4 | 33.3 | 30.3 | 31 | 29.5 | 31.9 | 31.5 | 38.5 | 27.2 | 34.4 | 33.7 | 29 | 30.9 | 36.8 | 23.5 | 16.9 | 32.6 | 28.1 | 32.5 | 22.8 | 34.7 | 28.5 | 29.2 | 0
2324 | 35.3 | 23.1 | 32.9 | 33.4 | 33.1 | 25.9 | 30.5 | 28.5 | 28.9 | 28 | 33.4 | 29 | 30.2 | 29.1 | 32.6 | 25 | 24.2 | 30.8 | 22.6 | 28 | 27.6 | 33.9 | 22.8 | 30.6 | 33.3 | 32.8 | 35.1 | 26.6 | 26.6 | 26 | 21 | 29.5 | 32.3 | 31.4 | 30.8 | 28.7 | 29 | 31.7 | 29.3 | 28.7 | 29 | 29.4 | 30 | 37 | 26.6 | 31.6 | 31.6 | 27.4 | 29 | 35.3 | 20.4 | 16.2 | 31.8 | 28.1 | 31.5 | 22.6 | 33 | 27.6 | 28 | 0
2325 | 33.8 | 22.3 | 31.8 | 32.6 | 32.1 | 25 | 29.1 | 27 | 28.4 | 27.2 | 32.5 | 28.1 | 28.3 | 28.9 | 31.5 | 25.1 | 23.8 | 29.6 | 21.8 | 26.5 | 27.5 | 33.4 | 22.7 | 29.8 | 31 | 31.1 | 32.8 | 25.9 | 26.5 | 25.5 | 20.5 | 28.5 | 32.6 | 29.4 | 29.7 | 28 | 28.6 | 30.5 | 28.8 | 27.3 | 28.6 | 27.6 | 28.2 | 36 | 26.3 | 29.9 | 29.9 | 25.7 | 27 | 34.3 | 20 | 15.5 | 31 | 27.7 | 30.2 | 22 | 31.5 | 27 | 27 | 0
2326 | 32.7 | 22.3 | 30.2 | 31.6 | 31.2 | 24.3 | 28.1 | 25.4 | 28 | 27 | 31.7 | 27.3 | 26.4 | 28.5 | 31.2 | 24.9 | 23.8 | 28.2 | 21.4 | 25.6 | 27.1 | 32.1 | 22.4 | 28.5 | 29.9 | 30.3 | 31 | 25.2 | 25.7 | 25 | 20.4 | 28 | 32.4 | 28.3 | 28.9 | 27 | 28.4 | 29.3 | 28.7 | 25.5 | 28.3 | 27 | 26.7 | 34 | 26.2 | 29.1 | 29 | 24.9 | 25.3 | 33.1 | 20.8 | 15.3 | 30.4 | 27.7 | 29.1 | 21.7 | 29.7 | 26.8 | 26.6 | 0
2327 | 32.1 | 19.9 | 30 | 30.6 | 30.9 | 23.8 | 27.1 | 24.7 | 28 | 26.7 | 31.2 | 27 | 25.6 | 28.2 | 30.5 | 25 | 23.2 | 27 | 20.8 | 25 | 27 | 30 | 21.8 | 27.8 | 27.2 | 28.8 | 31 | 25 | 25.6 | 24.8 | 20.2 | 28.4 | 31.7 | 27.4 | 27.8 | 26.7 | 28 | 29.3 | 28.3 | 24 | 27.6 | 27 | 25.2 | 33 | 25.9 | 29.2 | 28.4 | 24.2 | 23.8 | 32.4 | 22.4 | 14.8 | 29.6 | 27.6 | 28.4 | 21.2 | 28.4 | 26.7 | 26.4 | 0
2328 | 30.9 | 18.6 | 29.1 | 28.6 | 30.2 | 23.5 | 26.1 | 23.5 | 27.9 | 26.2 | 30.4 | 26.2 | 24.9 | 27.8 | 26.7 | 22.3 | 22.6 | 26.4 | 19.7 | 23.7 | 25.5 | 28.9 | 20.7 | 26.1 | 26.8 | 29 | 31.3 | 24 | 23.7 | 24.7 | 20.3 | 28 | 31.2 | 27.2 | 26.8 | 26.5 | 27.8 | 28.8 | 26.8 | 22.7 | 27.2 | 27.5 | 23.9 | 32 | 25.2 | 29.4 | 28 | 24 | 22.3 | 31.7 | 22.2 | 14.3 | 28.8 | 26.9 | 27.9 | 21.2 | 27.7 | 26.5 | 26.6 | 0
2329 | 30.3 | 17.7 | 28.6 | 26.7 | 30.1 | 23.1 | 25.4 | 23.6 | 27.9 | 26 | 29.6 | 25.4 | 24.7 | 27.2 | 26.1 | 22.2 | 21.1 | 25.6 | 17.9 | 21.6 | 24.2 | 28.2 | 19.5 | 25.1 | 24.4 | 28.4 | 26.6 | 23.2 | 22.5 | 24.8 | 19.9 | 27.6 | 30.6 | 26.3 | 26.2 | 26.7 | 27.3 | 28.5 | 26.8 | 21.8 | 26 | 27.4 | 22.4 | 31.2 | 25.1 | 29.6 | 27.2 | 23.2 | 20.5 | 30.7 | 20.5 | 13 | 27.6 | 26.9 | 27.2 | 20.8 | 27.1 | 26 | 26.6 | 0
2330 | 29.3 | 15.9 | 28.6 | 24.6 | 30 | 22.7 | 25.2 | 24.4 | 27.5 | 25.8 | 28.4 | 24.2 | 24 | 26.7 | 25.6 | 21.9 | 19.8 | 25.2 | 16 | 19 | 23.3 | 27.4 | 18.2 | 23.6 | 24 | 26.6 | 25.6 | 21.8 | 20.4 | 24.8 | 19.4 | 27.5 | 30.1 | 25.2 | 25.8 | 26.5 | 26.8 | 26.5 | 26.7 | 21.3 | 26 | 26.8 | 21 | 31 | 24.8 | 29.4 | 26.2 | 22.4 | 18.4 | 29.9 | 16.8 | 11.8 | 26.4 | 26.9 | 26.8 | 20.6 | 27.1 | 25.7 | 26.4 | 0
2331 | 28.8 | 15.3 | 27.5 | 23.6 | 29.3 | 22.3 | 25 | 24 | 27.1 | 25.5 | 27.3 | 23.4 | 23.4 | 26.4 | 25 | 21.8 | 18.3 | 24.4 | 14.6 | 16.9 | 22 | 25.8 | 17.3 | 23.4 | 23.3 | 26.2 | 25 | 21.2 | 20.2 | 24.9 | 18.3 | 27.4 | 29.9 | 23.3 | 24.8 | 25.7 | 26.2 | 25.8 | 26.2 | 21.3 | 25.6 | 25.6 | 19.4 | 29.7 | 24.3 | 29.3 | 25.1 | 21.1 | 16.3 | 29.4 | 13.6 | 10.6 | 25.3 | 26.7 | 26.7 | 19.8 | 26.7 | 25.5 | 25.8 | 0
2332 | 28.2 | 14.4 | 27.3 | 23.2 | 29.1 | 22 | 24.7 | 23.6 | 27.1 | 25.4 | 26.1 | 22.9 | 22.1 | 26.2 | 24.8 | 20.5 | 18.1 | 24 | 14.4 | 16 | 22 | 25.2 | 17.1 | 23 | 22.9 | 25.9 | 24.6 | 20.4 | 19.4 | 24.7 | 17.8 | 27 | 29.5 | 22 | 25.3 | 25.2 | 25.9 | 25.8 | 25.9 | 21 | 25.4 | 24.7 | 18.4 | 28.5 | 23.8 | 29.2 | 24.6 | 20.6 | 15.1 | 29.3 | 11.4 | 10.7 | 24.8 | 26.6 | 26.5 | 19.4 | 26.3 | 25.4 | 25.2 | 0
2333 | 27.2 | 14 | 25.9 | 25 | 28.4 | 22 | 24.2 | 22.4 | 27 | 25.2 | 25.4 | 22.8 | 19.4 | 26.2 | 24.5 | 19.9 | 22.4 | 23.2 | 17.4 | 19.4 | 21.5 | 24.9 | 18 | 22.8 | 21.2 | 25.5 | 24.1 | 21.6 | 23.6 | 23.6 | 17.8 | 26.5 | 29.4 | 25.4 | 24.9 | 25 | 25.4 | 25.2 | 25.8 | 21 | 25.2 | 21 | 18.2 | 28.7 | 23.6 | 28.4 | 28.4 | 20.6 | 18.4 | 28.5 | 15 | 14.8 | 27 | 26.5 | 26.3 | 18.6 | 26 | 26.4 | 26.2 | 0
2334 | 26.3 | 14.4 | 25.9 | 25 | 27.7 | 21.7 | 24.4 | 20 | 26.5 | 25 | 24.8 | 24.4 | 19.8 | 26 | 24.3 | 19.3 | 22.8 | 23 | 18.7 | 20.7 | 20.7 | 23.9 | 17.8 | 23.3 | 21.2 | 26.3 | 23.6 | 22 | 23.4 | 24.1 | 19 | 26.4 | 29.2 | 26.1 | 25 | 25.2 | 25.6 | 25.4 | 25.6 | 20.8 | 24.7 | 22.9 | 20.1 | 28.7 | 23 | 29.5 | 28.9 | 22.3 | 21.1 | 28.3 | 17.8 | 16.4 | 28.3 | 26.1 | 26.2 | 20.4 | 24.7 | 26.6 | 26.2 | 0
2335 | 25.7 | 14.8 | 23.8 | 26.7 | 28 | 21.6 | 24.2 | 21.2 | 26.8 | 24.9 | 24.2 | 26.7 | 21 | 26.3 | 24 | 18.9 | 23.3 | 22.8 | 21.1 | 23.6 | 20.4 | 24.2 | 17.6 | 24.6 | 21.5 | 25.3 | 23.6 | 22.9 | 25.3 | 24.8 | 20.8 | 27.5 | 28.9 | 27.9 | 26.1 | 25.2 | 26.7 | 25.6 | 25.6 | 20.5 | 24.5 | 26.1 | 22.6 | 29.5 | 23 | 30.9 | 30.8 | 24.6 | 23.8 | 28.4 | 21.3 | 18.4 | 29.8 | 26.2 | 26.4 | 22 | 24.7 | 26.6 | 27 | 0
2336 | 26 | 17.6 | 25.2 | 29 | 28.6 | 22.7 | 25 | 21.5 | 28.1 | 25.5 | 24.6 | 29.4 | 24 | 26.1 | 24.5 | 21.8 | 24.4 | 26 | 24 | 27 | 21.1 | 26.1 | 19 | 27 | 26.3 | 26.5 | 24 | 24.4 | 27.4 | 26 | 23 | 29 | 28.8 | 30 | 26.8 | 26 | 28.2 | 29.6 | 27.5 | 22.5 | 25.2 | 29.4 | 26 | 29.5 | 24 | 33.2 | 32.8 | 27 | 27 | 29.5 | 26 | 20.4 | 31.3 | 27.7 | 27.7 | 24.2 | 26 | 26.7 | 28.4 | 0
2337 | 28 | 21.8 | 28.8 | 32.4 | 28.7 | 26.2 | 26 | 24.9 | 29.9 | 26.3 | 25.3 | 31.8 | 26.9 | 30 | 25.6 | 23.4 | 24.9 | 28.2 | 26.8 | 30.6 | 24 | 29.6 | 19.6 | 29.3 | 26.3 | 29.4 | 28.2 | 26.1 | 30.6 | 27.4 | 24.8 | 30.8 | 28.9 | 33 | 39.1 | 27.9 | 30.5 | 31.7 | 30.4 | 26.7 | 28.2 | 32.5 | 28.6 | 32.8 | 26 | 35.2 | 35.8 | 28.9 | 28.2 | 32.9 | 28.6 | 21.8 | 32.8 | 30 | 28.9 | 25.6 | 30.2 | 27.7 | 30.8 | 0
2338 | 30 | 24.9 | 30.7 | 35.2 | 30.6 | 29.8 | 27.6 | 28.9 | 32.2 | 28.2 | 27 | 33.9 | 30.1 | 30.5 | 28.1 | 25.9 | 25.6 | 31.4 | 29 | 33.1 | 26.7 | 32.4 | 21 | 31.7 | 30.5 | 33.5 | 30.6 | 27.8 | 31.8 | 29.1 | 26.2 | 33 | 30 | 35.3 | 39.6 | 30.4 | 32.6 | 33.6 | 32.4 | 29.5 | 30.2 | 34.8 | 31.2 | 36.6 | 27.6 | 37.5 | 37.6 | 30.3 | 29.4 | 35 | 30.9 | 22.5 | 34.3 | 30.7 | 30.5 | 27.5 | 33.7 | 28.6 | 33.1 | 0
2339 | 31.3 | 27.4 | 32.3 | 37.6 | 33.2 | 32.6 | 30 | 30.4 | 33.8 | 30.6 | 29 | 35.4 | 32 | 31.7 | 29.5 | 23.5 | 25.6 | 33.9 | 30.6 | 35 | 30.3 | 33.7 | 21.4 | 33.4 | 32.4 | 36.6 | 32.8 | 29.4 | 32 | 30.6 | 27 | 34.8 | 32.2 | 37.4 | 39.6 | 30.7 | 34.4 | 35.1 | 34.6 | 31.7 | 32 | 36.4 | 32.8 | 37.8 | 28.5 | 39 | 39.2 | 31.2 | 29.4 | 36.5 | 31.4 | 22.4 | 35.6 | 31.2 | 32.4 | 28.8 | 35.3 | 29.5 | 35.4 | 0
2340 | 33.1 | 28 | 33.7 | 38.5 | 32.7 | 34.1 | 30.9 | 31.7 | 34.8 | 33.5 | 31.6 | 36.6 | 33.3 | 33 | 32.5 | 30.3 | 25.8 | 35.6 | 31.5 | 36 | 32.3 | 36 | 22.8 | 35.1 | 35.6 | 38 | 35.6 | 30.8 | 29.6 | 31.9 | 27.5 | 36.4 | 34.3 | 38 | 39.9 | 30.9 | 35.1 | 36.3 | 35.3 | 33.3 | 31.9 | 37.4 | 34.6 | 39.8 | 28.8 | 40.4 | 39.1 | 32.1 | 30.8 | 37.5 | 32.8 | 22 | 36.7 | 31.8 | 33.9 | 30.6 | 36.8 | 31.4 | 36.5 | 0
2341 | 34.3 | 28.8 | 34.8 | 39.1 | 30.9 | 34.5 | 32.7 | 32.4 | 35.5 | 34.7 | 33.6 | 37.4 | 33 | 33 | 34.6 | 31.5 | 25.5 | 36.2 | 32.1 | 37 | 33.4 | 37.5 | 23.1 | 35.8 | 38 | 38 | 35.6 | 32 | 27.6 | 32.6 | 27.5 | 37.3 | 36 | 38.4 | 39.6 | 31 | 35.2 | 37.7 | 35.4 | 33.9 | 32.3 | 38.5 | 35.6 | 40.8 | 29 | 40.7 | 39.4 | 33.1 | 32 | 38.6 | 33.1 | 21.5 | 37.5 | 32.5 | 34.5 | 31.2 | 36.8 | 31.7 | 36.7 | 0
2342 | 35.3 | 29.8 | 35.3 | 39 | 31.1 | 35.6 | 33.3 | 33.3 | 34.7 | 35.2 | 35.4 | 37.8 | 32.4 | 32.5 | 35.7 | 32.5 | 25.4 | 36.4 | 32.4 | 37.8 | 34 | 38.2 | 24.2 | 36.6 | 38.7 | 39 | 32.2 | 32.8 | 25.6 | 32.6 | 27.4 | 38 | 38 | 38 | 40.1 | 30.9 | 34.4 | 37.8 | 35.4 | 34.9 | 32.2 | 39.4 | 36.6 | 40.8 | 30 | 40.6 | 39.2 | 34 | 34 | 40 | 34 | 21.2 | 37.6 | 32.4 | 35.4 | 31.2 | 37 | 31.7 | 35.6 | 0
2343 | 36.2 | 30.1 | 35.8 | 39.4 | 30.7 | 35.2 | 33.9 | 33.9 | 32.8 | 35.1 | 36.1 | 37.5 | 31.1 | 32.2 | 36.5 | 32.1 | 24.7 | 36.4 | 32.3 | 38.6 | 34.2 | 38.9 | 24.1 | 36.4 | 39.1 | 39.9 | 29.7 | 33.2 | 26.2 | 31.8 | 26.7 | 38.6 | 37.7 | 38.1 | 40.2 | 30 | 33.5 | 38.2 | 35 | 35.3 | 31.7 | 40 | 36.4 | 41.5 | 29.2 | 39.6 | 40.1 | 34.5 | 34.5 | 40.3 | 32.7 | 21 | 37 | 32.2 | 36.2 | 29.3 | 37 | 31.7 | 34.2 | 0
2344 | 36.2 | 30.3 | 36.2 | 39.1 | 31 | 33.8 | 33.9 | 33.9 | 30.8 | 35 | 36.4 | 36.9 | 30.7 | 31.8 | 36.5 | 31.4 | 24.3 | 36.4 | 31.6 | 38.3 | 34.3 | 38.7 | 24.9 | 36.3 | 39.2 | 39 | 28.6 | 33.2 | 27.1 | 30.6 | 25.7 | 36.9 | 38.4 | 37.7 | 41.2 | 30.9 | 32.3 | 38 | 33.8 | 35.4 | 31.2 | 39.6 | 35.9 | 41.7 | 29.2 | 38.6 | 40.1 | 34.4 | 34.9 | 39.9 | 31.3 | 20.8 | 36 | 32 | 36.3 | 27.2 | 37 | 31.5 | 32.4 | 0
2345 | 36.4 | 29.5 | 35.8 | 38.6 | 30.7 | 33.1 | 33 | 33.9 | 29.5 | 34.4 | 36 | 35.6 | 30.4 | 31.1 | 36.5 | 30.4 | 23.6 | 36.2 | 30.2 | 37 | 33 | 38.2 | 24.8 | 35.2 | 39.1 | 39.1 | 23.2 | 32.6 | 28.8 | 29.2 | 24.2 | 35.8 | 37.6 | 37.4 | 42 | 30.4 | 31.4 | 38 | 32.5 | 35.1 | 31.2 | 38 | 34.4 | 31.8 | 28.8 | 37.3 | 40 | 33.4 | 33.6 | 39 | 28 | 20.2 | 34.6 | 31.4 | 35.9 | 24.4 | 37 | 30.7 | 31 | 0
2346 | 35.8 | 28.2 | 35.3 | 36.7 | 29.6 | 30 | 31.8 | 33.6 | 28.9 | 32.3 | 35.7 | 34.2 | 31 | 30 | 35.4 | 29.3 | 23.4 | 35.2 | 28 | 34.2 | 31.8 | 37.5 | 25.4 | 34.1 | 38.4 | 38.1 | 23.2 | 31.6 | 28.4 | 28 | 22.7 | 33.8 | 35 | 36 | 41.6 | 29.9 | 30.3 | 37.3 | 31.3 | 34.5 | 30.5 | 35.2 | 33.1 | 32.8 | 28 | 36.5 | 37.8 | 31.8 | 32.6 | 38 | 25.6 | 19.2 | 33.3 | 30.5 | 33.5 | 22.9 | 36.8 | 28 | 29.7 | 0
2347 | 34.6 | 25.5 | 33.8 | 34.7 | 28.7 | 21.1 | 30.6 | 32.1 | 28.7 | 30.1 | 34.9 | 32.7 | 30.6 | 29.5 | 34.3 | 27 | 22.6 | 32.7 | 25.6 | 31.2 | 30 | 36.5 | 24.2 | 32 | 37.4 | 36.9 | 23.2 | 30.3 | 27.6 | 27 | 21.1 | 31.8 | 33.3 | 34.5 | 38.6 | 29.4 | 29.7 | 33.6 | 30.4 | 31.9 | 29.6 | 32.1 | 31 | 33.3 | 27.1 | 35.3 | 35.4 | 30.1 | 30.5 | 36.5 | 22.4 | 18 | 32.3 | 29.4 | 31.9 | 21.7 | 35 | 27.4 | 29 | 0
2348 | 32.2 | 22.3 | 33.3 | 32 | 27.3 | 21 | 29.7 | 30.4 | 28.5 | 28.7 | 34 | 31.4 | 29.8 | 29.2 | 32.6 | 25.9 | 22.2 | 31.2 | 23.4 | 28.4 | 28.3 | 35 | 22.8 | 30 | 34.9 | 35 | 22.8 | 29 | 25.2 | 26.4 | 20.2 | 29.8 | 32.7 | 32.4 | 37.3 | 28.5 | 29 | 31.2 | 29.8 | 29 | 28.9 | 29.4 | 29.3 | 30.8 | 26.5 | 34.2 | 32.2 | 28.6 | 29.2 | 35.7 | 21 | 16.8 | 31.6 | 28.2 | 30.9 | 21.8 | 33 | 27.1 | 28.6 | 0
2349 | 30.6 | 18.2 | 32.3 | 30.3 | 26.4 | 23.9 | 28.9 | 28.7 | 25.8 | 27.7 | 32.5 | 30.2 | 27.5 | 28.7 | 30 | 24.3 | 21.3 | 31.2 | 21.9 | 27 | 26.7 | 33.5 | 19.7 | 27.5 | 32 | 34.4 | 22.8 | 27.7 | 24.1 | 25.8 | 19.7 | 28.4 | 32.2 | 30.9 | 36.3 | 27.4 | 28.9 | 29.5 | 29.4 | 26.5 | 28.3 | 27.9 | 27.1 | 30.3 | 26 | 32.5 | 30.5 | 27.6 | 27.2 | 35 | 19.3 | 15.9 | 31.1 | 28 | 30.3 | 21.5 | 30 | 26.6 | 28.7 | 0
2350 | 30.4 | 16.4 | 31 | 29 | 25.5 | 24.3 | 27.9 | 28.9 | 25.3 | 27.1 | 31.2 | 29.4 | 25.5 | 28.5 | 28.7 | 21.8 | 21.1 | 29.8 | 21.2 | 26.6 | 26 | 32.5 | 17.9 | 26 | 30.5 | 32 | 22.8 | 26.7 | 23.1 | 25.4 | 19.9 | 27.8 | 32 | 29.3 | 35.5 | 26.9 | 28.5 | 28.3 | 28.8 | 24.5 | 28 | 27.1 | 25.6 | 29.7 | 25.8 | 31.2 | 29.2 | 27 | 26.3 | 34 | 19.8 | 15.4 | 30.5 | 27.6 | 29.8 | 21.5 | 28 | 26.6 | 28.6 | 0
2351 | 29 | 15.7 | 29.8 | 28.8 | 25.2 | 24 | 27.2 | 21.9 | 24.8 | 26.8 | 29.8 | 28.4 | 23.4 | 28.1 | 27.6 | 20.1 | 21 | 28.9 | 21 | 27 | 25.3 | 30.8 | 16.4 | 25 | 28.1 | 30.1 | 23.2 | 25.8 | 24 | 25 | 20.2 | 27.8 | 31.2 | 28.4 | 35.4 | 26.9 | 28.4 | 27.3 | 28.3 | 23.5 | 27.4 | 27 | 24 | 28.8 | 25.1 | 29.8 | 29.4 | 26.4 | 24.8 | 28.5 | 20 | 15.2 | 29.6 | 27.4 | 29.3 | 20.8 | 27.7 | 26.5 | 28.6 | 0
2352 | 26.8 | 14.1 | 29.5 | 28.3 | 24.7 | 24.1 | 25.9 | 21.9 | 24.3 | 26.2 | 29.2 | 27.4 | 22.8 | 27.4 | 26.7 | 18.8 | 21.9 | 28.6 | 20.8 | 26.7 | 24.4 | 29.9 | 17.6 | 25.2 | 27 | 29.5 | 22.2 | 25.1 | 24.4 | 24.7 | 20.5 | 26.8 | 29.7 | 27.1 | 35.1 | 26.3 | 27.8 | 26.3 | 27.3 | 22.3 | 26.7 | 26.4 | 23.1 | 27.1 | 24.8 | 29.3 | 29 | 25.5 | 24.3 | 27.2 | 21.4 | 15.1 | 28.5 | 26.6 | 28.9 | 20.4 | 26.4 | 26 | 28.1 | 0
2353 | 26.5 | 13.5 | 28.7 | 28.1 | 24.6 | 23.9 | 25.4 | 21.9 | 24 | 26 | 28.5 | 26 | 22.3 | 27 | 25.8 | 18.2 | 22.5 | 27.7 | 20.3 | 25.8 | 24.2 | 29 | 18.8 | 25.3 | 25.4 | 29 | 21.7 | 24.3 | 25.4 | 24.3 | 20.1 | 26.6 | 29.1 | 26.4 | 35.1 | 25.6 | 27.2 | 26.4 | 27.3 | 22 | 26.6 | 25.2 | 21.7 | 26.8 | 24.7 | 28.8 | 29.2 | 24 | 22.6 | 27.7 | 20.9 | 14.8 | 27.3 | 26.6 | 28.3 | 19.3 | 26.4 | 26 | 27.7 | 0
2354 | 25.8 | 12.8 | 27.5 | 27.2 | 24.1 | 23.9 | 25 | 21.8 | 23.9 | 25.5 | 28.2 | 24.6 | 22.4 | 26.5 | 25.3 | 18.5 | 23.2 | 27 | 19.2 | 23.6 | 23.5 | 27.8 | 20.6 | 25.4 | 25.4 | 27.8 | 21.2 | 23.4 | 25 | 24 | 19.4 | 26.3 | 28.6 | 25.4 | 34.7 | 25.1 | 26.4 | 26.3 | 27.2 | 21.2 | 26.2 | 23.2 | 20.6 | 26.8 | 24.5 | 28.8 | 28.4 | 22.2 | 21.2 | 29.1 | 20 | 14.4 | 26.4 | 26.5 | 27.7 | 18.8 | 26.2 | 25.9 | 27 | 0
2355 | 25.1 | 12 | 26.5 | 26.5 | 23.6 | 23.7 | 24.8 | 21.7 | 24.3 | 25.1 | 27.4 | 23.2 | 21.4 | 26.2 | 24.5 | 17.5 | 23 | 25.7 | 18 | 21.4 | 23 | 27.5 | 20.2 | 24.5 | 25.2 | 27.1 | 20.7 | 22.5 | 24.9 | 23.7 | 18.3 | 26.3 | 28.2 | 25.2 | 34.7 | 24.9 | 25.9 | 26.3 | 26.8 | 20.5 | 26 | 21.5 | 18.9 | 26.9 | 24.1 | 28.4 | 28.4 | 20.7 | 18.9 | 28.8 | 17.1 | 14 | 26 | 26.4 | 27.4 | 17.9 | 26 | 25.8 | 26.7 | 0
2356 | 24.8 | 11.7 | 24.8 | 25.3 | 22.8 | 23.5 | 24 | 21.6 | 24.4 | 24.8 | 26.6 | 22.5 | 20.6 | 25.6 | 24 | 17 | 22.9 | 24.7 | 17.2 | 19.6 | 21.9 | 26.5 | 19.8 | 23.7 | 23.8 | 27.5 | 20.7 | 21.9 | 23.7 | 23.6 | 17.7 | 26.3 | 28.4 | 24.8 | 34.6 | 24.6 | 25.4 | 23.5 | 26.4 | 20 | 25.7 | 20.4 | 18.2 | 26.3 | 24.1 | 28.4 | 27.8 | 20.1 | 18.3 | 28.5 | 15.7 | 14 | 26.2 | 26.2 | 27.2 | 18.1 | 25 | 25.7 | 26.2 | 0
2357 | 24.3 | 11.5 | 24.3 | 22.2 | 22.7 | 22.6 | 23.6 | 21.5 | 24.5 | 24.7 | 24.6 | 25 | 22.6 | 25.4 | 23.5 | 16.6 | 19 | 23.7 | 18 | 21 | 21.5 | 25.8 | 17.2 | 22.8 | 23.9 | 26.8 | 20.2 | 19.8 | 21.2 | 23.8 | 18.4 | 26.3 | 28.3 | 23.8 | 34.6 | 24.2 | 27.2 | 23.3 | 26.3 | 19.9 | 25 | 23 | 19 | 26.8 | 24 | 26.9 | 28 | 22.6 | 17.2 | 28.5 | 19 | 15 | 25.2 | 26.2 | 26.9 | 19 | 24 | 25.6 | 25.6 | 0
2358 | 23.2 | 10.5 | 24.8 | 23.4 | 22.7 | 22.5 | 22.7 | 21.5 | 24.4 | 24.6 | 24.2 | 26.2 | 22.6 | 25.2 | 23.5 | 16.8 | 19.3 | 23.2 | 19.3 | 21.7 | 20.7 | 25.5 | 17.5 | 23 | 23 | 26.5 | 19.8 | 20.2 | 22.7 | 23.7 | 20.2 | 26.3 | 27.5 | 23.9 | 34.5 | 24.2 | 27.6 | 23.6 | 26.3 | 19.5 | 24.5 | 24.1 | 19.7 | 26.7 | 23.7 | 27.8 | 28.7 | 24.4 | 19.8 | 28.2 | 18.2 | 17.2 | 26 | 26.2 | 26.8 | 20.6 | 23.5 | 25.1 | 25.8 | 0
2359 | 23.4 | 12 | 23.3 | 25.6 | 23.7 | 22.5 | 22.9 | 21.4 | 25 | 24.6 | 24.9 | 28.4 | 23.6 | 26.3 | 23.5 | 17.3 | 19.6 | 23.2 | 21.5 | 24 | 20.5 | 25 | 18.3 | 24.4 | 22.4 | 25.8 | 19.8 | 22.1 | 24.8 | 24.7 | 22.1 | 26.8 | 27.5 | 25.4 | 34.7 | 24.2 | 28.1 | 25.8 | 26.3 | 19.2 | 24.3 | 26.5 | 21.3 | 26.8 | 23.6 | 29.1 | 30.6 | 26.6 | 23.1 | 28.1 | 18.6 | 19.6 | 27.2 | 26.2 | 26.6 | 22.7 | 23.8 | 23.7 | 26.9 | 0
2360 | 24 | 15.5 | 26.2 | 28 | 25.7 | 23.1 | 25.2 | 21.9 | 27.7 | 25.3 | 26.2 | 30.6 | 25 | 28.6 | 23.7 | 21 | 20.2 | 25.2 | 24.4 | 28 | 21.5 | 26.2 | 18.4 | 26.4 | 25.9 | 26.8 | 20.2 | 23.8 | 27.4 | 26.6 | 24.2 | 28 | 29.5 | 28.4 | 36.8 | 24.2 | 29 | 29.7 | 27.8 | 20 | 25.1 | 29.4 | 24.4 | 27.7 | 24 | 31.2 | 31.8 | 29.6 | 27.2 | 28.2 | 20 | 22 | 29.2 | 27.5 | 28.4 | 24.8 | 26.6 | 23.8 | 28.6 | 0
2361 | 26.9 | 21.8 | 30.7 | 30.8 | 28.5 | 24.2 | 27.2 | 25 | 30.5 | 26.7 | 28.7 | 33.1 | 27.6 | 30 | 26.1 | 21.8 | 20.3 | 29.9 | 27.1 | 31.6 | 25 | 30.1 | 19.9 | 29.6 | 30 | 31 | 24.5 | 26.7 | 29.8 | 29.6 | 25.4 | 31.6 | 32.4 | 31.8 | 31.2 | 26.9 | 29.9 | 32.4 | 30 | 28.5 | 28 | 32.6 | 27.6 | 29.7 | 26.4 | 32.8 | 34.2 | 31.3 | 30 | 30 | 22.2 | 23 | 30.6 | 30 | 29 | 26.8 | 42 | 26.9 | 31.1 | 0
2362 | 29 | 25.3 | 32.2 | 33.2 | 30.3 | 27.4 | 29.3 | 28.7 | 32.7 | 28.8 | 31 | 35 | 30 | 31.8 | 28.2 | 25 | 20.4 | 32 | 29.5 | 34.8 | 28.3 | 32.7 | 21.2 | 32.4 | 32.6 | 35.8 | 27.9 | 28.7 | 31.9 | 32.4 | 26.5 | 33.6 | 34.3 | 35.3 | 31.4 | 30.1 | 31 | 34.3 | 31.9 | 32.8 | 30.5 | 35.1 | 31.1 | 34 | 27.8 | 34.4 | 35.6 | 32.8 | 32.2 | 32.9 | 24.2 | 22.9 | 32.3 | 31.3 | 31.4 | 28.6 | 45.2 | 28.6 | 33.3 | 0
2363 | 31.8 | 27.2 | 34.7 | 35.4 | 31.2 | 29.2 | 31.4 | 29.5 | 34.1 | 30.8 | 33.4 | 36.8 | 32.4 | 32.3 | 30.6 | 27 | 20 | 33.8 | 31.2 | 36.4 | 31.4 | 34.6 | 23.6 | 35 | 34.8 | 37.8 | 29.5 | 31 | 33.4 | 34.6 | 27 | 34.1 | 36.1 | 37.8 | 31.8 | 32.9 | 32 | 35.2 | 32.6 | 35.2 | 32.5 | 37 | 33.6 | 36.4 | 29.1 | 35.2 | 37.6 | 33.2 | 33.2 | 34.5 | 25.6 | 21.6 | 33.2 | 33.2 | 32.3 | 30.2 | 45.5 | 29.6 | 35 | 0
2364 | 34.2 | 28.9 | 36.2 | 36.9 | 33.5 | 31.3 | 32.4 | 31 | 35 | 34.3 | 34.6 | 37.8 | 33.5 | 32.5 | 32.3 | 29 | 19.8 | 34.4 | 32.3 | 37.6 | 33.4 | 35.5 | 24.8 | 36 | 37.2 | 39 | 31.5 | 31.9 | 34.5 | 35.3 | 27.7 | 35.1 | 37.1 | 39.4 | 33.6 | 33.5 | 32.9 | 36.1 | 34.2 | 36.2 | 33.3 | 37.7 | 35.7 | 37.9 | 30.4 | 36.2 | 38.2 | 34.2 | 34.4 | 36.4 | 26 | 20.4 | 34.5 | 33.7 | 33.9 | 31.5 | 47 | 29.6 | 35.4 | 0
2365 | 35.3 | 30.5 | 37.5 | 38.3 | 35 | 32.3 | 33.7 | 32.7 | 36.1 | 36.3 | 35.3 | 38.6 | 34.2 | 32.8 | 33.2 | 29.9 | 19.5 | 34.9 | 32.8 | 38.1 | 34.4 | 37.1 | 26.4 | 36.6 | 39 | 39.8 | 33.5 | 33.1 | 35.1 | 34.9 | 27.7 | 35.6 | 37.9 | 39.8 | 34.3 | 33.4 | 33.4 | 37.1 | 34.2 | 37.2 | 34 | 38 | 36.4 | 38.6 | 30.2 | 36.7 | 39.5 | 34.5 | 35.1 | 37.5 | 26.3 | 19.4 | 35.1 | 33.7 | 34.4 | 32.6 | 44.7 | 29.1 | 34.8 | 0
2366 | 35.8 | 30.5 | 36.8 | 39 | 35.9 | 33.2 | 34.6 | 33.5 | 35.5 | 36.2 | 35.2 | 38.8 | 34 | 32.5 | 34.3 | 30.8 | 19.6 | 35.2 | 33 | 38.8 | 34.1 | 36.4 | 26.4 | 36.2 | 39.5 | 40.4 | 34 | 33.4 | 35.4 | 33.6 | 27.6 | 36.1 | 39.4 | 39.6 | 34.8 | 33.3 | 33.6 | 38 | 34.6 | 37.7 | 34 | 37.6 | 36.6 | 39.4 | 30.2 | 37.4 | 39.8 | 35.4 | 36 | 37.7 | 26.4 | 19.4 | 35.6 | 33.5 | 35.5 | 33 | 42.3 | 29.2 | 33.4 | 0
2367 | 36.5 | 30.5 | 37.7 | 39.5 | 36.3 | 33.7 | 34.8 | 33.9 | 34.5 | 36.4 | 35.4 | 38.7 | 34.2 | 32.3 | 35.6 | 30.8 | 19.5 | 35.2 | 32.6 | 38.9 | 34.9 | 38.1 | 26.7 | 36.2 | 39.8 | 40.4 | 35 | 34.3 | 35.3 | 32.3 | 26.4 | 36.1 | 39.6 | 38.9 | 34.9 | 32.4 | 33.2 | 38.1 | 35.5 | 38 | 33.4 | 37.1 | 35.7 | 39.8 | 30.4 | 37.5 | 40.8 | 35.1 | 35.8 | 38.7 | 26.9 | 19.6 | 34.9 | 33.7 | 36.5 | 32.8 | 40 | 29.2 | 32 | 0
2368 | 36.6 | 30 | 38.2 | 38.9 | 36.3 | 33.4 | 34.5 | 34 | 32.5 | 35.8 | 35.2 | 37.7 | 33.8 | 31.8 | 35.5 | 30.6 | 19.6 | 35.2 | 32 | 38.8 | 34.4 | 38.3 | 25.4 | 35.7 | 40.1 | 40.6 | 35 | 33.9 | 34.6 | 31 | 25 | 35.4 | 39.5 | 38.6 | 34.9 | 32 | 32.5 | 37.7 | 34.7 | 37.8 | 32.5 | 36.1 | 34.7 | 39.9 | 30.4 | 37.6 | 40.1 | 34.9 | 35.3 | 38.5 | 27.1 | 20 | 34.1 | 32.7 | 36 | 31.8 | 37.7 | 29.2 | 30.7 | 0
2369 | 36.7 | 29.5 | 37.7 | 37.6 | 35.9 | 31 | 34.2 | 34 | 31 | 34.5 | 35.2 | 36.4 | 33.6 | 30.8 | 35.5 | 29.5 | 19.4 | 35.1 | 30.8 | 37.4 | 33.1 | 37.1 | 24.6 | 35.4 | 40 | 40.3 | 35 | 33.4 | 33.4 | 30.2 | 23.2 | 34.1 | 39.3 | 38.2 | 34.9 | 31.5 | 31.4 | 37 | 33.2 | 37 | 31 | 34.8 | 33.2 | 39.9 | 29.3 | 36.7 | 39.4 | 33.4 | 33.6 | 38.3 | 26.6 | 19.6 | 32.5 | 32.3 | 35.9 | 30.2 | 35.3 | 29.4 | 30 | 0
2370 | 36.6 | 27.6 | 37.2 | 35.2 | 34.3 | 30.2 | 32.1 | 32.8 | 30 | 33.5 | 34.5 | 34.5 | 32.4 | 29.7 | 35 | 28.2 | 19.3 | 33.4 | 29.4 | 35.3 | 32.4 | 36.5 | 22.9 | 34 | 39.5 | 39.2 | 34.5 | 31.1 | 31.7 | 29.2 | 22.1 | 33.1 | 38.4 | 38.1 | 34.3 | 30.9 | 30.4 | 36 | 31.3 | 35.7 | 30.5 | 33 | 32 | 39.1 | 28.4 | 35.7 | 36.8 | 32.3 | 31.9 | 37.9 | 24.5 | 18.8 | 31.4 | 31.2 | 34.2 | 28.3 | 33 | 28.8 | 29.4 | 0
2371 | 35.4 | 24.5 | 35.2 | 33 | 32.5 | 27.7 | 31.3 | 30.9 | 29 | 31.3 | 33.9 | 32.9 | 31.2 | 29.1 | 27 | 26.3 | 19 | 31.8 | 27.8 | 31.8 | 31.1 | 34.7 | 22.6 | 32.5 | 36.2 | 38.2 | 33.2 | 29.4 | 29.8 | 28.3 | 21 | 30.6 | 37 | 37.6 | 32.5 | 29.9 | 29.4 | 34 | 29.7 | 32.6 | 29.5 | 31.4 | 30.2 | 37.2 | 27.1 | 33.6 | 35.2 | 30.3 | 29.5 | 36.4 | 21.4 | 17.2 | 30 | 30.8 | 32.1 | 26.7 | 29.6 | 27.7 | 29.1 | 0
2372 | 32.6 | 21.7 | 32.2 | 30.8 | 31 | 25.7 | 30.3 | 29.3 | 28.6 | 29.8 | 32.6 | 31.6 | 29.2 | 28.8 | 27.3 | 25 | 18.8 | 29.6 | 26.4 | 28.6 | 29.3 | 33.6 | 22.4 | 30.2 | 33.1 | 35.4 | 30.1 | 27.4 | 28 | 27 | 20.8 | 28.9 | 36 | 36.8 | 31 | 29.3 | 28.8 | 32.6 | 29.1 | 29.6 | 29 | 30 | 28.6 | 35.5 | 27.1 | 31.7 | 33.4 | 29 | 27.8 | 35.4 | 17.6 | 15.8 | 29.4 | 30.7 | 30.9 | 25.6 | 26.6 | 27.1 | 28.6 | 0
2373 | 30.4 | 19.8 | 31.9 | 29.7 | 29.5 | 24.9 | 29.5 | 27.9 | 28.5 | 28.3 | 31.7 | 31.1 | 27.8 | 28.5 | 28 | 22 | 18.5 | 28.6 | 25.1 | 25.7 | 27.4 | 32.1 | 23.6 | 28.5 | 31.2 | 33.4 | 28 | 27.1 | 26.4 | 25.8 | 20.4 | 28.6 | 34.8 | 35.5 | 30 | 28.5 | 28.3 | 31.8 | 28.6 | 27.2 | 28.5 | 29.4 | 26.6 | 33.9 | 26.8 | 29.5 | 33.7 | 27.3 | 25.9 | 32.7 | 14.7 | 14.5 | 28.7 | 30.2 | 30.3 | 25 | 25 | 26.7 | 28.3 | 0
2374 | 33.6 | 18.3 | 31.2 | 28.9 | 28 | 24.8 | 28.7 | 26.9 | 28.4 | 27.3 | 30.3 | 30.7 | 26 | 28.5 | 28.2 | 20.2 | 18.7 | 28.4 | 24.2 | 24.8 | 26.2 | 31 | 23.7 | 26.6 | 30.6 | 32.2 | 26.8 | 26.5 | 25.3 | 24.7 | 20.4 | 29.1 | 33.5 | 34.2 | 28.9 | 28.1 | 28.1 | 31.3 | 28.1 | 25.7 | 28 | 29.1 | 25.2 | 32.2 | 26.7 | 28.2 | 33.6 | 26.8 | 25 | 32.4 | 13.3 | 14.1 | 29 | 29.7 | 29.4 | 24.5 | 23.5 | 26.6 | 27.9 | 0
2375 | 32.7 | 17.5 | 36.7 | 28.4 | 27 | 24.6 | 27.6 | 25.6 | 28.4 | 26.8 | 29.4 | 30.4 | 25 | 28.3 | 27 | 19 | 19 | 27.8 | 23.4 | 25 | 25.2 | 29.1 | 23.4 | 25.6 | 28.4 | 31.3 | 26.2 | 26.6 | 24.4 | 24.2 | 20 | 28.9 | 32.8 | 32.8 | 28.3 | 27.4 | 28 | 31.4 | 27.7 | 24.5 | 27.5 | 29 | 24 | 30.9 | 26.4 | 27.5 | 34 | 26.2 | 24 | 33.9 | 14 | 14.2 | 29 | 29.2 | 29.3 | 23.8 | 22.5 | 26.6 | 27.6 | 0
2376 | 26.3 | 15.8 | 29.3 | 27.2 | 26 | 24.2 | 26.7 | 24.5 | 28.2 | 26.2 | 28.1 | 29.3 | 23.7 | 28 | 26 | 16.7 | 19.6 | 26.8 | 22.6 | 26.5 | 23.8 | 27.8 | 20.9 | 24.4 | 27.8 | 30.8 | 24.8 | 25.1 | 23.6 | 24 | 19.8 | 28.5 | 32.7 | 31.8 | 27 | 26.4 | 28 | 29.7 | 27.1 | 23.2 | 27.1 | 28.4 | 23.6 | 29.4 | 26.2 | 27.9 | 32.3 | 26.6 | 23.5 | 33 | 15.9 | 14.8 | 29.5 | 28.1 | 28.9 | 22.5 | 21 | 26.1 | 27.1 | 0
2377 | 27.7 | 14.7 | 28.7 | 25.8 | 24.8 | 24.1 | 26 | 24.3 | 28.2 | 25.9 | 27.3 | 28 | 23.2 | 27.6 | 25.5 | 15.8 | 19.9 | 24.8 | 21.5 | 27.2 | 23.3 | 26.3 | 18.7 | 23.9 | 27.8 | 30.8 | 24.5 | 23.7 | 22.7 | 24.3 | 19 | 27.6 | 31.8 | 30.5 | 25.4 | 27.4 | 27.8 | 26.5 | 27.1 | 22.6 | 26.6 | 27.3 | 23 | 27.4 | 26.2 | 28.1 | 30.8 | 26 | 22 | 31.6 | 18.3 | 14.9 | 29.2 | 28.1 | 28.8 | 20.9 | 20.4 | 25.5 | 26.9 | 0
2378 | 26.8 | 13.7 | 28.7 | 23.8 | 24 | 23.7 | 25.5 | 24.3 | 28.1 | 25.8 | 26.2 | 26.2 | 22.5 | 26.8 | 24.8 | 15.2 | 20 | 22.9 | 20.2 | 27 | 22.3 | 25.4 | 16.2 | 23.2 | 27 | 30 | 24 | 21.3 | 21.8 | 24.4 | 18.4 | 27.1 | 31.5 | 29 | 25 | 27.1 | 27.6 | 27.3 | 27.1 | 21.9 | 26.2 | 25.6 | 22.4 | 27.4 | 26.2 | 28.4 | 28.2 | 25.4 | 20.4 | 29.8 | 20 | 14.8 | 28.6 | 27.8 | 28.4 | 19.2 | 19.8 | 25 | 26.4 | 0
2379 | 26.5 | 13.8 | 28.6 | 22.5 | 23.6 | 23.4 | 24.7 | 24 | 28 | 25.6 | 25.7 | 25 | 22.6 | 26.3 | 24 | 15 | 19.6 | 21.9 | 18.8 | 24.9 | 21.4 | 24.8 | 15.9 | 23.1 | 26.1 | 29.2 | 23 | 20.2 | 21 | 24.5 | 17.6 | 26.6 | 30.7 | 27 | 23.9 | 26.6 | 27.3 | 28.5 | 27.1 | 21.6 | 25.6 | 24.1 | 21 | 26.9 | 26.2 | 27.7 | 27.4 | 23.7 | 18.1 | 28.8 | 20.7 | 14.2 | 27 | 27.4 | 27.9 | 18.2 | 19.4 | 23.5 | 26.1 | 0
2380 | 26.4 | 12.2 | 27.7 | 21.7 | 23.5 | 22.5 | 23.9 | 23 | 28 | 25.3 | 24.9 | 24.4 | 22.3 | 25.8 | 23.5 | 14.7 | 19.3 | 21 | 18 | 22.7 | 21 | 24.6 | 15.8 | 22.6 | 24.2 | 29.6 | 22.1 | 19.2 | 20.7 | 24.1 | 17.8 | 26.6 | 30.1 | 25.2 | 22.9 | 26.4 | 27.2 | 27 | 26.8 | 21.2 | 25 | 22.9 | 19.9 | 26.4 | 26 | 27.3 | 26.8 | 22.9 | 17.1 | 28 | 20 | 14.2 | 26 | 27.3 | 27.5 | 18.1 | 18.6 | 23.4 | 25.7 | 0
2381 | 25.4 | 11.7 | 27.7 | 22 | 23.5 | 22 | 23.4 | 21.8 | 28 | 24.9 | 24.4 | 24 | 17.4 | 25.7 | 23.2 | 14.4 | 17.8 | 20.5 | 20.4 | 21.4 | 20.7 | 24.6 | 18.6 | 24.2 | 22.8 | 29.3 | 21.5 | 21.6 | 20.8 | 23.6 | 18 | 26.6 | 30 | 27.6 | 22.3 | 26.4 | 27 | 26 | 26.6 | 20.4 | 25 | 24.4 | 20.2 | 25.9 | 25.5 | 24.4 | 25.4 | 22.4 | 18.4 | 27.7 | 11 | 12.8 | 25 | 27.2 | 27.4 | 22.2 | 18 | 23.1 | 25.4 | 0
2382 | 24.7 | 11.2 | 27.2 | 23.2 | 23.4 | 21.7 | 22.7 | 20.2 | 28.6 | 24.8 | 24.8 | 25.4 | 18.1 | 25.3 | 23.2 | 13.8 | 18.8 | 20.4 | 22.1 | 23.9 | 20.5 | 24.5 | 19.3 | 24.6 | 22.1 | 27.5 | 21 | 22.6 | 22.9 | 23.7 | 18.7 | 26.6 | 29.9 | 27 | 21.4 | 26.4 | 27.4 | 24.4 | 26.1 | 20.2 | 24.6 | 25.4 | 21.3 | 25.4 | 25.1 | 26.4 | 26.5 | 23.9 | 21 | 26.4 | 13.3 | 15.5 | 26 | 26.7 | 27.4 | 23.9 | 17.6 | 22.9 | 25.7 | 0
2383 | 24.5 | 11.2 | 27.2 | 25.7 | 24 | 21.9 | 22.7 | 20.4 | 28.3 | 24.9 | 25.9 | 27.2 | 20.1 | 26 | 23.2 | 14.3 | 19.5 | 20.4 | 24.5 | 27.5 | 20.5 | 24.4 | 20.8 | 25.7 | 22.3 | 28.8 | 21.1 | 24.5 | 25.6 | 24.1 | 19.1 | 27.3 | 29.8 | 27.1 | 21.7 | 26.4 | 28.1 | 23.7 | 26.1 | 20.2 | 24.5 | 27.8 | 23.1 | 24.6 | 24.9 | 29.8 | 28.4 | 26.7 | 24.5 | 26 | 16.7 | 17.9 | 27.1 | 26.7 | 27.4 | 25.7 | 17.8 | 22.6 | 27.1 | 0
2384 | 24.8 | 15.7 | 28.4 | 27.8 | 26.9 | 23.3 | 24.5 | 23.5 | 29.1 | 25.3 | 27.6 | 29.8 | 22.8 | 29.2 | 23.5 | 17.8 | 20 | 22.9 | 27.2 | 31 | 21.7 | 25.1 | 23 | 27.6 | 26.9 | 30.3 | 23.5 | 26.8 | 28.6 | 25 | 19.6 | 28.6 | 31.1 | 28.4 | 23.8 | 26.4 | 29.2 | 24.8 | 26.7 | 22.7 | 25 | 31 | 25.8 | 25.4 | 25.1 | 33 | 31.4 | 29.4 | 28.4 | 28.3 | 20.4 | 21.2 | 28.3 | 27.7 | 27.8 | 27.2 | 20.4 | 23.6 | 29 | 0
2385 | 28.1 | 19.9 | 29.9 | 31.1 | 30 | 26.1 | 26.3 | 27 | 31.8 | 27.1 | 29.5 | 31.5 | 25.8 | 30.7 | 25.5 | 20.9 | 19.9 | 30.3 | 29.2 | 33.7 | 26 | 27.8 | 24.9 | 29.6 | 30 | 33.6 | 28.7 | 29 | 30.8 | 26.5 | 19.3 | 30.5 | 33.8 | 30.6 | 27.7 | 28.5 | 30.4 | 25 | 30.2 | 33.1 | 27.2 | 34.3 | 28.6 | 28.2 | 26.8 | 35.9 | 33.6 | 32.2 | 31.4 | 31.7 | 23.7 | 22.1 | 29.4 | 30 | 27.9 | 28.8 | 32.8 | 26 | 31.5 | 0
2386 | 30.8 | 24.6 | 32.1 | 33.3 | 33.1 | 28.2 | 27.6 | 28.8 | 33.6 | 29.6 | 31.4 | 33.2 | 28.4 | 32.3 | 27.9 | 23.4 | 19.8 | 33.5 | 30.5 | 35.1 | 29.1 | 30.3 | 26.3 | 31.5 | 32.3 | 36.9 | 31.6 | 30.8 | 32.4 | 28.2 | 19 | 32 | 35.7 | 33.4 | 30.7 | 30 | 31.7 | 25.3 | 31.8 | 34.9 | 29.5 | 36.9 | 31.5 | 30 | 28.2 | 37.6 | 35.6 | 33.8 | 33.7 | 33.8 | 26.1 | 23.1 | 30.5 | 31.2 | 31.6 | 30 | 32.8 | 27.8 | 33.5 | 0
2387 | 33.1 | 28.1 | 34.9 | 36 | 35.4 | 29.6 | 29.7 | 30.6 | 34.6 | 32.6 | 33 | 34 | 30.4 | 33.7 | 30.3 | 25.7 | 19.8 | 34.3 | 30.8 | 35.8 | 31.2 | 33.3 | 26.8 | 33 | 35 | 38.7 | 34.2 | 32 | 33.2 | 30 | 18.4 | 34.3 | 37.2 | 36 | 32 | 31.5 | 32.8 | 27.5 | 33.7 | 36.8 | 31.1 | 38.6 | 33.8 | 34 | 29.3 | 38.6 | 36.4 | 35 | 35 | 36 | 27.8 | 22.2 | 31.6 | 32.5 | 33.3 | 31.4 | 34.8 | 27.4 | 35 | 0
2388 | 35 | 30.5 | 35.3 | 37.1 | 36.6 | 32.1 | 31.1 | 31.5 | 36.1 | 34.1 | 34.2 | 35.3 | 31.8 | 34 | 32.4 | 27 | 20.4 | 35.4 | 31 | 36.2 | 33.5 | 35.3 | 26.8 | 34.4 | 36.1 | 39.5 | 35.7 | 32.9 | 34.1 | 31.4 | 18.6 | 35.5 | 39 | 38 | 34.1 | 31.5 | 33.6 | 29.6 | 34.4 | 37.6 | 31.6 | 39.5 | 35.8 | 37 | 29.6 | 39 | 37.5 | 35.2 | 36.1 | 37.8 | 29 | 22.7 | 32.6 | 33 | 34.2 | 32.4 | 37 | 28.5 | 35.3 | 0
2389 | 36.8 | 31.4 | 35.6 | 38.6 | 37.2 | 34 | 32.4 | 32.9 | 36.6 | 36 | 35.1 | 36.2 | 33 | 34 | 33.2 | 28 | 21 | 35.4 | 31.1 | 37.1 | 34.6 | 36.8 | 26.4 | 35.4 | 37.9 | 40.3 | 36 | 33.5 | 34.7 | 32.1 | 18.8 | 36 | 39 | 38.9 | 34.3 | 31.3 | 33.9 | 28.6 | 34.6 | 38.8 | 32.1 | 39.9 | 36.9 | 38.8 | 29.9 | 39.7 | 38 | 35.7 | 36.7 | 38.5 | 30 | 22.3 | 33.3 | 33.2 | 35.2 | 33.3 | 37.6 | 28.5 | 34.9 | 0
2390 | 37.6 | 31.8 | 36.4 | 39 | 37.4 | 35 | 33.5 | 33.3 | 35.9 | 37.1 | 35.6 | 37.4 | 34 | 33.6 | 33.6 | 28.6 | 21.8 | 35.4 | 31.4 | 38.2 | 34.8 | 37.3 | 26 | 36.2 | 38.6 | 40.5 | 36.2 | 34 | 35.6 | 32 | 19.6 | 36.5 | 40.1 | 39 | 34.7 | 31 | 33.8 | 27.7 | 34.6 | 39.6 | 32.5 | 40.2 | 37.4 | 39.5 | 29.8 | 40.4 | 39 | 36 | 37.4 | 39.2 | 31 | 23.2 | 33.6 | 33.2 | 36.6 | 33.4 | 38 | 29 | 33.8 | 0
2391 | 38.2 | 32.4 | 37.2 | 40 | 37.4 | 35.6 | 34.7 | 33.4 | 35.5 | 37.5 | 35.8 | 37.6 | 34.9 | 33.3 | 34.2 | 29.3 | 22 | 35.8 | 31.3 | 39.2 | 34.7 | 36.3 | 25.6 | 36.4 | 38.6 | 40.8 | 36.8 | 34 | 35.9 | 31.3 | 19.8 | 37 | 40.1 | 38.4 | 35.1 | 30.8 | 33.2 | 28 | 34.6 | 39.6 | 32.4 | 40.3 | 36.9 | 39.9 | 29.6 | 41.1 | 39.2 | 36.7 | 37.4 | 39.8 | 31.6 | 22.4 | 33.3 | 32.8 | 36.7 | 33.1 | 38.2 | 29.2 | 32.7 | 0
2392 | 38.5 | 32.2 | 37.4 | 39.5 | 37.3 | 35.1 | 34.7 | 33.4 | 34.5 | 35.6 | 35.5 | 37.6 | 35.1 | 32.5 | 34.4 | 28 | 21.8 | 35.8 | 30.8 | 39.1 | 34.6 | 32.3 | 25.4 | 35.9 | 38.5 | 40.5 | 36.7 | 33.6 | 35.8 | 30.2 | 20.2 | 35 | 40.4 | 37.8 | 35.1 | 30.8 | 32.4 | 29.3 | 34.2 | 39.1 | 32 | 39.8 | 35.9 | 39.5 | 29.4 | 40.7 | 39.3 | 36.2 | 37 | 39.5 | 31.2 | 22.4 | 32.5 | 32.6 | 36.7 | 31.7 | 38.2 | 29.5 | 31.6 | 0
2393 | 38.4 | 31.6 | 37.3 | 39 | 36.8 | 33.2 | 33.9 | 33.1 | 32.5 | 34 | 34.8 | 36.4 | 34.4 | 31.7 | 34.4 | 27.5 | 21 | 34.8 | 29.2 | 37.4 | 34 | 34 | 25 | 34.4 | 37.9 | 40 | 36.7 | 32.4 | 34.6 | 29 | 19.8 | 34.2 | 39.5 | 37.2 | 34.7 | 30.1 | 31.4 | 28.4 | 32.6 | 38.1 | 31.5 | 38.4 | 34.4 | 39.5 | 28.7 | 39.2 | 38 | 35 | 35.6 | 39 | 29.6 | 20.8 | 31.5 | 32.4 | 36.2 | 30 | 38.2 | 29.5 | 30.8 | 0
2394 | 37.9 | 30.4 | 35.8 | 36.7 | 35.1 | 31.8 | 32.7 | 32.9 | 30.6 | 33.1 | 33.7 | 35.2 | 32.6 | 30.8 | 33.9 | 26.1 | 20.3 | 32.8 | 27.1 | 34.2 | 32.2 | 32 | 24.7 | 32.1 | 36.7 | 39.5 | 36.7 | 30.7 | 33 | 27.9 | 19.7 | 32.3 | 38.5 | 36.8 | 33.7 | 29.7 | 30.4 | 27.5 | 31.3 | 36.3 | 30.8 | 36 | 33 | 38.9 | 27.8 | 36.3 | 36.4 | 32.2 | 34 | 38 | 26.7 | 20.1 | 30.5 | 31.2 | 35.4 | 27.8 | 40.8 | 29 | 29.9 | 0
2395 | 36.8 | 26.9 | 34.2 | 35 | 33.6 | 27.6 | 31.7 | 31.3 | 29.8 | 31.2 | 32.1 | 33.2 | 30.2 | 30 | 33 | 24 | 19.6 | 31.1 | 24.5 | 30.6 | 30.6 | 31.8 | 24 | 29.1 | 34.2 | 38 | 34.1 | 28.7 | 30.8 | 27.1 | 19.1 | 31 | 37 | 36 | 31.8 | 29.4 | 29.6 | 26.4 | 29.9 | 33.3 | 29.9 | 33 | 31.2 | 36 | 26.9 | 33.5 | 33.5 | 29.4 | 31.8 | 36 | 23.3 | 17.7 | 29.8 | 31 | 32.7 | 26 | 36.6 | 28 | 29.1 | 0
2396 | 36.5 | 22.5 | 32.9 | 33 | 31 | 25.2 | 30.8 | 28.8 | 29.3 | 29.6 | 30.6 | 31.8 | 27.6 | 29.8 | 31.7 | 22.5 | 19.4 | 29.4 | 22.4 | 27.4 | 29.4 | 31.8 | 23.4 | 26.4 | 31.4 | 36.4 | 31.2 | 27 | 29 | 26.4 | 18.8 | 32.5 | 36.5 | 34.8 | 29.7 | 28.9 | 29 | 25.9 | 29.2 | 31.3 | 29.4 | 30 | 29.8 | 34.5 | 26.9 | 31 | 31 | 26.8 | 30 | 35.3 | 20 | 16 | 29.4 | 30.8 | 31.7 | 24.6 | 34 | 27.5 | 28.4 | 0
2397 | 31.7 | 20.1 | 31.8 | 32.6 | 29.3 | 24.2 | 30.2 | 28.6 | 28.8 | 28.6 | 29.2 | 30.2 | 25.7 | 29.6 | 28.8 | 20 | 19.2 | 27 | 20.9 | 25.7 | 28.7 | 31.5 | 22.7 | 24.3 | 29.8 | 35.4 | 29 | 25.7 | 27.3 | 25.9 | 18.2 | 30.7 | 36.4 | 33.1 | 28.5 | 28.4 | 28.6 | 25.5 | 28.7 | 30.6 | 29 | 27.9 | 28.2 | 33.4 | 26.4 | 30.1 | 28.4 | 26 | 28.1 | 35 | 17.6 | 12.8 | 29.2 | 30.2 | 31 | 24 | 32.3 | 26 | 28 | 0
2398 | 31 | 17.3 | 31.3 | 31.5 | 28.2 | 23.3 | 29.2 | 27.4 | 28.7 | 27.9 | 28.2 | 29.6 | 24.5 | 29.6 | 27.6 | 18.4 | 19.3 | 27.8 | 20.7 | 25.2 | 28.7 | 25.8 | 22.5 | 23.4 | 28.6 | 33.5 | 27.1 | 25.2 | 26.4 | 25.5 | 18.2 | 29 | 35.5 | 31.4 | 27.2 | 28.4 | 28.4 | 25.6 | 28.7 | 29.4 | 28.8 | 26.9 | 27 | 32 | 26.4 | 30.1 | 27.3 | 25.8 | 26.8 | 34.2 | 16.2 | 11.4 | 28.8 | 30.1 | 30.2 | 23.3 | 31 | 25.8 | 27.8 | 0
2399 | 31.4 | 17.3 | 30.3 | 30.8 | 27.2 | 22.7 | 28.3 | 26 | 28.3 | 27.5 | 27.6 | 29 | 24 | 29.6 | 27.4 | 17.1 | 19 | 27.6 | 21 | 25.6 | 27.2 | 24.8 | 22.4 | 23.6 | 28.5 | 32 | 26.6 | 25 | 25.6 | 25 | 18 | 28 | 34.6 | 30 | 25.8 | 28.3 | 28.2 | 24 | 28.5 | 28.1 | 28.4 | 27 | 25.7 | 30.5 | 26.3 | 30.6 | 27 | 26.6 | 25.4 | 33.3 | 15.4 | 10 | 28.2 | 29.8 | 29.7 | 22.8 | 30 | 25.5 | 27.8 | 0
2400 | 30.6 | 16.6 | 30.3 | 28.2 | 26.7 | 22.6 | 27.4 | 24.9 | 28.2 | 26.7 | 27.2 | 29 | 23.4 | 29.2 | 26.9 | 17.2 | 18.7 | 27.4 | 21.8 | 25.6 | 27.1 | 24.8 | 22.5 | 24.6 | 26.4 | 31.4 | 26.2 | 24.9 | 25 | 24.5 | 18.4 | 27.5 | 34 | 29.4 | 24.8 | 27.5 | 28.1 | 22.5 | 27.8 | 27.5 | 27.9 | 27.4 | 24.8 | 29.5 | 26.1 | 30.2 | 28 | 26.4 | 24.1 | 32 | 14.6 | 11.2 | 27.2 | 29 | 29.3 | 21.7 | 30.2 | 25.1 | 27.7 | 0
2401 | 29.9 | 15.4 | 29.5 | 25.7 | 25.7 | 22.1 | 26.6 | 24.1 | 28.2 | 26.6 | 26.8 | 28.2 | 22.5 | 29.1 | 26.7 | 16 | 18.1 | 26.5 | 21.9 | 24.7 | 26.3 | 25.3 | 22.1 | 25.4 | 25.5 | 30 | 25.6 | 24.5 | 23.8 | 24.1 | 18.4 | 27.3 | 33.4 | 29.2 | 25.1 | 27.4 | 27.9 | 22.7 | 27.7 | 26.8 | 27.4 | 27.6 | 23.6 | 28.2 | 26.1 | 29 | 28.5 | 25.8 | 22.1 | 31 | 13.5 | 11.7 | 26 | 28.8 | 29.2 | 20.7 | 30 | 24.6 | 27.5 | 0
2402 | 29.7 | 15.6 | 28.5 | 22.6 | 24.8 | 21.4 | 25.3 | 23.9 | 28.2 | 26.4 | 26.2 | 27.2 | 21 | 28.8 | 25.9 | 15.6 | 17.6 | 25.5 | 21.6 | 23 | 25.8 | 23.8 | 21.4 | 25.8 | 26.5 | 29 | 27.1 | 23.6 | 22.4 | 23.8 | 18.6 | 27 | 32.7 | 29.4 | 23.1 | 27.1 | 27.6 | 22.8 | 27.4 | 25.9 | 26.6 | 27 | 22.5 | 27.2 | 25.8 | 26.8 | 28.6 | 24 | 20.2 | 29.5 | 12 | 13 | 25 | 28.6 | 29.2 | 19.8 | 30 | 24 | 26.9 | 0
2403 | 29 | 14.3 | 28.8 | 21.4 | 24.5 | 20.6 | 24.8 | 23.9 | 28.1 | 26.1 | 25.4 | 25.4 | 19.3 | 28 | 25.2 | 14.4 | 17.1 | 23.5 | 20.6 | 21.3 | 25.6 | 22.3 | 20.1 | 25.4 | 26.6 | 29 | 27.2 | 22.5 | 20.9 | 23.7 | 18.1 | 26.6 | 32.8 | 29.1 | 23.7 | 26.6 | 27.2 | 22.8 | 26.8 | 24.9 | 26.2 | 25.9 | 21.2 | 26.3 | 25.3 | 24.9 | 27.3 | 22.7 | 18.3 | 29.3 | 10.7 | 12.3 | 24.4 | 28.5 | 28.7 | 19.9 | 28.3 | 23.6 | 26.3 | 0
2404 | 28.6 | 13.3 | 28.7 | 20.7 | 23.2 | 20.1 | 24.5 | 23.9 | 28.1 | 26 | 24.7 | 24.4 | 17.9 | 27.7 | 24.9 | 15.2 | 17.3 | 22.3 | 20.1 | 20.5 | 25.2 | 23.8 | 19.1 | 24.7 | 26.9 | 28.6 | 26.6 | 21.7 | 20.3 | 23.6 | 18.1 | 26.4 | 32.5 | 28.6 | 22.9 | 26.4 | 27 | 23.1 | 26.3 | 24.4 | 26 | 24.7 | 20.4 | 25.5 | 25.3 | 23.7 | 26.2 | 21.7 | 17.7 | 28.5 | 10.1 | 12.7 | 24.4 | 28.3 | 27.8 | 20.6 | 27.6 | 23.5 | 25.6 | 0
2405 | 27.2 | 13.1 | 28.6 | 23.4 | 22.6 | 19.6 | 24.3 | 22.9 | 27.8 | 25.6 | 21.6 | 25 | 18.6 | 27.3 | 24.4 | 15.2 | 17.8 | 22.2 | 20.6 | 21 | 24.8 | 23.8 | 17 | 19.6 | 26.2 | 28.5 | 26.1 | 19.6 | 23 | 21 | 17.6 | 26 | 31.9 | 24.8 | 22.3 | 26.4 | 25.8 | 22.2 | 26.2 | 24.1 | 25.6 | 24 | 20.4 | 25 | 25.3 | 26.8 | 28.4 | 24 | 19.6 | 27.2 | 11 | 10.8 | 26.6 | 28.2 | 27.7 | 18.6 | 27 | 23.3 | 26 | 0
2406 | 25.6 | 12.3 | 28.6 | 24.2 | 22.2 | 18.8 | 23.8 | 21.9 | 27.6 | 25.1 | 23.3 | 25.9 | 19 | 27.2 | 24.3 | 14.1 | 18.2 | 20.8 | 22.4 | 23.2 | 24.4 | 23.8 | 17.1 | 21.2 | 26.1 | 28 | 25.6 | 20.8 | 24.7 | 21.4 | 18.1 | 26 | 30.1 | 24.8 | 22.5 | 26.4 | 26.1 | 21.9 | 26.2 | 23.8 | 25.5 | 25.8 | 21.1 | 24.4 | 24.8 | 28.5 | 28.4 | 25.7 | 21.8 | 26.5 | 14.5 | 12.7 | 27.3 | 27.9 | 27.2 | 19.5 | 25 | 22.8 | 26.1 | 0
2407 | 25 | 13.8 | 28.5 | 26.4 | 22.2 | 18.4 | 23.8 | 21.3 | 28.1 | 25.1 | 25.8 | 27.3 | 21.6 | 27.3 | 24.2 | 14.1 | 18.8 | 20.3 | 24 | 26.5 | 23.9 | 24.3 | 17.4 | 23.9 | 26.4 | 27.5 | 24.6 | 23.1 | 27.1 | 22.8 | 19.1 | 26.5 | 30.4 | 26 | 22.7 | 26.4 | 27.1 | 22.7 | 26.3 | 23.6 | 25.1 | 28.8 | 22.3 | 24 | 24.8 | 30.2 | 29.1 | 28.1 | 24.8 | 26.5 | 19 | 15.4 | 28 | 27.9 | 27.2 | 20.9 | 26 | 22.4 | 27.2 | 0
2408 | 26 | 18.2 | 28.6 | 29 | 24.7 | 21.4 | 24.5 | 25.4 | 29.8 | 25.6 | 29.4 | 29.8 | 24.2 | 30 | 24.2 | 12.9 | 19.8 | 22.3 | 26 | 30.4 | 24.1 | 25.8 | 18.8 | 26.8 | 28.1 | 31.9 | 25.3 | 26.4 | 30 | 24.6 | 20 | 28 | 32.4 | 28.2 | 25.3 | 26.4 | 28.6 | 23.4 | 27.1 | 26.6 | 25.8 | 32 | 24.4 | 24.5 | 25.1 | 32.3 | 30.2 | 31 | 28.2 | 28 | 23.4 | 17.8 | 29 | 28.7 | 28.2 | 23 | 29 | 22.5 | 28.6 | 0
2409 | 29 | 26.4 | 30.3 | 32.5 | 29.4 | 24.9 | 26 | 28.8 | 31.7 | 27.4 | 32 | 32.1 | 28.7 | 31 | 27 | 16.4 | 20.7 | 30.4 | 27.3 | 33.2 | 27.2 | 28 | 19.8 | 29.7 | 30.7 | 32 | 28.7 | 29.1 | 32.2 | 26.8 | 21.5 | 31 | 34.9 | 31.2 | 28.5 | 28.5 | 30.2 | 24.8 | 29.7 | 30 | 27.9 | 35.1 | 26.8 | 26.3 | 27.5 | 32.9 | 32 | 33.1 | 30.6 | 30.1 | 26.6 | 19.5 | 29.6 | 30.3 | 30.2 | 24.9 | 32.5 | 25.5 | 30.8 | 0
2410 | 31.5 | 28.8 | 31.7 | 35.5 | 32.4 | 28.9 | 27.6 | 30.5 | 33.6 | 29.5 | 34.2 | 34.5 | 31.9 | 33 | 29.1 | 19.4 | 21.6 | 32.4 | 28.9 | 34.9 | 29.1 | 31 | 21.2 | 31.8 | 32.6 | 34.2 | 31.5 | 31.3 | 33.8 | 28.5 | 22.8 | 31.4 | 36.8 | 34.1 | 30.7 | 30 | 31.8 | 26.2 | 32.7 | 33.2 | 30.4 | 37.4 | 29.5 | 28.8 | 29.1 | 33.8 | 33.8 | 34.7 | 32.3 | 33.5 | 28.5 | 20 | 30.6 | 31.3 | 31.7 | 26.6 | 35.3 | 28.2 | 32.5 | 0
2411 | 32.9 | 30.2 | 33.5 | 38.4 | 34.8 | 31.9 | 29.4 | 31 | 34.8 | 32.5 | 35.2 | 36.2 | 35.4 | 32.4 | 31 | 26.8 | 22.2 | 33.6 | 30.2 | 35.4 | 29.8 | 33.5 | 22 | 33.4 | 34 | 36.8 | 34 | 32.4 | 34.6 | 30 | 24.4 | 32 | 38.1 | 36.6 | 32.9 | 31.5 | 32.8 | 28.5 | 35.2 | 36.2 | 31.5 | 39 | 32 | 31.4 | 29.4 | 34.2 | 35.6 | 35.4 | 33.2 | 35.8 | 29.6 | 19.6 | 31.4 | 31.7 | 33.6 | 27.6 | 39 | 29.3 | 33.8 | 0
2412 | 34.8 | 31.6 | 35 | 39.9 | 36.3 | 33.1 | 31 | 32.8 | 35.5 | 34.9 | 36.2 | 37.8 | 36.4 | 33 | 32.3 | 28.2 | 22.7 | 33.6 | 32 | 35.8 | 31.2 | 35 | 23.3 | 34.4 | 34.6 | 38.3 | 35.7 | 33.2 | 35.4 | 30.9 | 25.4 | 33.5 | 38.8 | 38.1 | 34.9 | 31.5 | 33.4 | 30.6 | 35.7 | 37.7 | 31.9 | 39.9 | 34.1 | 34.1 | 29.8 | 36.2 | 36.8 | 36.1 | 34.2 | 37.5 | 30.7 | 18.8 | 32.8 | 32.3 | 34.9 | 28.3 | 40.7 | 29.1 | 33.7 | 0
2413 | 35.6 | 33 | 35.8 | 41.2 | 37.5 | 34.4 | 32.6 | 33.3 | 35.9 | 37.3 | 36.6 | 38.4 | 37.7 | 33.5 | 33.9 | 28.8 | 22.9 | 36.2 | 33.1 | 36.4 | 31.5 | 36.5 | 24.1 | 35.3 | 34 | 39.2 | 37.6 | 33.7 | 36.1 | 32 | 26.2 | 34 | 40 | 39.1 | 35.5 | 31.3 | 33.3 | 30.6 | 36.2 | 38.9 | 32 | 40.6 | 35.4 | 35.5 | 29.9 | 38.1 | 37.7 | 36.6 | 35.1 | 38.6 | 32 | 18.2 | 33.7 | 31.8 | 36.1 | 28.3 | 41 | 29.6 | 33.2 | 0
2414 | 37.4 | 33.9 | 36.5 | 41.4 | 37.3 | 34.9 | 33.3 | 33.7 | 35.9 | 38 | 37.4 | 38.8 | 37.4 | 33.5 | 34.9 | 29.8 | 23 | 36.4 | 34 | 37.6 | 31.2 | 37 | 25 | 36 | 34.1 | 40.2 | 38.6 | 34.4 | 37 | 33 | 26.2 | 34.5 | 39.9 | 39.4 | 36.2 | 31 | 33 | 31.7 | 33.7 | 39.5 | 32.4 | 41 | 36 | 36.3 | 30 | 40.6 | 38 | 37.2 | 36.2 | 38.8 | 33.6 | 18 | 34.4 | 32 | 37 | 28.2 | 41 | 29.6 | 32 | 0
2415 | 38.2 | 34 | 36.6 | 41.7 | 37.7 | 35.8 | 33.7 | 34.6 | 34.9 | 38.8 | 37.4 | 38.3 | 38.3 | 33.2 | 34.2 | 30.2 | 22.8 | 36.4 | 33.5 | 38.6 | 30.1 | 37 | 24.9 | 36.7 | 34.3 | 40.2 | 38.6 | 34.6 | 37.4 | 34.1 | 26 | 35 | 39 | 39.7 | 36.4 | 30.8 | 32.3 | 32.8 | 33.2 | 40.1 | 32.4 | 41.2 | 35.7 | 37.8 | 30.5 | 41.4 | 38.1 | 37.3 | 36.6 | 39.5 | 34.5 | 18.2 | 33.9 | 28.1 | 36.7 | 27.7 | 41 | 29.9 | 31.3 | 0
2416 | 39 | 33.8 | 36.7 | 41.1 | 37.6 | 35.8 | 33.4 | 34.6 | 32.9 | 38.9 | 37.6 | 37.8 | 37.5 | 32.5 | 32.8 | 30.4 | 22.3 | 36.4 | 33 | 39.1 | 29.7 | 37 | 24.9 | 36.6 | 34.8 | 39.8 | 38.6 | 34.7 | 37.3 | 34.3 | 25.1 | 34.5 | 40.1 | 39.7 | 36 | 30.8 | 31.7 | 33.6 | 32.7 | 39.7 | 31.9 | 40.6 | 34.9 | 37.8 | 29.9 | 41.4 | 37.8 | 37.1 | 36.5 | 39.5 | 34 | 18 | 33 | 27.2 | 36.8 | 27.4 | 40.8 | 30.1 | 30.6 | 0
2417 | 38.9 | 33.3 | 36.6 | 40.2 | 37.1 | 35.5 | 32.6 | 34.3 | 31.9 | 37.6 | 37 | 36.8 | 37 | 31.5 | 34.7 | 29.9 | 21.6 | 35.6 | 31.8 | 38 | 30.2 | 32 | 24 | 36 | 35 | 39.2 | 38.6 | 33.6 | 36 | 33.6 | 24.2 | 33 | 39.8 | 39.4 | 35.6 | 30.1 | 31 | 33.3 | 32.3 | 39 | 31.6 | 39.2 | 33.6 | 38.3 | 29.1 | 39.4 | 37 | 36 | 35.2 | 39.1 | 31.6 | 17.4 | 31.4 | 27 | 35.6 | 26.8 | 40.5 | 29.8 | 30.4 | 0
2418 | 38.3 | 31.7 | 35.3 | 38.2 | 35.4 | 31.9 | 31.6 | 33.4 | 30.4 | 36.2 | 36.5 | 36 | 34.2 | 30.5 | 34.5 | 28.9 | 20.8 | 33.9 | 31.4 | 35.7 | 29.7 | 29.5 | 23.4 | 34.5 | 33.8 | 38.7 | 38.3 | 32 | 33.9 | 31.5 | 23.1 | 31.8 | 39.2 | 38.4 | 34.5 | 29.7 | 30.4 | 33.2 | 31.3 | 37.9 | 30.9 | 36.9 | 32.1 | 35.4 | 28.8 | 37.5 | 35.5 | 34.7 | 33.6 | 38.5 | 27.9 | 16 | 30.2 | 27.3 | 34.2 | 26.2 | 38.7 | 29.1 | 29.8 | 0
2419 | 37.2 | 28.5 | 34.7 | 36.5 | 33.1 | 29.4 | 30.9 | 31.7 | 29.6 | 33.4 | 35.3 | 34.5 | 32.1 | 30 | 32.9 | 27.4 | 19.9 | 31.8 | 30.7 | 32.3 | 28.6 | 27 | 22.2 | 32.7 | 31.9 | 37.7 | 35.6 | 29.6 | 31.1 | 29 | 22.5 | 30.5 | 38.2 | 36.9 | 31 | 28.8 | 29.8 | 30.6 | 30.2 | 35.2 | 30 | 34.3 | 30.4 | 32.7 | 28.1 | 34.8 | 33.7 | 32.8 | 31.6 | 36.5 | 23.6 | 14.3 | 28.9 | 27.3 | 33.1 | 25.2 | 35.3 | 28.1 | 29.5 | 0
2420 | 35 | 25.2 | 32.7 | 34.4 | 31.7 | 27.7 | 30.1 | 29.3 | 29.1 | 30.8 | 34.4 | 33 | 29.4 | 29.9 | 25 | 24.8 | 19.2 | 29.8 | 30.4 | 29.2 | 27.4 | 26.5 | 21.4 | 31 | 30.1 | 35.8 | 32.7 | 27.5 | 28.6 | 26.2 | 22 | 30 | 37 | 35 | 29.1 | 28.3 | 29.2 | 29.1 | 29.7 | 33 | 29.7 | 32 | 28.6 | 30.4 | 27.7 | 33.4 | 31.6 | 31.4 | 30.2 | 35.2 | 20.2 | 12.8 | 28.4 | 27.3 | 31.9 | 24 | 32 | 27.6 | 28.8 | 0
2421 | 33.3 | 23.8 | 31.9 | 33.2 | 30.4 | 26.4 | 29.3 | 28.2 | 28.9 | 28.9 | 32.9 | 30.9 | 28.8 | 29.5 | 20.7 | 23.7 | 18.6 | 28.6 | 29.1 | 26.8 | 26 | 26.5 | 20.2 | 29.8 | 29.9 | 34.7 | 31.6 | 25.7 | 26.6 | 24.5 | 22.1 | 29.5 | 36.4 | 33.3 | 27.6 | 28 | 28.6 | 27.8 | 29.4 | 30 | 29.4 | 30.6 | 26.8 | 28.4 | 27.3 | 32 | 29.9 | 30.1 | 29.1 | 33.6 | 18.1 | 12.1 | 27.9 | 27.1 | 30.7 | 22.5 | 30.2 | 27.6 | 28.6 | 0
2422 | 32.2 | 21.8 | 31 | 31.9 | 29 | 25.4 | 28.4 | 27.2 | 28.4 | 27.7 | 32.1 | 29.3 | 27.7 | 29.4 | 23.5 | 22.6 | 18.4 | 28.6 | 27.8 | 26 | 24.9 | 26.5 | 19.9 | 28.9 | 28 | 33 | 31.1 | 25.1 | 25.8 | 23.5 | 21.8 | 27.8 | 35.8 | 31.7 | 26.3 | 27.8 | 28.3 | 27.1 | 29.4 | 28.2 | 28.9 | 29.8 | 25.2 | 27.8 | 27.3 | 32.2 | 28.5 | 29.5 | 28.6 | 32.1 | 17.4 | 12 | 27.9 | 27.1 | 30.3 | 21.3 | 28.7 | 27.5 | 28.1 | 0
2423 | 32.2 | 21.1 | 30.9 | 31 | 27.6 | 24.6 | 27.4 | 26 | 28.2 | 26.8 | 31 | 27.8 | 27.6 | 29.3 | 25.1 | 22.4 | 18.4 | 28.6 | 25.6 | 26 | 24.5 | 26.3 | 19.6 | 28 | 25.7 | 32.4 | 31.1 | 25 | 25.6 | 23.6 | 21.4 | 27.6 | 34.7 | 30.6 | 25.2 | 27.3 | 28 | 26.7 | 29.3 | 26.7 | 28.6 | 29.4 | 23.8 | 26.8 | 27.2 | 32 | 28 | 29 | 28 | 31.1 | 17.2 | 12.4 | 27.8 | 27 | 29.7 | 20.4 | 27.6 | 27.3 | 28 | 0
2424 | 31 | 20.7 | 29.8 | 29.2 | 26.4 | 23.5 | 26.4 | 25.9 | 27.9 | 25.9 | 30.3 | 27.3 | 25.4 | 29 | 24.4 | 21.4 | 18.5 | 27.6 | 23.9 | 26.4 | 22.9 | 26 | 20.3 | 26.5 | 26.2 | 31.7 | 31.1 | 25.4 | 25.8 | 23.7 | 20.2 | 27.7 | 34.2 | 29.6 | 24.4 | 26.8 | 28 | 26 | 28.3 | 26.3 | 27.9 | 28.7 | 22.8 | 26.3 | 27 | 32.4 | 27.9 | 28.7 | 27.2 | 29.8 | 16.6 | 12.4 | 28 | 26.6 | 29.6 | 20.1 | 27 | 26.7 | 27.5 | 0
2425 | 30.4 | 20.2 | 28.9 | 27.6 | 25.4 | 23.1 | 25.6 | 25.1 | 27.9 | 25.5 | 28.5 | 26.8 | 23.7 | 29 | 24.4 | 21.2 | 18.5 | 27.2 | 21.9 | 25.9 | 22 | 25.5 | 20.4 | 24.6 | 25.6 | 31.4 | 30.7 | 25 | 25.5 | 23.7 | 19.1 | 26.5 | 33.6 | 28.9 | 23.6 | 26.3 | 27.7 | 25.6 | 27.9 | 25.4 | 27.9 | 27.5 | 22 | 25.8 | 26.6 | 31.5 | 28.2 | 27.7 | 25.3 | 29.2 | 15 | 12 | 27.8 | 26.5 | 29.4 | 19.8 | 27 | 26 | 27.2 | 0
2426 | 30.4 | 19.6 | 28.9 | 25.4 | 24.6 | 21.9 | 25 | 24.7 | 27.7 | 25 | 26.6 | 26.6 | 20.6 | 28.9 | 24.4 | 20.4 | 18.4 | 26.9 | 20.8 | 24.6 | 21.7 | 25 | 20.4 | 22.2 | 25.6 | 30 | 30.8 | 24 | 24.8 | 23 | 17.8 | 25 | 32.8 | 27.8 | 23 | 25.8 | 27.4 | 25.2 | 27.5 | 25.1 | 27.4 | 25.8 | 21.4 | 25.3 | 26.3 | 30.4 | 28.4 | 26.4 | 23 | 28.4 | 12.6 | 11 | 27.6 | 26.4 | 29.2 | 19.6 | 26.6 | 25.5 | 26.6 | 0
2427 | 29.4 | 18.8 | 28 | 24.1 | 23.4 | 21.1 | 24.4 | 24.5 | 27.5 | 24.8 | 23.9 | 25.8 | 19.3 | 28.5 | 21.9 | 19.6 | 18.1 | 26.4 | 19.8 | 22.5 | 21.6 | 24.5 | 19.2 | 20.3 | 25.9 | 29.7 | 30.4 | 22 | 23.5 | 22.2 | 17.3 | 24.5 | 32.4 | 26.7 | 23 | 25.8 | 26.7 | 24.5 | 27.2 | 25.2 | 26.9 | 24.3 | 20.8 | 24.7 | 26.1 | 28.2 | 28.6 | 24.7 | 20.5 | 27.7 | 10.4 | 10.1 | 26.9 | 26.3 | 28.8 | 19 | 26.4 | 25.1 | 26.4 | 0
2428 | 28.4 | 18.6 | 27.6 | 23.1 | 23.1 | 19.9 | 24 | 24 | 27.3 | 24.1 | 22.3 | 25.4 | 17.9 | 28.3 | 21.4 | 19 | 17.9 | 26 | 20 | 21.1 | 21.7 | 24.5 | 18.2 | 19.2 | 25.6 | 28.4 | 27.6 | 20.4 | 22.8 | 21.2 | 17.1 | 24 | 31.8 | 25.5 | 22.4 | 25.3 | 26.2 | 23.9 | 27.2 | 25.3 | 26.4 | 23.5 | 20.4 | 24.3 | 26 | 27.2 | 28.5 | 23.9 | 19.4 | 27.1 | 9.6 | 9.9 | 26.7 | 26.3 | 28.3 | 18.7 | 25 | 24.6 | 25.9 | 0
2429 | 27.8 | 16.7 | 27.3 | 27 | 22.6 | 19.3 | 23.5 | 23.3 | 27.3 | 23.9 | 26.8 | 23.4 | 21.4 | 28.2 | 20.9 | 18.5 | 17.4 | 25.9 | 24.2 | 22 | 21.7 | 23.7 | 16 | 22.6 | 24.1 | 27.4 | 25.6 | 20.4 | 23.6 | 19.8 | 19.8 | 23.9 | 31 | 27.2 | 21.9 | 25.3 | 27 | 24.5 | 27.2 | 25.4 | 25.9 | 26.8 | 20 | 23.8 | 25.8 | 27.5 | 27.6 | 24 | 22 | 26.6 | 11.4 | 13 | 25.8 | 26.3 | 28.2 | 18.4 | 24.4 | 23.6 | 26.4 | 0
2430 | 26.8 | 16.7 | 26.2 | 27.3 | 22.3 | 19.4 | 23.4 | 23.3 | 27.3 | 23.9 | 26.8 | 24.5 | 21.1 | 28 | 20.7 | 18.4 | 19.7 | 25.6 | 24.2 | 24.1 | 21.7 | 23.7 | 17.8 | 22.9 | 23.3 | 26.4 | 24.5 | 21 | 24.5 | 20.8 | 21.1 | 23.6 | 30.1 | 27.7 | 21.1 | 24.8 | 27.6 | 24.4 | 26.7 | 25.9 | 25.5 | 27.2 | 21.3 | 23.8 | 25.3 | 28.3 | 28.2 | 25.1 | 24 | 26.1 | 14.4 | 15 | 26.4 | 26.3 | 28.1 | 19.2 | 24 | 23.1 | 26.7 | 0
2431 | 26.3 | 16.2 | 25.2 | 28.7 | 23.1 | 19.6 | 23.7 | 23.3 | 27.8 | 23.9 | 27.4 | 25.7 | 22.6 | 28 | 21.1 | 18.2 | 21.6 | 25.6 | 25.2 | 26.9 | 21.7 | 23.5 | 19.2 | 24.6 | 23.3 | 25.7 | 23.7 | 23.5 | 26.6 | 22.6 | 22.4 | 24.7 | 30.2 | 28.8 | 22.2 | 24.8 | 28.2 | 24.3 | 26.7 | 25.8 | 25.4 | 28.6 | 23.6 | 23.3 | 25.3 | 29.7 | 29.8 | 26.8 | 26.9 | 26.2 | 19 | 17.3 | 27.1 | 26.3 | 28.2 | 20.3 | 24.2 | 22.4 | 27.6 | 0
2432 | 26.7 | 22 | 25.3 | 30 | 26.3 | 20.4 | 25 | 25.3 | 29.9 | 25.4 | 28.5 | 27.6 | 25 | 30 | 23.7 | 20.5 | 23.6 | 26.9 | 27.2 | 30.4 | 21.9 | 25 | 22 | 26.8 | 24.6 | 25.7 | 25.6 | 25.8 | 29.4 | 25.4 | 23.6 | 28 | 31.8 | 31.2 | 24 | 26 | 29.4 | 27.5 | 27.8 | 27.1 | 25.9 | 30.8 | 26.4 | 24.3 | 25.6 | 32.2 | 31.2 | 29.8 | 29.8 | 27.3 | 23 | 19.4 | 28.1 | 27.3 | 29.7 | 21.6 | 26.4 | 24.2 | 29 | 0
2433 | 28.9 | 24.3 | 30 | 32.9 | 31.1 | 24.3 | 26.5 | 28.7 | 32.1 | 27.8 | 30 | 28.8 | 28.7 | 31.7 | 26.3 | 24.3 | 24.1 | 28.2 | 29.6 | 33.3 | 26.5 | 27.1 | 23.4 | 29.9 | 27.1 | 25.8 | 28.4 | 29.5 | 32.7 | 27.9 | 24.2 | 29.9 | 33.4 | 33.3 | 26.5 | 28.5 | 30.1 | 27.3 | 31.2 | 30.7 | 27.8 | 33.4 | 29.3 | 27 | 27.2 | 34.3 | 33.5 | 32.2 | 32 | 27.8 | 27 | 20.4 | 28.9 | 29.7 | 31 | 23.2 | 32.5 | 28.2 | 30.7 | 0
2434 | 31 | 27 | 31.5 | 35.4 | 34.4 | 27.5 | 27.5 | 30.9 | 34.5 | 31.2 | 31.6 | 30.1 | 32.2 | 33 | 28.5 | 27.4 | 24.6 | 32 | 32 | 35.8 | 29.4 | 29.6 | 25.6 | 32.4 | 29 | 28.3 | 32 | 31.9 | 35.4 | 30.1 | 24.8 | 30.6 | 34.8 | 35.6 | 29 | 30.2 | 31.1 | 31.8 | 33.3 | 33.9 | 30.3 | 35.9 | 31.8 | 30 | 28.3 | 36.5 | 35.1 | 34.5 | 33.4 | 29.8 | 29.4 | 20.6 | 29.8 | 31 | 32.9 | 24.8 | 33.6 | 32.3 | 32 | 0
2435 | 33.1 | 27.8 | 33 | 38.4 | 36.5 | 30.3 | 30 | 32.7 | 36.5 | 34.1 | 33 | 30.8 | 35.4 | 34.4 | 29.6 | 29.5 | 24.4 | 33.7 | 33.6 | 37.4 | 30.8 | 30.6 | 26.4 | 34.6 | 30.7 | 32.7 | 34.5 | 34.4 | 37.2 | 31.4 | 25 | 33.1 | 36 | 37 | 31.2 | 30.8 | 31.6 | 33.8 | 33.7 | 36.7 | 32 | 38 | 33.8 | 33.5 | 29.2 | 38 | 37 | 35.6 | 34 | 32.2 | 31.4 | 20 | 30.4 | 31.7 | 34 | 26.6 | 36.3 | 34.2 | 33 | 0
2436 | 34.7 | 29.1 | 35 | 39.7 | 38.5 | 32 | 31.8 | 33.7 | 37.5 | 36.1 | 34.1 | 32.1 | 37.2 | 34.4 | 30.5 | 30.4 | 25.1 | 35.3 | 34.5 | 38.7 | 34 | 32.6 | 27.8 | 35.6 | 31.3 | 35.6 | 37 | 34.9 | 37.6 | 32.4 | 25.5 | 33.9 | 37.5 | 38.3 | 33.3 | 31.4 | 32.5 | 35.1 | 34.5 | 38 | 32.8 | 39.6 | 35.1 | 35 | 29.6 | 39.6 | 37.8 | 36.8 | 34.4 | 33.3 | 32.2 | 19.6 | 31.1 | 31.3 | 34.5 | 28.3 | 39.3 | 36.9 | 33.2 | 0
2437 | 35.6 | 29.4 | 35.7 | 41.1 | 38.5 | 33.1 | 33.6 | 34.2 | 37.8 | 37.4 | 35 | 33 | 38.5 | 34.2 | 30.8 | 30.9 | 25.4 | 35.7 | 34.7 | 39.4 | 35.5 | 34.6 | 27.3 | 36.7 | 33.2 | 37.8 | 38.4 | 35.7 | 37.3 | 32.6 | 25.7 | 34.8 | 37.8 | 38.8 | 34.1 | 31 | 32.8 | 35.5 | 35.9 | 38.5 | 32.9 | 40.7 | 36.1 | 37 | 29.5 | 40.5 | 39 | 37 | 34.9 | 34.8 | 33.5 | 19.5 | 31.4 | 27.9 | 36 | 29.7 | 39.8 | 30.7 | 33 | 0
2438 | 37.1 | 30.4 | 36.5 | 41 | 38.6 | 34.5 | 34.5 | 34.7 | 37.5 | 37.5 | 35.6 | 34.2 | 39 | 34 | 31.8 | 31.8 | 26 | 36.2 | 34.6 | 40 | 36.5 | 35.1 | 26.4 | 37.2 | 33.9 | 38.3 | 39 | 35.4 | 36.4 | 32.6 | 25.8 | 36 | 37.9 | 39.4 | 35.5 | 30.8 | 33.2 | 35.7 | 36.2 | 39.7 | 27.5 | 41.4 | 36.6 | 37 | 29.7 | 41.2 | 39.4 | 37.6 | 35.6 | 35.8 | 34.2 | 20 | 31.6 | 27.9 | 37.5 | 30.4 | 40.5 | 31.4 | 32.4 | 0
2439 | 37.6 | 32.7 | 37 | 41.5 | 38.6 | 34.8 | 34.7 | 34.7 | 30.3 | 36.8 | 36.1 | 34.4 | 39.6 | 33.2 | 32.1 | 32.4 | 25.2 | 36.2 | 34.2 | 40.1 | 35 | 35.6 | 23.2 | 38.1 | 34.2 | 38.7 | 39 | 36.2 | 35.7 | 32 | 25.2 | 35.6 | 37.8 | 39.3 | 35.5 | 31 | 32.6 | 35.7 | 35.3 | 39.7 | 27.5 | 41.6 | 36.8 | 37 | 29.9 | 40.8 | 40.1 | 37.4 | 36.1 | 36.3 | 35.2 | 20.4 | 31.2 | 26.5 | 38 | 30.4 | 40.8 | 31.4 | 31.8 | 0
2440 | 38.3 | 33 | 37.2 | 40.8 | 38.4 | 30 | 34.5 | 35.2 | 34.6 | 36.4 | 36.4 | 34.4 | 39.4 | 32.6 | 32.2 | 32.3 | 24.2 | 36.2 | 33.5 | 39.9 | 34 | 36.1 | 20.6 | 38.3 | 34.1 | 38.8 | 39.6 | 35.7 | 34.8 | 31.3 | 24.5 | 34.9 | 37.3 | 39.6 | 35.8 | 31.3 | 31.9 | 36 | 33.5 | 39.5 | 27.3 | 41.1 | 36.4 | 37 | 30 | 40.1 | 39.5 | 37.5 | 36.1 | 36.3 | 34.5 | 20.3 | 30.7 | 25.9 | 38 | 29.5 | 40.6 | 31.1 | 31.1 | 0
2441 | 38.5 | 32.5 | 37.5 | 40.4 | 37.5 | 23.3 | 33.6 | 35.3 | 33.3 | 35.4 | 36.4 | 33.4 | 38.8 | 31 | 31.2 | 31.5 | 22.4 | 36.2 | 32.2 | 39 | 32.1 | 36.1 | 17.6 | 38 | 34.1 | 38.2 | 39.2 | 35.4 | 34.2 | 30 | 23.4 | 34.1 | 37.4 | 39.2 | 34.6 | 30.7 | 30.6 | 35.9 | 31.9 | 38.7 | 26.9 | 39.8 | 35.5 | 36.5 | 29.8 | 38.3 | 38.4 | 36.6 | 35.2 | 36 | 33 | 19.2 | 29.9 | 25.9 | 37.7 | 28 | 39.8 | 30.2 | 30.6 | 0
2442 | 38 | 31 | 36.7 | 38.6 | 35.6 | 27.1 | 32.5 | 35.2 | 31.3 | 34.4 | 35.9 | 32.6 | 36.8 | 31 | 30.5 | 30.2 | 21.4 | 34.7 | 30.2 | 37.8 | 29.7 | 35.6 | 16.9 | 36.2 | 34.1 | 37.1 | 38.5 | 33.3 | 33.2 | 28.8 | 22.8 | 32.6 | 36.9 | 38.9 | 33.8 | 30 | 29.6 | 35 | 31.2 | 37.7 | 26 | 37.6 | 33.9 | 35.1 | 28.7 | 36.5 | 35.6 | 35.8 | 33.6 | 35.7 | 29.7 | 17.3 | 29.3 | 26 | 34.7 | 26.1 | 38.5 | 29.1 | 30 | 0
2443 | 37.1 | 27.9 | 34.5 | 37.3 | 33.6 | 26 | 31.4 | 33 | 30.1 | 32.3 | 34.9 | 31.1 | 34.3 | 30.5 | 29.4 | 27.4 | 20.4 | 31.5 | 27.4 | 35.9 | 29 | 33.6 | 16.1 | 34.1 | 28.6 | 35.8 | 36.6 | 31.8 | 32 | 27.2 | 22.3 | 31 | 35.9 | 37.4 | 31.5 | 29.5 | 28.3 | 32.8 | 30.6 | 36.4 | 30.4 | 34.8 | 32 | 33 | 27.8 | 34.2 | 33.1 | 33.6 | 31.7 | 34.7 | 26.9 | 14.9 | 28.6 | 26 | 33 | 24.5 | 35 | 28 | 29.5 | 0
2444 | 35.7 | 23.4 | 32.5 | 35.4 | 32.1 | 22.8 | 30.6 | 31.1 | 29.7 | 30.1 | 33.6 | 30 | 31.2 | 29.9 | 28.3 | 25 | 20.6 | 28.7 | 24.4 | 34 | 28.2 | 31.1 | 16.8 | 31.4 | 27.4 | 34.4 | 32.7 | 30 | 30.6 | 26 | 22.4 | 29 | 34.9 | 35.8 | 29.5 | 29 | 27.6 | 31.5 | 30.2 | 35 | 29.9 | 32 | 30 | 31.5 | 27.4 | 32.4 | 30.4 | 31.4 | 30 | 34 | 24.4 | 12.8 | 28.2 | 25.9 | 31.6 | 23.2 | 33 | 27.3 | 29 | 0
2445 | 34.5 | 21.5 | 31 | 34.6 | 31.4 | 22.5 | 29.5 | 29.1 | 29.3 | 28.6 | 32.3 | 28.5 | 28.9 | 29.7 | 27.5 | 24.2 | 20.4 | 27 | 21.8 | 31.8 | 27 | 30.6 | 16.2 | 29.7 | 26.1 | 32.9 | 31 | 30.1 | 29.4 | 24.8 | 22.4 | 28.1 | 34.1 | 33.3 | 28 | 28.2 | 26.7 | 30.3 | 29.7 | 34.9 | 29.5 | 29.7 | 28.3 | 30 | 27.1 | 30.7 | 29.4 | 28.4 | 28.9 | 33.4 | 23.8 | 11.5 | 27.8 | 25.9 | 31 | 22.5 | 32.2 | 26.7 | 28.7 | 0
2446 | 33.8 | 20.2 | 30 | 33.1 | 31.2 | 22.1 | 27.2 | 27.8 | 28.9 | 27.5 | 31.1 | 27.8 | 27.1 | 29.2 | 27.5 | 23 | 20.8 | 25.7 | 20.5 | 30 | 26.4 | 29.6 | 16.5 | 28.3 | 25.6 | 31.9 | 30 | 29.7 | 28.3 | 24.3 | 22.4 | 27.6 | 33.7 | 31.6 | 26.6 | 28 | 26.6 | 29.6 | 29.5 | 34.7 | 29 | 28.4 | 26.8 | 28.5 | 27 | 30.2 | 28.7 | 26.7 | 28.4 | 33 | 23.2 | 11.2 | 27.6 | 25.6 | 30.3 | 21.9 | 32.5 | 26.3 | 28.5 | 0
2447 | 32.4 | 19.9 | 29.5 | 32 | 29.9 | 22 | 25.9 | 27.1 | 28.7 | 26.9 | 30.2 | 27 | 26.4 | 29.1 | 26.4 | 22.8 | 20.4 | 25 | 20.6 | 28.2 | 25.5 | 28.6 | 15.8 | 27.8 | 25.1 | 30.8 | 29.2 | 30 | 27.6 | 24 | 22 | 27.1 | 33.7 | 30.2 | 26.6 | 27 | 26.6 | 28.2 | 29.2 | 33.9 | 28.9 | 28 | 25.6 | 27.1 | 26.8 | 30 | 29 | 25.4 | 28 | 22.3 | 22.8 | 11.6 | 27.4 | 25.6 | 30 | 21.4 | 32.7 | 25.6 | 28.4 | 0
2448 | 31.3 | 19.3 | 30 | 29.6 | 29 | 22 | 25 | 25.7 | 28.6 | 26.5 | 29.5 | 26.9 | 25.7 | 29 | 23.7 | 22.2 | 20.2 | 24 | 21.9 | 26.8 | 24.3 | 28.3 | 16.5 | 27 | 24.6 | 29.4 | 28.5 | 28.2 | 26.7 | 24.1 | 21.5 | 25.9 | 33.3 | 30.1 | 26.1 | 26 | 27.3 | 26.9 | 28.7 | 32.5 | 28.4 | 28.2 | 24.4 | 26 | 26.4 | 30.6 | 28.6 | 25.8 | 27.3 | 22.3 | 20.3 | 12.2 | 27.3 | 25.2 | 29.4 | 20.6 | 32.5 | 25.3 | 28.3 | 0
2449 | 30.1 | 20.5 | 29.7 | 28.1 | 28.1 | 22.5 | 24.7 | 25.5 | 28 | 26.3 | 29 | 26.2 | 25.4 | 28.3 | 23.3 | 21.8 | 18.9 | 23.2 | 23.5 | 25.1 | 22.5 | 27.6 | 16.4 | 26.4 | 24.2 | 27.8 | 29.5 | 26.4 | 26 | 23.6 | 20.5 | 26.6 | 32.9 | 30 | 25.6 | 25 | 27.6 | 25.6 | 28.7 | 32.2 | 28.2 | 28.5 | 23 | 25.2 | 26.4 | 30.6 | 28.4 | 26 | 25.9 | 22.4 | 17.1 | 12.4 | 26.9 | 25.2 | 29 | 19.7 | 32.4 | 24.8 | 28.1 | 0
2450 | 29.3 | 18.5 | 29 | 26.2 | 27.7 | 22.3 | 24.5 | 25.6 | 27.7 | 26 | 28.4 | 25.6 | 24.4 | 28.1 | 23.3 | 21.3 | 18 | 22.7 | 24.8 | 23.6 | 22.5 | 27.6 | 17 | 25 | 24.2 | 26.8 | 29.2 | 23.2 | 25 | 22.8 | 19.8 | 26.8 | 32.4 | 30 | 24.9 | 24.8 | 28 | 25 | 28.7 | 31.5 | 27.8 | 28.4 | 21.6 | 24.1 | 26.2 | 30.4 | 27.4 | 26.4 | 24 | 22.4 | 13 | 12.2 | 26.6 | 25.3 | 28.6 | 18.7 | 32 | 24.3 | 27.6 | 0
2451 | 28.4 | 17.1 | 27.5 | 26.1 | 25.9 | 21.4 | 24.2 | 25.6 | 27.6 | 25.9 | 27.8 | 24.3 | 23.5 | 28 | 23.3 | 20.3 | 16.7 | 22.1 | 25.1 | 22.1 | 22.4 | 26.1 | 16.1 | 24 | 24.2 | 25.8 | 29 | 21.5 | 24.2 | 21.4 | 19.1 | 26.6 | 32 | 29 | 24.5 | 24 | 27.6 | 24.6 | 28.5 | 31.2 | 27.3 | 27.9 | 20.4 | 24 | 25.8 | 29.2 | 27.2 | 25.4 | 22.2 | 22.7 | 10.6 | 11.8 | 26.1 | 25.3 | 28.5 | 18.1 | 31.6 | 23.5 | 27.1 | 0
2452 | 27.6 | 16.1 | 27.5 | 26 | 25.6 | 21.2 | 24.3 | 25.6 | 27.8 | 25.6 | 27.2 | 23.7 | 22.1 | 27.6 | 22.8 | 20.1 | 16.7 | 21.7 | 24.8 | 21.5 | 22.4 | 25.6 | 16.3 | 22.8 | 23 | 24.9 | 28.8 | 19.9 | 23.5 | 20.3 | 19.2 | 26.1 | 31 | 28.2 | 24.1 | 24 | 27.3 | 24.1 | 28.2 | 31.2 | 26.8 | 27.2 | 19.7 | 24 | 25.7 | 28.2 | 26.9 | 24.8 | 21.4 | 22.3 | 9.5 | 12 | 25.8 | 25.3 | 28.1 | 18 | 31.5 | 23.4 | 26.6 | 0
2453 | 26.7 | 18.5 | 27.5 | 27.4 | 24.6 | 21.3 | 24.2 | 25.2 | 27.8 | 25.5 | 23.2 | 23.4 | 22.2 | 27.4 | 22.6 | 20.4 | 18 | 21.2 | 20.4 | 24.4 | 22.2 | 24.6 | 15.2 | 21.6 | 23.2 | 24 | 26.7 | 22.8 | 24.2 | 22 | 18.2 | 25.6 | 30.3 | 28.4 | 24 | 24 | 24.6 | 24.1 | 27.2 | 29.7 | 26.4 | 25 | 19.5 | 23.5 | 25.7 | 26.4 | 25.7 | 22.4 | 25 | 22.3 | 15 | 12.4 | 26.4 | 25.3 | 27.8 | 19.6 | 31.2 | 23.3 | 27.4 | 0
2454 | 26.1 | 17.8 | 28 | 27.4 | 23.8 | 21.2 | 24.1 | 24.1 | 27.8 | 25.3 | 23 | 22.7 | 22.8 | 27 | 22.6 | 19.8 | 18.2 | 20.7 | 21.8 | 25.4 | 22.1 | 24.1 | 16.7 | 22.6 | 23.7 | 23.3 | 24.5 | 26.5 | 24.9 | 22.8 | 19.5 | 25 | 30 | 29.2 | 23.6 | 24 | 25.1 | 24.5 | 26.8 | 29.1 | 26.1 | 25.2 | 20.6 | 23.5 | 25.4 | 27.5 | 26.8 | 23.1 | 26 | 22.3 | 16.8 | 14.9 | 26.9 | 25.3 | 27.4 | 19.6 | 29.6 | 22.9 | 28 | 0
2455 | 25.8 | 17.8 | 25.5 | 28.4 | 23.8 | 21.2 | 23.9 | 23.7 | 28.3 | 25 | 23.4 | 22.2 | 25.1 | 27.6 | 22.6 | 20.8 | 19 | 20.7 | 23.7 | 27.3 | 21.7 | 23.6 | 18.3 | 24.6 | 24.2 | 22.9 | 23.8 | 28.1 | 26.4 | 24.2 | 21.4 | 25.1 | 29.9 | 30.6 | 23 | 24 | 26.4 | 24 | 26.8 | 28.9 | 25.7 | 27 | 22.9 | 23 | 25.2 | 29.5 | 28.4 | 24 | 27.5 | 22.4 | 20.1 | 16.7 | 27 | 25.3 | 27.5 | 19.7 | 29.5 | 22.7 | 29 | 0
2456 | 25.9 | 21.4 | 27 | 30.2 | 24.9 | 22.8 | 24.9 | 25.2 | 30 | 26.3 | 24 | 22.2 | 28 | 29.2 | 23.4 | 22.4 | 20.4 | 23.2 | 25.6 | 29.4 | 23.1 | 24.6 | 20.6 | 28.2 | 24.6 | 23.9 | 24.5 | 29 | 28.4 | 25.8 | 24 | 27.1 | 31.1 | 32.4 | 24 | 26.5 | 28 | 27.1 | 28 | 29.2 | 26.3 | 29.6 | 25.8 | 23.5 | 25.4 | 31.6 | 31.4 | 25.6 | 29.8 | 23.8 | 24.2 | 18.4 | 28.3 | 26.7 | 28.8 | 20.4 | 29.3 | 23.4 | 30.4 | 0
2457 | 27.5 | 25.8 | 31.2 | 32.6 | 31.6 | 25 | 27.6 | 29.9 | 31.3 | 28 | 25.1 | 22.8 | 31.8 | 30.8 | 24.8 | 24.2 | 22 | 28.2 | 27.4 | 31.7 | 23.4 | 27.7 | 21.8 | 31.2 | 27.3 | 25.5 | 29.2 | 26.5 | 30.8 | 27.3 | 25.7 | 29.5 | 34.1 | 34.1 | 26.4 | 28.1 | 30 | 30.2 | 30 | 31.4 | 29.2 | 33.1 | 29.4 | 25.6 | 26.9 | 33.7 | 33.9 | 26.6 | 31.5 | 25.9 | 28 | 18.2 | 28.7 | 28.8 | 30.7 | 21.2 | 29.8 | 27.1 | 31.8 | 0
2458 | 29.7 | 28.8 | 33.6 | 34.9 | 32.5 | 27.7 | 29 | 31.6 | 33.4 | 32.4 | 26.3 | 24.1 | 35.1 | 32 | 26.1 | 26.1 | 23.7 | 31.7 | 29 | 33.3 | 26.3 | 30.2 | 23.2 | 34.3 | 29.6 | 28 | 31.5 | 25.1 | 33.2 | 28.5 | 27.2 | 31.2 | 35.9 | 35.6 | 27.9 | 29.5 | 31.6 | 33.5 | 32 | 34 | 30.1 | 36.1 | 32.7 | 28.1 | 28.4 | 35.4 | 36.7 | 27.9 | 32.9 | 28.2 | 31 | 17.9 | 29.9 | 30.3 | 32.7 | 22.7 | 29.8 | 30.2 | 33.1 | 0
2459 | 32.2 | 31.3 | 35.7 | 37 | 31.1 | 29.5 | 30.6 | 32.9 | 35.2 | 35.9 | 27.8 | 25.8 | 38 | 33.7 | 27.3 | 28.3 | 25 | 34.2 | 30.2 | 34.8 | 27.9 | 31.7 | 23.8 | 36 | 28.3 | 31 | 34 | 24.3 | 35.4 | 29.4 | 27.6 | 32.7 | 37.8 | 36.6 | 29.9 | 31 | 33 | 34.4 | 34 | 35.6 | 31.2 | 38.6 | 35.6 | 30.7 | 29.1 | 37 | 38.4 | 28.6 | 33.4 | 29.1 | 33 | 16.8 | 30.2 | 30.9 | 33.5 | 24 | 29 | 29.3 | 34 | 0
2460 | 34 | 33 | 37 | 38.5 | 35 | 30.5 | 32.1 | 34.6 | 36.7 | 38.2 | 29.2 | 27.5 | 39.6 | 34.8 | 28.9 | 29.7 | 26 | 36.2 | 31.1 | 35.9 | 31.7 | 34.2 | 25.1 | 37.7 | 28.7 | 32.5 | 35.9 | 28.1 | 37 | 30.1 | 28.2 | 34.7 | 39 | 37.5 | 31.5 | 32.2 | 33.6 | 35.8 | 35 | 37.2 | 31.4 | 39.9 | 37.5 | 32.3 | 29.6 | 38.4 | 40.2 | 29.8 | 33.7 | 30.2 | 34.4 | 16.8 | 31.4 | 31.3 | 35.1 | 25.6 | 26.5 | 29.4 | 34.5 | 0
2461 | 35.5 | 34.1 | 37.4 | 39.6 | 34.6 | 31.7 | 33.9 | 35.4 | 37.5 | 40.1 | 30.8 | 28.8 | 40.8 | 34.7 | 30.3 | 30.5 | 26.5 | 36.7 | 31.8 | 37.3 | 31.5 | 34.7 | 25.6 | 38.1 | 26.2 | 33.5 | 37.5 | 32.6 | 38 | 30.7 | 28.2 | 35.7 | 40.2 | 38.2 | 32.5 | 32 | 33.8 | 37 | 35 | 37.8 | 32.2 | 40.8 | 38.6 | 34.3 | 29.6 | 39.9 | 40.7 | 30.5 | 33.4 | 31.4 | 35.3 | 16.6 | 31.5 | 31.5 | 36.3 | 26.3 | 26.5 | 29.4 | 34.4 | 0
2462 | 36.6 | 34.5 | 39 | 40.2 | 35.7 | 32 | 34 | 36.4 | 37 | 40.2 | 32 | 29.4 | 41.2 | 34 | 31.6 | 30.3 | 26.6 | 37.2 | 32.2 | 38.6 | 31.2 | 35.2 | 26.4 | 38.4 | 28.6 | 34.4 | 38.2 | 38.4 | 38.2 | 31.2 | 28.4 | 35.7 | 40.9 | 39 | 33.5 | 32 | 33.4 | 37.4 | 35 | 38.4 | 32.6 | 41 | 38.8 | 35.6 | 30.3 | 41 | 41.2 | 31.4 | 33.2 | 32.4 | 36 | 17 | 32 | 31.6 | 38 | 26.6 | 26.3 | 29.5 | 33.8 | 0
2463 | 37.1 | 34.9 | 38.9 | 40.6 | 36.7 | 33.7 | 33.8 | 36.5 | 36 | 39.8 | 33 | 29.2 | 41.6 | 33.7 | 32.1 | 31.1 | 26.2 | 37.2 | 32.1 | 39.8 | 30.9 | 34.7 | 25.8 | 37.4 | 29.2 | 34.8 | 38.2 | 40.4 | 37.9 | 31.4 | 27.8 | 35.7 | 41.4 | 39.4 | 34.1 | 32 | 32.9 | 37.7 | 34.6 | 39.1 | 32.3 | 41.3 | 38.6 | 35.9 | 29.6 | 41.7 | 40.6 | 31.3 | 32.3 | 33.4 | 36.2 | 16.3 | 31.3 | 31.8 | 38.2 | 25.7 | 25.7 | 29.6 | 32.8 | 0
2464 | 37.7 | 34.4 | 39 | 40.6 | 36.5 | 28.1 | 33.9 | 36.5 | 33.7 | 38.8 | 33.4 | 28.5 | 41.2 | 33 | 32.7 | 31.1 | 25.5 | 37.2 | 31.4 | 40 | 30.9 | 35.7 | 25.3 | 36.5 | 29.2 | 34.8 | 38.2 | 40.5 | 37 | 31 | 27.2 | 34.7 | 40.4 | 39.7 | 34 | 32 | 32 | 37.7 | 34.1 | 39.1 | 32.5 | 40.7 | 37.8 | 35.8 | 29.6 | 41.3 | 40.5 | 31.2 | 31.5 | 33.4 | 35.8 | 15.8 | 31.2 | 31.4 | 38.4 | 24.5 | 25.7 | 29.7 | 31.7 | 0
2465 | 37.5 | 33.7 | 38.8 | 40 | 36 | 26.6 | 34 | 36.5 | 32 | 37.3 | 33.2 | 27.4 | 40.2 | 31.7 | 32.1 | 30.4 | 24.4 | 37.2 | 30.2 | 39 | 30.7 | 35.3 | 24 | 34.4 | 30.2 | 34.5 | 38.2 | 37 | 35.8 | 30 | 25.8 | 33.7 | 40 | 39.2 | 34 | 31.3 | 31 | 37.1 | 33 | 38.4 | 32.1 | 39.4 | 36.8 | 35 | 29.7 | 40 | 39.6 | 30.2 | 30 | 33.4 | 34.4 | 14.4 | 30.5 | 29.2 | 37.7 | 23 | 25.7 | 29.4 | 30.6 | 0
2466 | 37.2 | 31.8 | 38 | 38.7 | 34.5 | 26 | 33.2 | 36.1 | 30.8 | 35.6 | 32.4 | 26.5 | 37.9 | 30.3 | 31.4 | 28.4 | 23.2 | 35.9 | 28.5 | 36.5 | 27.8 | 34.7 | 23.5 | 32.6 | 30.7 | 33.6 | 37.2 | 34.4 | 34.4 | 28.3 | 24.7 | 32.2 | 39.4 | 38.2 | 32.4 | 31 | 29.7 | 36 | 31 | 37.1 | 31 | 36.6 | 35.2 | 31.6 | 29.2 | 37.9 | 39.2 | 29.5 | 28.6 | 32.7 | 32.3 | 14 | 30.7 | 26.8 | 35.9 | 22 | 24.8 | 28.6 | 29.9 | 0
2467 | 36.2 | 28.6 | 36 | 37 | 32.6 | 20.2 | 31.6 | 34.4 | 29.7 | 33.6 | 31.4 | 25.7 | 35.4 | 29.5 | 31.1 | 26.7 | 21.9 | 32.4 | 26.8 | 33.4 | 25.8 | 34.2 | 22.4 | 29.9 | 27.6 | 32.6 | 36.2 | 31.4 | 33.1 | 26.5 | 23.3 | 30.7 | 38 | 36.6 | 30.9 | 29.8 | 28.8 | 33.8 | 29.8 | 35.1 | 30.4 | 33.5 | 33.6 | 29.1 | 28 | 35.9 | 37.5 | 28.3 | 26.9 | 31.7 | 29.5 | 13.3 | 29.8 | 25.8 | 34 | 21.1 | 24.7 | 27.6 | 29.3 | 0
2468 | 34.3 | 24.3 | 32.5 | 35 | 31.2 | 20.6 | 31 | 33.3 | 29.2 | 31.3 | 30.2 | 25.2 | 32.6 | 29.3 | 30.2 | 24.8 | 20.8 | 29.3 | 25.2 | 30.4 | 24.7 | 33.2 | 22 | 27.8 | 27.9 | 31.6 | 35.5 | 31.2 | 32 | 25 | 22.6 | 30.2 | 37 | 34.8 | 28.9 | 29.2 | 28 | 32.7 | 28.9 | 33 | 30.2 | 30 | 31.7 | 28.1 | 27.7 | 34.4 | 35.6 | 27.4 | 25.6 | 29.1 | 27 | 13.6 | 29 | 25.6 | 32.2 | 20.6 | 24.5 | 26.8 | 29 | 0
2469 | 33 | 21.3 | 31.5 | 33.3 | 30.5 | 21.4 | 30.5 | 31.3 | 28.7 | 29.9 | 29.3 | 24.9 | 30.7 | 29 | 29.2 | 23.8 | 19.8 | 27.7 | 24.1 | 28.5 | 23.7 | 32.2 | 20.7 | 25.4 | 27.1 | 30.5 | 34 | 30.6 | 31.2 | 24.1 | 21.8 | 29.2 | 36.9 | 32.9 | 28.1 | 28.8 | 27.8 | 31.6 | 28.5 | 31.1 | 30.1 | 27.7 | 30.1 | 27.5 | 27.2 | 33.9 | 32.4 | 26.2 | 24.5 | 28.9 | 24.9 | 13.3 | 26.7 | 24 | 31 | 19.9 | 24.4 | 26.2 | 28.7 | 0
2470 | 31.5 | 19.7 | 31.9 | 32.1 | 30.1 | 21.1 | 30 | 30.6 | 28.3 | 28.7 | 28.6 | 24.8 | 29.1 | 28.7 | 22.1 | 22.8 | 19.4 | 27.1 | 23.3 | 27.5 | 23.5 | 31.2 | 20.1 | 24.5 | 26.1 | 29.8 | 32.5 | 31.6 | 30.4 | 23.8 | 22 | 28.7 | 36.4 | 31.6 | 26.6 | 28.5 | 27.6 | 30 | 28.2 | 29.8 | 29.8 | 26.3 | 28.3 | 27.1 | 27 | 33.7 | 29.9 | 25.6 | 24.5 | 28.8 | 23.8 | 13.5 | 25.4 | 24 | 29.8 | 19.6 | 24.3 | 25.9 | 28.6 | 0
2471 | 30.6 | 19.5 | 32 | 31.4 | 29.8 | 21.1 | 29.1 | 29.8 | 28.1 | 27.8 | 28 | 24.8 | 28.4 | 28.5 | 20.7 | 22.2 | 19.2 | 26.2 | 22.7 | 27.4 | 23.4 | 28.2 | 19 | 24 | 26 | 28.8 | 30.2 | 30.6 | 29.6 | 24 | 22 | 28.2 | 35 | 30.6 | 25.9 | 27.5 | 27.6 | 28.4 | 27.9 | 28.6 | 29.7 | 26.4 | 26.6 | 26.5 | 26.8 | 33.6 | 27.6 | 25 | 24.8 | 26.9 | 23 | 13 | 24 | 24 | 28.9 | 19.2 | 23.8 | 25.8 | 28.4 | 0
2472 | 30.5 | 19 | 31.4 | 30.9 | 29 | 20.8 | 28.6 | 28.5 | 27.9 | 27.3 | 27.2 | 24.9 | 27.3 | 28 | 19.6 | 21.7 | 19.4 | 25.2 | 21.9 | 27.2 | 23.4 | 27.7 | 18.8 | 25 | 25.2 | 28.5 | 30.5 | 29.9 | 28.4 | 24.1 | 22.4 | 27.3 | 34.5 | 30.2 | 25.1 | 26.8 | 27.1 | 27.2 | 27.5 | 28 | 29.2 | 26.6 | 24.6 | 25.6 | 26.5 | 32.7 | 27.1 | 25.1 | 25.9 | 25.5 | 22.3 | 12.9 | 24.7 | 23.8 | 28.3 | 19.5 | 23.8 | 25.7 | 28.3 | 0
2473 | 29.7 | 19.3 | 30.9 | 30.5 | 28.1 | 20.2 | 28.1 | 27.4 | 27.8 | 27.1 | 26.4 | 25 | 26.4 | 28 | 19.6 | 21.8 | 19.5 | 24.7 | 21.1 | 26.8 | 22.7 | 27.7 | 17.9 | 25.3 | 24.2 | 28 | 30.3 | 26.7 | 27.2 | 23.9 | 22 | 27.8 | 34.4 | 29.8 | 24.7 | 26.8 | 26.5 | 26 | 27.1 | 27.1 | 29 | 27.1 | 22.8 | 25.1 | 25.8 | 31.1 | 26.8 | 24.7 | 26.4 | 25 | 20.9 | 12 | 25.5 | 23.9 | 28 | 19.7 | 23.8 | 25.5 | 28 | 0
2474 | 28.3 | 20 | 30.3 | 29.8 | 26.9 | 20.5 | 27.1 | 27.4 | 27.8 | 26.4 | 25.4 | 25 | 24.8 | 27.6 | 19.6 | 21.4 | 19.4 | 24.2 | 20.2 | 25.8 | 22.5 | 27.2 | 17.4 | 25.4 | 24.1 | 27 | 30 | 24.4 | 25.8 | 23.2 | 21.2 | 27.7 | 33.9 | 29.4 | 24.1 | 26.8 | 25.6 | 26.1 | 26.6 | 27 | 28.6 | 26.8 | 21 | 24.3 | 25.2 | 29 | 27.2 | 24.4 | 26.6 | 22.2 | 19 | 11.6 | 27 | 23.9 | 27.7 | 20.2 | 23.8 | 25.1 | 27.8 | 0
2475 | 28.4 | 18.3 | 29 | 28.9 | 26 | 20.5 | 26.1 | 26.6 | 27.7 | 26.3 | 24.5 | 24.7 | 23.6 | 26.8 | 20.8 | 20.9 | 18.9 | 23.6 | 19.6 | 24.9 | 22.2 | 26.4 | 15.9 | 23.9 | 23.5 | 26.4 | 29.7 | 21.4 | 24.8 | 22.4 | 19.6 | 27.7 | 32.8 | 28.8 | 23.5 | 26.8 | 25 | 25.7 | 26.4 | 27.1 | 27.8 | 26.3 | 19.8 | 24.1 | 24.9 | 27.2 | 26.5 | 23.4 | 25.9 | 22 | 16.7 | 10.8 | 27 | 24.4 | 27.6 | 20.1 | 23.7 | 25.1 | 27.4 | 0
2476 | 27.6 | 16.8 | 28 | 28 | 24.6 | 20.7 | 25.9 | 25.9 | 27.4 | 26.2 | 23.6 | 24.2 | 22.3 | 26.5 | 21.1 | 20.6 | 18.4 | 23.2 | 19.6 | 24.1 | 21.9 | 25.9 | 15.5 | 22.7 | 23.3 | 25.5 | 28.3 | 21.7 | 24.1 | 21.9 | 18.6 | 27.2 | 33 | 28.4 | 23 | 26.8 | 24.4 | 27.4 | 26.1 | 27.2 | 27.5 | 25.3 | 19.1 | 24.1 | 24.5 | 26.2 | 26.3 | 22.9 | 25.3 | 22 | 15.2 | 11.4 | 27.2 | 24.3 | 27.9 | 20.1 | 23.4 | 24.2 | 27.3 | 0
2477 | 27 | 16.6 | 27.9 | 27 | 24 | 20.5 | 25.7 | 25.4 | 27.1 | 25.8 | 25.6 | 22.6 | 28.6 | 26.5 | 20.9 | 20.6 | 17.8 | 22.3 | 20.8 | 22.4 | 21.9 | 25.6 | 17 | 20.4 | 23.3 | 24.5 | 27.5 | 26.6 | 24.2 | 19 | 19.6 | 26.5 | 32.7 | 28 | 22.7 | 26.8 | 27 | 22.2 | 26 | 27.6 | 27.2 | 23.4 | 21 | 24.1 | 24.2 | 30 | 27 | 22.6 | 23 | 22 | 20 | 11.2 | 27 | 24.3 | 27.1 | 19.4 | 23.3 | 24 | 28.4 | 0
2478 | 26.3 | 15.5 | 28 | 27 | 23.4 | 20.5 | 25.4 | 24.8 | 27.1 | 25.3 | 25.9 | 23.5 | 27.8 | 26.5 | 20.3 | 20.6 | 18.9 | 22.2 | 21.7 | 24.4 | 22 | 25.6 | 17.8 | 21.4 | 21.8 | 24 | 27 | 27 | 25.7 | 20.2 | 21.5 | 26.2 | 31.8 | 29.3 | 22.5 | 26.8 | 27.5 | 22 | 25.5 | 27.8 | 26.8 | 24.3 | 22.3 | 24.1 | 24.2 | 30.1 | 28.1 | 24.2 | 24.2 | 21.7 | 21.8 | 13.3 | 27.8 | 24.3 | 27.1 | 19.9 | 23 | 24.4 | 28.7 | 0
2479 | 26.3 | 17.5 | 27.5 | 28.1 | 23.6 | 20.1 | 25.1 | 24.8 | 27.6 | 25.4 | 26.9 | 25.1 | 28.5 | 27.4 | 20.2 | 20.3 | 19.8 | 22.2 | 22.9 | 26.7 | 22.1 | 25.6 | 18.5 | 23.3 | 21.6 | 23.6 | 27 | 28.1 | 27.8 | 21.9 | 23.6 | 26.7 | 31.6 | 31.4 | 23.1 | 26.5 | 28.3 | 23.7 | 25.5 | 28.1 | 26.6 | 26 | 24.7 | 23.6 | 24.2 | 31.2 | 30.4 | 25.6 | 25.9 | 21.7 | 24.4 | 15.6 | 28.7 | 24.3 | 27 | 21 | 23 | 24.9 | 29.3 | 0
2480 | 26.8 | 22 | 28.6 | 29.8 | 27.6 | 21.2 | 26.1 | 27.4 | 28.9 | 26.3 | 27.6 | 26.6 | 29.8 | 28.6 | 20.5 | 21.9 | 21.4 | 24.7 | 24.8 | 30 | 23.5 | 26 | 19.8 | 25.8 | 23.4 | 24.5 | 27 | 30 | 30.6 | 24.2 | 26 | 28.1 | 32.9 | 33.8 | 25.5 | 27 | 29.4 | 28.7 | 27.2 | 28.1 | 26.8 | 28 | 27.8 | 24.1 | 24.5 | 33 | 32 | 28 | 27.6 | 22.4 | 27.6 | 18 | 29.5 | 25.3 | 28.9 | 22 | 24 | 25.1 | 30.2 | 0
2481 | 29.1 | 26.2 | 31.8 | 32.4 | 31 | 24 | 27.4 | 30.5 | 33 | 29.5 | 29.4 | 28.5 | 33 | 30.3 | 21.8 | 24.3 | 22 | 30.4 | 26.3 | 31.9 | 26.2 | 27.2 | 20.9 | 28.4 | 26.9 | 25.9 | 29.3 | 31.9 | 32.9 | 26.2 | 27.5 | 30.3 | 34.2 | 35.7 | 30.2 | 29.4 | 30.4 | 31.6 | 29.9 | 31.2 | 28.6 | 30.1 | 30.9 | 27.1 | 26.1 | 35.2 | 34.9 | 29.7 | 29.3 | 24.2 | 30.2 | 18.8 | 30.3 | 27.9 | 30.8 | 23.5 | 29.5 | 26.3 | 31.4 | 0
2482 | 31.1 | 28.3 | 34 | 34.7 | 34.8 | 25.8 | 29.3 | 32.4 | 34.8 | 32.5 | 30.8 | 30.2 | 36.1 | 32 | 22.8 | 24.7 | 23 | 33 | 27.9 | 33.8 | 27.6 | 29 | 22.5 | 30.7 | 28.5 | 28.2 | 29.3 | 34 | 35.1 | 28.3 | 28.8 | 33.3 | 36 | 36.9 | 31.9 | 31.5 | 31.5 | 34.4 | 30.7 | 33 | 30.8 | 31.8 | 33.6 | 25.8 | 27.8 | 37.2 | 36.7 | 32.1 | 30.7 | 25.5 | 32.5 | 19.2 | 31.1 | 29.1 | 32.4 | 24.6 | 30.2 | 27.4 | 32.6 | 0
2483 | 33.1 | 29.7 | 35.3 | 37 | 36.4 | 28 | 30.3 | 34.4 | 36.2 | 35 | 32.8 | 32 | 39.4 | 33 | 23 | 25.9 | 23.4 | 35.6 | 29 | 34.4 | 29.6 | 30.2 | 24 | 32.6 | 29.9 | 30.4 | 29.3 | 35.6 | 36.4 | 30 | 29.4 | 34.3 | 37.6 | 37.4 | 34.4 | 33.8 | 32.4 | 36.1 | 32.7 | 35.1 | 31 | 33.4 | 35.6 | 31.7 | 28.7 | 38.8 | 39.2 | 33.6 | 32 | 26.3 | 34 | 18.6 | 32 | 31 | 34.1 | 25.8 | 31 | 28.5 | 33.6 | 0
2484 | 35.1 | 32.6 | 36.3 | 38.3 | 38.4 | 28.6 | 31.7 | 35.5 | 37.1 | 37.9 | 33.8 | 33.4 | 40.9 | 34.3 | 24.5 | 29.1 | 24.6 | 37 | 30.2 | 36 | 31.3 | 31.7 | 25.8 | 34.1 | 31.3 | 32.4 | 35.3 | 37.1 | 37.6 | 31.6 | 30.2 | 35.8 | 39.8 | 37.8 | 35.9 | 34 | 33.2 | 37.1 | 33.9 | 36 | 31.8 | 34.6 | 37 | 33.8 | 29.4 | 39.9 | 40.1 | 35.4 | 33.1 | 27.3 | 35.6 | 18.8 | 33 | 30.8 | 35.9 | 26.1 | 32.8 | 29.4 | 34.1 | 0
2485 | 36.3 | 33.6 | 37.4 | 39.5 | 39.3 | 29.8 | 33.1 | 36.5 | 37.6 | 39 | 35 | 34.5 | 42.2 | 33.8 | 25 | 30.6 | 25.1 | 37.4 | 30.9 | 36.9 | 32.4 | 32.7 | 26.7 | 35.2 | 32.6 | 32.9 | 35.8 | 37.9 | 38.2 | 32.7 | 30.5 | 35.8 | 40.1 | 38.2 | 36.5 | 34 | 33.6 | 38.3 | 34.4 | 37.2 | 32.1 | 35.8 | 37.7 | 35.8 | 29.6 | 40.7 | 41.4 | 35.3 | 34.3 | 27.5 | 36.8 | 18.9 | 33.8 | 31 | 37.4 | 26.4 | 33.3 | 29.7 | 34 | 0
2486 | 37.6 | 33.5 | 37.8 | 40 | 39.1 | 30.7 | 33.6 | 36.7 | 36.9 | 39 | 35.4 | 35 | 42 | 33.6 | 26.1 | 31.6 | 25.8 | 37.4 | 31.4 | 38.6 | 33.2 | 31.7 | 27 | 36 | 32.8 | 33.9 | 37 | 38.4 | 38.6 | 33.2 | 30.8 | 35.7 | 40.7 | 39 | 37.2 | 34 | 33.6 | 38.6 | 34.4 | 38 | 27.8 | 36.6 | 38 | 36.5 | 29.5 | 41.2 | 41.4 | 34.4 | 35 | 29.2 | 38.2 | 19.8 | 34.2 | 31.1 | 38.4 | 26 | 34 | 29.8 | 33.4 | 0
2487 | 38.1 | 34 | 38.3 | 40.6 | 39.7 | 31.1 | 34 | 36.9 | 35.4 | 39.2 | 36.2 | 35.1 | 42.3 | 33.5 | 27.5 | 31.9 | 25.1 | 37.4 | 31.1 | 38.9 | 33.6 | 31.5 | 25.9 | 36.2 | 33.7 | 34.7 | 37.7 | 38.1 | 38.1 | 32.7 | 30.1 | 35.8 | 40.4 | 39.7 | 37.2 | 33.9 | 33 | 37.8 | 33.9 | 38 | 32.5 | 37.1 | 37.7 | 35.5 | 29.4 | 41.5 | 41.9 | 31.3 | 35.3 | 30 | 38.7 | 19.8 | 33.9 | 31.3 | 38.8 | 25.8 | 34.5 | 29.9 | 32.4 | 0
2488 | 38.3 | 33.1 | 38.3 | 40.4 | 39.5 | 31.9 | 34.4 | 36.9 | 34.3 | 38 | 35.9 | 34.3 | 41.6 | 33 | 28 | 31.4 | 24.6 | 37.4 | 30.6 | 39.3 | 31.4 | 32.7 | 24.6 | 35.7 | 33.1 | 35.4 | 37.7 | 37.6 | 37.5 | 31.7 | 29.2 | 35.8 | 40.3 | 40.2 | 37.2 | 33.9 | 32.2 | 37.5 | 33.8 | 37.8 | 32.4 | 36.9 | 37.1 | 36.2 | 29.2 | 41.1 | 40.5 | 28.4 | 34.6 | 30.9 | 38.4 | 19.6 | 32.9 | 31.6 | 38.9 | 25 | 34.7 | 29.6 | 31.4 | 0
2489 | 38.1 | 32.3 | 37.8 | 39.8 | 38.6 | 31.8 | 33.8 | 36.9 | 31.7 | 37.5 | 35.6 | 33.4 | 41 | 31.8 | 28.5 | 30.5 | 23.2 | 37.4 | 29.4 | 38 | 24.2 | 32.2 | 23 | 34.4 | 31.6 | 34.9 | 37.8 | 36.6 | 36 | 30 | 27.6 | 34.9 | 39.7 | 39.8 | 36.8 | 33.5 | 31 | 37.8 | 32.8 | 37.8 | 31.6 | 36.2 | 36 | 35.2 | 29.5 | 40 | 38.8 | 25.4 | 33.2 | 31.2 | 36.6 | 18 | 31.6 | 31.4 | 38.2 | 24.4 | 34.7 | 29.4 | 30.4 | 0
2490 | 38.2 | 31.2 | 36.8 | 38.1 | 37.3 | 31.4 | 32.9 | 36.8 | 30.2 | 36.2 | 34 | 32.1 | 38.9 | 30.5 | 28.6 | 29.8 | 22.7 | 34.9 | 28.4 | 36.8 | 23.9 | 31.5 | 22.3 | 32.5 | 30 | 35.3 | 37.7 | 35.7 | 34.6 | 28.5 | 26.4 | 32.8 | 38.9 | 38.8 | 35.1 | 32.9 | 30 | 37.3 | 31.3 | 37.5 | 31 | 34.9 | 34.6 | 33.2 | 29 | 38 | 35.2 | 24.5 | 31.2 | 31 | 33.8 | 16.5 | 30.3 | 30.5 | 36.9 | 23.3 | 34.8 | 28.8 | 29.6 | 0
2491 | 37.2 | 28.5 | 34.8 | 36.2 | 34.8 | 30.2 | 31.7 | 35.4 | 29.5 | 33.7 | 32.7 | 31.3 | 37.2 | 29.7 | 27.3 | 28.4 | 21.7 | 31.9 | 27 | 34.2 | 23.3 | 30.3 | 21.8 | 30.2 | 24.4 | 34 | 36 | 34.2 | 32.7 | 27.1 | 25.1 | 31.3 | 36.6 | 36.9 | 32.3 | 31.4 | 29 | 33.1 | 30 | 35.5 | 30.2 | 33.4 | 32.8 | 31.1 | 27.9 | 35.6 | 32.5 | 24.1 | 29.4 | 29.6 | 30.1 | 14.3 | 29.4 | 30.1 | 34.8 | 22.7 | 33 | 28.3 | 29.1 | 0
2492 | 35.2 | 25.2 | 33 | 34 | 32.5 | 26.5 | 30.9 | 33.9 | 29.3 | 31.6 | 31 | 30.6 | 34.8 | 29.3 | 26.2 | 26.7 | 21.4 | 29.5 | 26 | 32 | 22.7 | 29.7 | 22 | 28 | 25.1 | 33.6 | 34.3 | 33 | 31.2 | 26.4 | 24.6 | 30 | 34.6 | 35 | 30.4 | 30.4 | 28.4 | 32.2 | 29.4 | 33.3 | 30 | 32 | 31 | 29.2 | 27.2 | 33.2 | 29.9 | 25 | 28 | 28.5 | 26.6 | 13 | 29 | 29.1 | 33.1 | 22 | 31 | 27.5 | 28.8 | 0
2493 | 32.8 | 23 | 31.3 | 32.6 | 31.3 | 25 | 30.6 | 33 | 28.8 | 29.9 | 30.4 | 30.4 | 33.7 | 28.8 | 25.9 | 25.5 | 20.3 | 28.1 | 24.7 | 29.1 | 22.4 | 29.4 | 21.7 | 26.2 | 25.5 | 32.5 | 33 | 31.5 | 29.6 | 25.8 | 24 | 29.1 | 34.6 | 33.2 | 29.2 | 29.6 | 27.9 | 30.4 | 28.8 | 32 | 29.6 | 31 | 29.1 | 27.8 | 26.6 | 31.6 | 29.7 | 24.9 | 27.4 | 28 | 23.6 | 11.8 | 29 | 27.9 | 32.2 | 22.1 | 30 | 27.5 | 28.6 | 0
2494 | 31 | 21 | 30.8 | 31.4 | 30.8 | 23.9 | 29.9 | 30.7 | 28.5 | 28.5 | 29.4 | 29.8 | 32.4 | 28.8 | 25.4 | 24.8 | 19.8 | 27.9 | 24.1 | 27.6 | 22.4 | 29.2 | 21.4 | 25.1 | 24.8 | 31.4 | 32.3 | 30.6 | 28.7 | 25.6 | 24 | 28.3 | 34.6 | 32.2 | 29.2 | 29.5 | 27.7 | 29.5 | 28.5 | 30.6 | 29.6 | 30.3 | 27.7 | 27.2 | 26.6 | 30.9 | 29.3 | 25.1 | 27.1 | 27.8 | 21.9 | 12 | 29.1 | 27.6 | 30.9 | 21.9 | 29 | 27.5 | 28.5 | 0
2495 | 31.1 | 19 | 31.8 | 31 | 30.6 | 23.2 | 29.1 | 29.8 | 28 | 27.5 | 28.8 | 29 | 32.2 | 28.7 | 24.9 | 24.4 | 19 | 26.9 | 23.4 | 26.2 | 22.3 | 27.8 | 20.4 | 24.4 | 23.8 | 30.4 | 31 | 29.8 | 27.8 | 25 | 23.6 | 27.4 | 34.2 | 31.6 | 28.3 | 29.4 | 27.6 | 27.2 | 28.4 | 29.1 | 29.5 | 29.6 | 26.4 | 26.7 | 26.4 | 31.2 | 29.8 | 24.2 | 27 | 27.2 | 21.2 | 12.2 | 29 | 27.3 | 30.4 | 21.8 | 28.7 | 27.4 | 28.4 | 0
2496 | 31.6 | 18.6 | 31.3 | 30.4 | 30.5 | 22.6 | 28.4 | 29.5 | 27.5 | 26.9 | 27.2 | 27.3 | 31.2 | 28.3 | 24.2 | 23.9 | 19.2 | 25.9 | 23.3 | 26.4 | 21.7 | 27.2 | 19.7 | 23.9 | 23.5 | 30.3 | 30.8 | 29.7 | 27.5 | 24.3 | 23.3 | 27.8 | 33.6 | 31.4 | 27.1 | 29 | 27.7 | 27 | 27.9 | 28.1 | 28.8 | 28.6 | 25.5 | 26.2 | 25.9 | 31.7 | 28.4 | 24.1 | 26.4 | 26.5 | 21.4 | 13 | 28.5 | 26.5 | 30 | 21 | 28.7 | 25.9 | 28.4 | 0
2497 | 30.3 | 17.2 | 30.3 | 30 | 30.3 | 22.3 | 27 | 28.6 | 27.9 | 26.4 | 26.2 | 25.5 | 31 | 28.2 | 24.1 | 23.3 | 18.9 | 25.2 | 22.8 | 25.8 | 21.3 | 26.4 | 18.6 | 23.2 | 23.2 | 29.8 | 30.7 | 29.3 | 26.7 | 22.9 | 22.1 | 27.8 | 34.1 | 30.8 | 26.3 | 28.9 | 27.5 | 26 | 27.8 | 28.1 | 28.8 | 27.2 | 24.4 | 25.7 | 25.2 | 32.2 | 27.4 | 23.2 | 25.4 | 26 | 21.3 | 12.8 | 27.8 | 26.5 | 29.8 | 20.2 | 28.7 | 25.7 | 28.4 | 0
2498 | 29.6 | 16.4 | 29.7 | 29 | 30 | 21.6 | 26.4 | 27.7 | 27.2 | 26 | 24.8 | 23.6 | 30 | 28.2 | 23.7 | 22.7 | 19 | 24.7 | 22.4 | 25.4 | 21.1 | 25.3 | 18 | 22.2 | 22.8 | 29.4 | 29.7 | 29 | 26 | 21.4 | 21 | 27.3 | 32.6 | 30 | 25.8 | 28.9 | 27.4 | 25.3 | 27.4 | 27.5 | 28.5 | 25.6 | 23.2 | 25.7 | 25 | 32 | 25.4 | 23.2 | 24 | 25.5 | 21 | 12.4 | 27 | 26.4 | 29.5 | 19.2 | 27.3 | 25.6 | 28.4 | 0
2499 | 28.2 | 15.6 | 28.3 | 28.3 | 29.3 | 21 | 25.9 | 27.2 | 27.1 | 25.7 | 24.8 | 22.5 | 29.8 | 27.7 | 23.3 | 21.5 | 18.2 | 24.3 | 21.5 | 23.6 | 21 | 24.7 | 17.2 | 21.1 | 22 | 28.9 | 29 | 28 | 24.8 | 19.8 | 19.6 | 26.8 | 31.8 | 28.8 | 24.9 | 28.6 | 27.1 | 25.6 | 27.3 | 26.6 | 27.8 | 24.2 | 21.8 | 25.2 | 24.5 | 31.4 | 25.3 | 22.4 | 23 | 25 | 20.1 | 11.1 | 26.5 | 26.2 | 29.4 | 18.9 | 26.6 | 25.5 | 28.4 | 0
2500 | 28.2 | 15.2 | 27.8 | 27.3 | 28.5 | 20.5 | 25.7 | 26.5 | 27 | 25.3 | 24.7 | 22 | 28.9 | 27.3 | 23 | 21.4 | 18.1 | 23.6 | 21 | 22.9 | 20.9 | 24.6 | 17.1 | 20.4 | 21.8 | 28.5 | 28.5 | 27.3 | 24.2 | 19 | 19.2 | 26.3 | 31.6 | 28 | 24.8 | 28.6 | 27 | 24.4 | 26.9 | 26 | 27.6 | 23.3 | 21 | 24.7 | 24.2 | 30.5 | 25.2 | 22.6 | 22.5 | 24.5 | 19.7 | 10.8 | 26.5 | 26 | 29.4 | 18.8 | 25.8 | 25.5 | 28.3 | 0
2501 | 27.3 | 15.1 | 27.3 | 26.4 | 26.7 | 20.2 | 25.6 | 25.2 | 26.8 | 25.2 | 28.4 | 26.4 | 29.4 | 26.8 | 23 | 21.6 | 18.2 | 23.3 | 20.4 | 25.6 | 20.9 | 24.5 | 16.4 | 20 | 21.8 | 27.6 | 28 | 27.6 | 25.2 | 21.4 | 22.4 | 25.8 | 31.3 | 28 | 24.8 | 28.5 | 26.4 | 23.8 | 26.6 | 25.5 | 27.2 | 25.6 | 20.8 | 24.4 | 23.9 | 29 | 28.6 | 22.2 | 25 | 24.2 | 16.4 | 12 | 27 | 26 | 28.9 | 19.6 | 25.3 | 25 | 26.8 | 0
2502 | 26.5 | 15.3 | 27.3 | 26.8 | 26.2 | 20 | 25.5 | 24.5 | 26.7 | 25.2 | 28 | 27.8 | 29.3 | 26.5 | 23 | 20.5 | 18.9 | 23.2 | 22.1 | 26.3 | 20.3 | 24.2 | 18 | 20.9 | 21.3 | 27.2 | 26.8 | 27.7 | 26.2 | 20.7 | 24.1 | 25.5 | 30.1 | 29.7 | 24 | 25.9 | 26.7 | 24.8 | 26.4 | 25 | 26.7 | 25.1 | 22.5 | 24.2 | 24 | 30 | 29.3 | 23.6 | 25.2 | 23.4 | 17.7 | 14.1 | 28 | 26 | 28.4 | 19.8 | 23.2 | 24.5 | 27.4 | 0
2503 | 26 | 15.5 | 26.8 | 28.3 | 26 | 20.1 | 25.6 | 24.3 | 26.2 | 25.5 | 28.4 | 29.2 | 30.2 | 27.5 | 23 | 20.5 | 20.1 | 22.9 | 24.3 | 27.8 | 20.3 | 24.3 | 19.1 | 23 | 23 | 26.8 | 25.8 | 28.7 | 27.6 | 23.1 | 25.5 | 25.8 | 29.8 | 31.8 | 24.3 | 25.4 | 27.4 | 25.9 | 26.4 | 24.5 | 26.5 | 25.1 | 25 | 24.2 | 23.9 | 31.6 | 31.1 | 25 | 26.9 | 23.5 | 21.1 | 16.4 | 28.7 | 26 | 28.5 | 20.5 | 23.8 | 24.4 | 28.4 | 0
2504 | 26.6 | 21.4 | 27.8 | 30 | 26.3 | 22.2 | 25.6 | 25.6 | 29.2 | 26.6 | 29 | 31.2 | 32.2 | 29.3 | 23.5 | 23.4 | 21 | 25.4 | 26.6 | 29.4 | 22 | 25.2 | 20.8 | 25.8 | 24.3 | 27.3 | 27 | 30.4 | 29.2 | 25 | 27.8 | 27.8 | 30.6 | 34.4 | 26.3 | 25.5 | 28.4 | 27.5 | 27.6 | 25.2 | 27.3 | 26 | 28 | 24.7 | 24.1 | 33.5 | 32.2 | 26.4 | 28.8 | 24.7 | 25 | 18.4 | 29.7 | 27.1 | 29.8 | 21.4 | 25.2 | 24.5 | 29.4 | 0
2505 | 28.7 | 27.9 | 32.1 | 32.6 | 29.5 | 25.8 | 27.3 | 28.4 | 32.2 | 29.1 | 30.8 | 32.2 | 34.8 | 31.4 | 25.6 | 26.8 | 22.3 | 30.4 | 28.6 | 31.8 | 25.3 | 27.9 | 20.1 | 28.7 | 25.6 | 28.4 | 28.9 | 32.6 | 31.1 | 29 | 28.7 | 31.1 | 32 | 36.2 | 29.7 | 28.5 | 29.6 | 32 | 31 | 29 | 29.9 | 27.2 | 30.8 | 27.2 | 27.3 | 35.6 | 34.4 | 26.7 | 31.4 | 26.4 | 29.7 | 19.1 | 30.3 | 29.6 | 30.3 | 22.9 | 29.5 | 26.6 | 30.7 | 0
2506 | 30.7 | 30 | 32.8 | 34.9 | 35.5 | 28.8 | 28.9 | 30.4 | 34.1 | 31.6 | 32.7 | 33.5 | 37.6 | 32.7 | 26.4 | 28 | 23.4 | 32.4 | 30.1 | 33.7 | 28.6 | 29.9 | 19.6 | 31.1 | 26.4 | 30.8 | 30.8 | 34.5 | 32.9 | 29.8 | 30 | 32.6 | 34.1 | 37.6 | 32.3 | 30.6 | 30.8 | 33.5 | 32 | 31.5 | 31.9 | 28.8 | 33.5 | 29.1 | 28.8 | 37.4 | 35.9 | 27 | 32.8 | 28.3 | 33.1 | 18.8 | 31.3 | 30.6 | 32.4 | 24.2 | 30 | 27.1 | 31.9 | 0
2507 | 33.1 | 33 | 35 | 37.4 | 36.5 | 30.4 | 30 | 32.4 | 35.7 | 34.1 | 35 | 34 | 40 | 33.7 | 28.5 | 30 | 24.8 | 33.6 | 31.2 | 35.8 | 31.1 | 31.9 | 17.8 | 32.8 | 28.2 | 34 | 32 | 36 | 34.8 | 30 | 30.2 | 35 | 35.1 | 38.2 | 35.1 | 32.5 | 31.8 | 35.5 | 33.8 | 33 | 32.4 | 30.4 | 35.4 | 32.6 | 29.9 | 39 | 38 | 27 | 34 | 29.5 | 36 | 17.6 | 32.4 | 30.9 | 33.9 | 25.4 | 31 | 28.6 | 33 | 0
2508 | 35.2 | 33.3 | 36.3 | 39 | 40 | 32.4 | 30.8 | 34 | 36.6 | 35.8 | 36.4 | 35.2 | 41.7 | 34 | 29.4 | 31.7 | 25.9 | 33.6 | 31.9 | 36.9 | 28.3 | 33.9 | 18 | 33.8 | 30.9 | 35.5 | 33.9 | 36.7 | 36.4 | 26.4 | 31.2 | 36.6 | 36.9 | 39 | 37.3 | 33.5 | 32.4 | 36.6 | 34.4 | 35 | 33.1 | 32.1 | 37 | 35.6 | 29.6 | 40.1 | 39 | 28.1 | 34 | 31 | 37.2 | 16.6 | 34 | 31.4 | 35.8 | 25.7 | 34.4 | 29.1 | 33.7 | 0
2509 | 37.3 | 34.5 | 37.3 | 40.6 | 40.5 | 32 | 31.8 | 34.9 | 37.5 | 36.7 | 37.7 | 35.7 | 42.7 | 34.4 | 29.9 | 32.2 | 27.1 | 36.2 | 32.6 | 37.9 | 28.2 | 35 | 17.9 | 34.5 | 31.4 | 36.5 | 35 | 37.1 | 37.7 | 24.5 | 31 | 36.6 | 38.3 | 39.5 | 38.3 | 34 | 32.6 | 37.7 | 34.3 | 36.5 | 33.4 | 33.5 | 38 | 36.6 | 29.7 | 41 | 40.5 | 29.6 | 34.6 | 32 | 38.7 | 15.8 | 35.3 | 31.6 | 37.4 | 25.5 | 34.6 | 29 | 33.8 | 0
2510 | 38.3 | 36.4 | 37.3 | 41.4 | 41 | 32.9 | 33.5 | 35.2 | 36.6 | 37.7 | 38 | 36.2 | 43 | 34.3 | 30.7 | 33.6 | 27.6 | 36.4 | 33 | 38.2 | 29.1 | 35 | 19.4 | 35 | 32.4 | 36.4 | 36 | 37.1 | 38.4 | 22.8 | 31.2 | 36.6 | 39.8 | 40.4 | 38.8 | 33.5 | 32.4 | 38.2 | 34.3 | 37.4 | 33.9 | 34.6 | 38.6 | 36.6 | 29.7 | 41.4 | 40.8 | 31.6 | 35 | 32.4 | 39.4 | 15.8 | 36.2 | 31.9 | 38 | 24.8 | 34.8 | 29.1 | 33.4 | 0
2511 | 38.9 | 36.7 | 38.1 | 42.2 | 41 | 32.3 | 33 | 36 | 34.6 | 37.8 | 38.3 | 35.3 | 42.8 | 34.2 | 31.4 | 34.1 | 27.7 | 36.4 | 33.1 | 38.6 | 29.9 | 35.9 | 19.4 | 35.5 | 32.6 | 36.6 | 37 | 37.1 | 38.4 | 25.7 | 29.9 | 36.6 | 39.8 | 40.7 | 39.3 | 33.5 | 31.9 | 38.2 | 34.3 | 37.8 | 33.5 | 35.1 | 38.4 | 36.8 | 29.8 | 41.5 | 41.3 | 32.7 | 36 | 33.5 | 40.5 | 15.9 | 35.8 | 31.7 | 37.8 | 24.2 | 34.8 | 29.2 | 32.6 | 0
2512 | 38.7 | 36.9 | 38 | 41.9 | 40.5 | 30.9 | 33.8 | 36.4 | 33.6 | 37.2 | 37.8 | 34.5 | 42.1 | 33.6 | 30.8 | 32.2 | 26.9 | 36.4 | 32.4 | 37.9 | 29.8 | 36 | 19.9 | 35.8 | 33 | 37.4 | 37 | 36.9 | 37.5 | 28.6 | 29.2 | 36.1 | 39.8 | 40.9 | 39 | 33.3 | 31.1 | 39.2 | 33.6 | 38.2 | 32.9 | 35.1 | 37.9 | 36.9 | 29.6 | 40.8 | 40 | 33.1 | 35.6 | 33.9 | 39.9 | 15.9 | 34.8 | 31.4 | 37.8 | 23.5 | 34.8 | 29.1 | 31.5 | 0
2513 | 38.8 | 36.8 | 37.7 | 41 | 40 | 30.1 | 33.3 | 36.4 | 32 | 36 | 37.2 | 32.8 | 41 | 32.1 | 30.2 | 31.5 | 25.8 | 35.6 | 31 | 37 | 29 | 35.4 | 18.8 | 35.4 | 32.7 | 36.8 | 37 | 36.2 | 36 | 32.4 | 27.8 | 35.3 | 39.7 | 40.2 | 38.3 | 33 | 30.4 | 35.5 | 32.6 | 37.5 | 32.4 | 34.4 | 36.6 | 36 | 29.6 | 39.6 | 38.4 | 32 | 34.2 | 33.8 | 38 | 15.2 | 33.1 | 31.4 | 37.6 | 23.2 | 34.6 | 28.7 | 30.4 | 0
2514 | 38.6 | 35.8 | 36.9 | 38.8 | 38.2 | 27.6 | 32 | 36.3 | 30.1 | 34.1 | 35.7 | 32 | 39.4 | 31 | 30 | 30.3 | 24.2 | 33.9 | 28.8 | 34.8 | 28.4 | 34.4 | 18.6 | 34.2 | 31.9 | 36.6 | 37 | 34.8 | 34 | 32 | 27.7 | 33.6 | 34.8 | 39.3 | 37.8 | 31.8 | 29.7 | 37.2 | 31 | 36 | 30.9 | 33.4 | 35 | 34.1 | 28.9 | 37.7 | 35.4 | 30.5 | 30.4 | 32.9 | 33.5 | 14.2 | 31.7 | 30.6 | 36.9 | 22.8 | 34 | 28.4 | 29.5 | 0
2515 | 38 | 31.3 | 34.7 | 36.6 | 36 | 26 | 31 | 33.7 | 29.7 | 31.8 | 34.6 | 30.8 | 37.2 | 30.3 | 29.8 | 28.1 | 23 | 31.8 | 26.6 | 32.7 | 27.2 | 33.6 | 17.2 | 32.2 | 31.4 | 36.2 | 36.2 | 32.8 | 32.1 | 30.8 | 26.8 | 31.6 | 34.8 | 37.8 | 34.3 | 31 | 29.3 | 34 | 30.3 | 33.6 | 30 | 32 | 32.9 | 32.6 | 27.9 | 35.8 | 33.4 | 28.2 | 26.2 | 32.1 | 28.7 | 12.8 | 30.5 | 30.2 | 34.6 | 22.6 | 32 | 28.1 | 28.9 | 0
2516 | 35.9 | 26.8 | 32.2 | 34 | 34 | 24.7 | 30.3 | 32.7 | 29.4 | 29.9 | 33.2 | 30.4 | 35 | 29.9 | 29.2 | 27.1 | 22.2 | 29.8 | 24.6 | 30.2 | 26 | 32.4 | 17 | 29.8 | 27 | 35.4 | 34.5 | 30.6 | 30.4 | 26.8 | 26.4 | 29.8 | 33.9 | 36.4 | 32.2 | 30.6 | 29 | 31.3 | 29.8 | 32 | 29.9 | 30.6 | 30.8 | 31 | 27.5 | 34 | 31.8 | 26.6 | 22 | 31.3 | 23.8 | 11.8 | 30 | 29.9 | 33.3 | 22.2 | 29.5 | 27.6 | 28.6 | 0
2517 | 33.7 | 23.5 | 30.7 | 32.4 | 32.2 | 23.9 | 29.4 | 31.1 | 29.2 | 28.7 | 32.6 | 29.4 | 33 | 29.5 | 27.6 | 25.1 | 22.1 | 28.6 | 23.4 | 28.6 | 24.8 | 31.9 | 15.8 | 27.6 | 26.2 | 34.2 | 32.8 | 28.8 | 29.2 | 25.2 | 24.6 | 29.1 | 31.5 | 34.8 | 30.7 | 30.5 | 28.8 | 31.5 | 29.4 | 30.3 | 29.5 | 29.3 | 28.5 | 29.8 | 27 | 33 | 32.2 | 25.1 | 20.2 | 29.3 | 21.3 | 11.2 | 29.6 | 29.7 | 32 | 22 | 28.7 | 27.3 | 28.5 | 0
2518 | 32 | 22.8 | 30.7 | 31 | 31.8 | 23 | 28.5 | 30 | 28.9 | 28.1 | 31.8 | 29.1 | 31.6 | 29.5 | 25.5 | 23.6 | 22 | 28.6 | 22.7 | 27.2 | 24 | 30.9 | 16.4 | 25.9 | 26.9 | 33.2 | 32.4 | 27.6 | 28.3 | 23.4 | 23.5 | 28.6 | 31.1 | 33.8 | 29.4 | 30.5 | 28.6 | 30 | 29.3 | 28.8 | 29.4 | 28.7 | 26.6 | 28.8 | 26.7 | 32.3 | 32.5 | 24.7 | 20 | 24.7 | 20 | 11.5 | 29.5 | 29.1 | 30.9 | 21.6 | 28.5 | 27.2 | 28.3 | 0
2519 | 32.2 | 21.1 | 30.1 | 30.4 | 31 | 22.3 | 27.3 | 29.4 | 28.6 | 27.3 | 31.4 | 28.4 | 31 | 29.4 | 25.1 | 24.6 | 21.8 | 28.6 | 22.4 | 26.6 | 23.4 | 29.9 | 16.6 | 24.8 | 25.2 | 32 | 32.2 | 27.4 | 27.6 | 24.4 | 22 | 27.8 | 31 | 32.8 | 28.8 | 29.5 | 28.4 | 28.5 | 29.3 | 27.5 | 28.9 | 28.4 | 24.8 | 28.1 | 26.2 | 32 | 33.2 | 24.4 | 22 | 24 | 20.6 | 12 | 29 | 28.9 | 30.4 | 21.2 | 28.6 | 27 | 28 | 0
2520 | 31.6 | 19.7 | 30.2 | 29.4 | 31 | 22.1 | 27.1 | 27.9 | 28.2 | 27 | 30.4 | 28.5 | 31.1 | 29 | 24.4 | 24.1 | 20.8 | 27.6 | 21.9 | 25.7 | 23.1 | 29.4 | 18.5 | 24 | 24.6 | 29.8 | 31.1 | 27.6 | 26.7 | 23.8 | 22.1 | 26.8 | 31.4 | 32.2 | 27.8 | 29 | 28 | 27.6 | 28.4 | 27.4 | 28.6 | 28.7 | 23.6 | 27.5 | 25.6 | 31.4 | 32 | 24.6 | 23.9 | 24.3 | 20.6 | 12.6 | 28.6 | 28.1 | 30.3 | 20.5 | 28 | 26.5 | 27.4 | 0
2521 | 30.9 | 19.1 | 30.2 | 28.6 | 30.9 | 22.1 | 26.3 | 27.2 | 28.1 | 27.1 | 29.9 | 28 | 31.3 | 28.9 | 24 | 23.1 | 19.7 | 27.2 | 21.2 | 25.2 | 23 | 28.4 | 18.9 | 23.2 | 23.9 | 29 | 30.4 | 28.2 | 25.8 | 24.5 | 21.8 | 26.6 | 31.2 | 31.1 | 26.8 | 29 | 27.5 | 27 | 28.3 | 27 | 28.4 | 28.7 | 22.3 | 27.1 | 25.5 | 30.6 | 30.8 | 24.1 | 25.7 | 24.6 | 20.4 | 12.5 | 27.8 | 27.8 | 30.1 | 20.1 | 27.1 | 26.1 | 26.9 | 0
2522 | 30.8 | 18.7 | 30.1 | 27.4 | 30 | 21.7 | 26 | 26.2 | 27.7 | 27.1 | 29 | 27.8 | 31.4 | 28.7 | 23.5 | 23 | 18.4 | 26.9 | 20.2 | 24.6 | 22.4 | 27.6 | 19.4 | 22.2 | 24.2 | 28.4 | 29.6 | 28.4 | 25 | 23 | 22.4 | 26.6 | 31.3 | 30 | 26.3 | 29 | 27 | 26.1 | 28 | 27 | 28.3 | 28.6 | 21.4 | 26.6 | 24.9 | 29.6 | 28.6 | 23.6 | 26 | 24.6 | 18.8 | 12 | 27.2 | 27.6 | 29.9 | 19.6 | 26.7 | 25.9 | 26.4 | 0
2523 | 29.4 | 16.8 | 28.5 | 26.8 | 29.5 | 21.4 | 25.8 | 25.9 | 27.6 | 27.1 | 28.8 | 26.7 | 30.9 | 28.4 | 23.5 | 23.3 | 17.8 | 26.4 | 19.6 | 24.7 | 22.1 | 26.9 | 17.8 | 21.1 | 23.8 | 27.6 | 29 | 28.3 | 24.6 | 23 | 21.9 | 27 | 30.8 | 28.5 | 26.2 | 28.5 | 26.6 | 25.7 | 27.8 | 27 | 27.5 | 27.8 | 20.5 | 26.1 | 24.6 | 28.9 | 27.9 | 22.4 | 26 | 24.5 | 17.5 | 11.2 | 26.6 | 27.5 | 29.4 | 19.5 | 26.2 | 25.8 | 26.2 | 0
2524 | 28.8 | 16.4 | 27.2 | 26.2 | 27.9 | 21.5 | 25.8 | 24.9 | 27.3 | 27.1 | 28.4 | 26.5 | 30.1 | 28 | 23.2 | 22.1 | 17.6 | 26 | 19.5 | 24.8 | 21.6 | 26.7 | 17.2 | 20.1 | 23.4 | 26.6 | 27.5 | 27.9 | 24.6 | 21.1 | 22.3 | 26.6 | 30.8 | 27.9 | 25.8 | 28.5 | 26.4 | 25.3 | 27.8 | 28 | 26.9 | 26.7 | 20.3 | 25.7 | 24.5 | 28.5 | 27.5 | 22.1 | 25 | 24.1 | 16 | 11.2 | 26.7 | 27.4 | 28.8 | 19.4 | 25.6 | 25.6 | 26.3 | 0
2525 | 27.7 | 15.5 | 25.7 | 27.4 | 27 | 21.1 | 25.5 | 24.5 | 27.1 | 26.6 | 27.6 | 24.6 | 25.4 | 27.6 | 22.9 | 21.1 | 19.4 | 25.9 | 20.8 | 21.8 | 20.6 | 26.4 | 16.4 | 20 | 23.4 | 26.2 | 27.4 | 23.6 | 23.4 | 20.2 | 20 | 25.6 | 30.5 | 30.8 | 25.7 | 28.5 | 26.6 | 24.8 | 27.6 | 28 | 26.5 | 23.4 | 19.4 | 25.4 | 24.3 | 31 | 28 | 21 | 20 | 23.1 | 18.2 | 12.6 | 27.4 | 27 | 28.7 | 19.2 | 24.5 | 24.9 | 26 | 0
2526 | 27.3 | 15.6 | 24.2 | 27.4 | 25 | 21 | 25.4 | 24.4 | 26.8 | 26.1 | 27.6 | 22.9 | 26.5 | 27.5 | 22.7 | 20.2 | 20.9 | 25.6 | 21.9 | 24.3 | 20.1 | 26 | 16.9 | 21.3 | 22.9 | 25.9 | 26.4 | 24.3 | 24.7 | 21.1 | 20.6 | 25.3 | 29.9 | 31.1 | 25.3 | 27.5 | 27.2 | 23.6 | 27.4 | 27.2 | 26.4 | 23.3 | 20.4 | 25.1 | 23.7 | 31.3 | 27.6 | 21.4 | 21.4 | 22.7 | 19.8 | 12.2 | 27.9 | 26.9 | 28.4 | 19.8 | 23 | 25 | 26.6 | 0
2527 | 26.7 | 16.2 | 22.9 | 28.5 | 25 | 20.8 | 25.3 | 24.4 | 27.4 | 25.9 | 28.7 | 22.1 | 28.3 | 28.3 | 22.7 | 20.2 | 22.7 | 25.6 | 22.8 | 27.7 | 20.2 | 26 | 17.1 | 23.8 | 22.4 | 25.5 | 26.2 | 25.8 | 26.5 | 22.7 | 20.7 | 26.6 | 30.5 | 32.5 | 25.8 | 27 | 28.1 | 23.7 | 27.3 | 27.5 | 26.1 | 23.8 | 22.6 | 24.8 | 23.6 | 31.4 | 27.9 | 21.6 | 23.2 | 22.7 | 23 | 13.7 | 28.4 | 26.9 | 28.3 | 21 | 23 | 25 | 27.8 | 0
2528 | 26.8 | 22.3 | 25.9 | 29.8 | 27.5 | 22.6 | 26.1 | 27.4 | 29.5 | 27.5 | 29.6 | 21.4 | 31.2 | 29.7 | 22.7 | 22.6 | 25 | 26.9 | 24.8 | 30.8 | 21.8 | 26.4 | 18.4 | 26.8 | 22.9 | 26.2 | 26.4 | 28.4 | 29 | 25 | 21.2 | 28.6 | 31.7 | 34.6 | 27.5 | 28.5 | 29.4 | 27.5 | 29.2 | 27.7 | 26.9 | 24.6 | 25.4 | 25.6 | 24.1 | 32.5 | 28.4 | 23.4 | 25.2 | 24.1 | 26.4 | 15 | 29.2 | 27.6 | 29.3 | 22.4 | 25 | 25.2 | 29.6 | 0
2529 | 29 | 28 | 30.6 | 32.6 | 31.5 | 25.5 | 28.4 | 30.1 | 33.7 | 30.5 | 31.9 | 23 | 34 | 30.7 | 24.2 | 26.5 | 26.4 | 28.4 | 25.9 | 33.4 | 24.4 | 28.9 | 19.2 | 29.8 | 24.5 | 27.6 | 28.5 | 30.9 | 31.2 | 26.8 | 21.4 | 30.9 | 34.2 | 36.7 | 30.9 | 30 | 30.6 | 31.3 | 30.7 | 29.7 | 28.3 | 26 | 28.8 | 27.7 | 28 | 33.2 | 29.7 | 24.6 | 26.9 | 25.9 | 30.5 | 18.2 | 29.7 | 29.8 | 30.7 | 24.2 | 29 | 27.2 | 31.5 | 0
2530 | 31.2 | 31.8 | 33.5 | 35.2 | 35.2 | 28.3 | 30.2 | 31.6 | 35.5 | 32.9 | 33.8 | 24.8 | 37.2 | 32 | 25.3 | 29.3 | 27.7 | 33 | 27.8 | 34.9 | 27.2 | 30.8 | 20.9 | 32.4 | 26 | 29.5 | 30.9 | 33.3 | 33.5 | 28.5 | 22.3 | 33.4 | 35.1 | 38.5 | 34.4 | 32.3 | 31.7 | 32.7 | 32.6 | 31.7 | 29.8 | 27.6 | 31.7 | 29.7 | 30.3 | 34.8 | 30.9 | 27 | 28.4 | 27.3 | 33.8 | 19.7 | 30.4 | 31 | 32 | 25.8 | 29.3 | 27.5 | 33.2 | 0
2531 | 33.1 | 36.2 | 35 | 38.2 | 38.3 | 30 | 31.5 | 32.4 | 37.1 | 35.1 | 36.2 | 27.6 | 39.6 | 33.2 | 26.8 | 31.7 | 28.2 | 34.4 | 29 | 36 | 29.8 | 32.8 | 22 | 34.4 | 28.1 | 32.2 | 33.4 | 35 | 35.2 | 29.6 | 23.4 | 34.4 | 36.6 | 39.6 | 37 | 34 | 32.4 | 34 | 34.3 | 34 | 30.1 | 29.4 | 34.4 | 31.7 | 30.9 | 35.9 | 32.6 | 28.4 | 29.6 | 28.9 | 36.6 | 21.2 | 31 | 32.4 | 34.3 | 27 | 30.5 | 29.1 | 34.2 | 0
2532 | 35.1 | 37.3 | 36 | 39.9 | 40.1 | 31.5 | 33.4 | 33.7 | 38.4 | 36.2 | 37.3 | 28.8 | 41.6 | 33.5 | 28.6 | 33 | 29 | 36.2 | 30.8 | 36.8 | 31.9 | 33.8 | 23.7 | 35.9 | 30.8 | 33.6 | 34.6 | 36.3 | 36.8 | 31 | 25.3 | 35.4 | 37.6 | 40.4 | 38.8 | 34 | 33 | 35 | 35.5 | 34.5 | 31.7 | 30.9 | 36.1 | 34.2 | 31.3 | 37.7 | 34 | 30.2 | 30.6 | 31 | 37.9 | 19.8 | 32 | 32.9 | 36 | 27.4 | 35.5 | 30.2 | 34.5 | 0
2533 | 36.2 | 37.6 | 37 | 41.6 | 41 | 32.8 | 34.2 | 34.6 | 38.3 | 37.4 | 38.4 | 30 | 42.3 | 33.7 | 30 | 33.4 | 29.3 | 36.4 | 31.3 | 38 | 33.2 | 36 | 24.4 | 37.1 | 31.9 | 35.2 | 35.4 | 36.9 | 37.8 | 32 | 26.5 | 36.7 | 39 | 41 | 39.9 | 34.5 | 33.1 | 36 | 35.4 | 35.7 | 32.1 | 32.1 | 37.5 | 34.9 | 31.2 | 38.6 | 35.8 | 29.9 | 31.2 | 31.6 | 38.7 | 18.6 | 32.8 | 32.8 | 36.1 | 27.4 | 35.7 | 30.3 | 34 | 0
2534 | 37.3 | 37.7 | 37.6 | 42 | 41.2 | 33 | 34.9 | 34.7 | 36.5 | 37.1 | 38.4 | 29.6 | 42 | 33.4 | 31.5 | 34.4 | 29.6 | 36.4 | 31.4 | 39 | 33.8 | 36 | 25 | 38 | 32.7 | 36.2 | 36.4 | 37.4 | 38.2 | 33 | 27.2 | 36.7 | 39.4 | 41.6 | 39.9 | 34.5 | 33 | 36.7 | 35.3 | 37 | 31.9 | 32.8 | 38.2 | 34.9 | 31.5 | 39.6 | 37 | 29.2 | 31.4 | 33.5 | 38.4 | 16.4 | 33.4 | 32.6 | 36.5 | 27 | 36.2 | 29.9 | 33 | 0
2535 | 38.3 | 37.6 | 38.3 | 42.6 | 41.4 | 33.5 | 35.6 | 35.3 | 36.2 | 37.8 | 38.8 | 29.8 | 40.2 | 33.2 | 32.3 | 33.4 | 28.9 | 30.6 | 29.5 | 39.6 | 33.8 | 36.3 | 24.4 | 38.5 | 33.8 | 36.2 | 37.4 | 37.3 | 37.5 | 33.1 | 26.4 | 36.5 | 39.5 | 42.1 | 40 | 34.1 | 32.4 | 37.2 | 35 | 37 | 32 | 33.2 | 38.7 | 36.1 | 30.5 | 39.3 | 38 | 26.4 | 31 | 33.6 | 38 | 16.4 | 33.1 | 32.8 | 36.4 | 26.7 | 36.2 | 29.7 | 31.7 | 0
2536 | 38.2 | 36.7 | 38.4 | 42.1 | 41.3 | 28.3 | 34.3 | 35.7 | 34.3 | 37.4 | 38.1 | 29 | 38.2 | 33 | 32.6 | 32.9 | 28 | 33.4 | 27.8 | 38.9 | 33.7 | 36.3 | 24.1 | 38.2 | 32.9 | 36.8 | 37.4 | 37 | 36.3 | 32.8 | 25.2 | 36 | 39.5 | 42.2 | 39.9 | 33.8 | 31.7 | 37.5 | 34.6 | 36.5 | 31.8 | 32.9 | 38.3 | 36.2 | 29.9 | 39 | 37.6 | 24.4 | 30.3 | 34.5 | 36.6 | 15.9 | 32.4 | 29.2 | 36.3 | 26.3 | 36.2 | 29.2 | 30.6 | 0
2537 | 38.8 | 36.2 | 38 | 41.4 | 40.4 | 24.8 | 34.3 | 35.6 | 32.6 | 36.5 | 37.6 | 28.8 | 35.8 | 32.5 | 32.4 | 32.9 | 26.2 | 32.2 | 25.4 | 37 | 32.8 | 36 | 23.4 | 37 | 32.4 | 37 | 36.9 | 36 | 34.2 | 31.4 | 23.4 | 34.9 | 34.9 | 41.4 | 39.4 | 33.4 | 30.6 | 37.3 | 32.8 | 35.5 | 31.3 | 32.4 | 37.4 | 35.7 | 28.8 | 37.8 | 36.5 | 22.2 | 29.2 | 34.7 | 35 | 16.6 | 31.2 | 26 | 35.3 | 26.2 | 35 | 29.2 | 29.6 | 0
2538 | 38.4 | 35 | 37.2 | 39.4 | 38.5 | 26 | 33.4 | 35.2 | 30.5 | 34.5 | 35.9 | 27.5 | 34.3 | 31.5 | 32.6 | 32.3 | 24.7 | 31 | 24.4 | 34 | 31.8 | 35.8 | 23.5 | 35 | 33.2 | 36.8 | 36.9 | 34.7 | 32.1 | 29.9 | 22.6 | 32.9 | 34.7 | 39.8 | 37.7 | 32.8 | 29.6 | 36 | 31.1 | 34.9 | 30.8 | 31.5 | 35.5 | 35.2 | 28.3 | 36.9 | 34.1 | 22.2 | 28.2 | 34.5 | 32.5 | 15.5 | 30.2 | 26 | 34.3 | 25.9 | 34.4 | 29.2 | 29 | 0
2539 | 37.5 | 31.6 | 35 | 37.6 | 36 | 25.7 | 31.7 | 33.2 | 29.7 | 32.3 | 35 | 27 | 33.1 | 30.4 | 31.3 | 29.3 | 23.1 | 29.4 | 23.3 | 31.1 | 30.2 | 34.8 | 22.7 | 32.6 | 30.6 | 36.2 | 35.7 | 32.8 | 30 | 28 | 22 | 31.4 | 34.5 | 37.6 | 34.3 | 31.3 | 28.7 | 34 | 30.1 | 33.5 | 29.8 | 30.8 | 33.4 | 33.2 | 27.3 | 34.9 | 32 | 22 | 27.4 | 33 | 30.6 | 15.2 | 29.3 | 26 | 33.4 | 25.6 | 32.7 | 27.4 | 28.5 | 0
2540 | 36.2 | 27 | 32.2 | 35.4 | 39 | 23.8 | 30.6 | 30.9 | 29.2 | 30.5 | 33.6 | 25.8 | 32.8 | 29.8 | 30.8 | 28.4 | 22.2 | 28.9 | 23.2 | 29 | 28.6 | 33.8 | 22 | 30.4 | 29.6 | 35.2 | 33.5 | 31 | 28.4 | 26.8 | 22.4 | 31.3 | 33.7 | 35.4 | 32.5 | 30.8 | 28 | 31.3 | 29.8 | 31.9 | 29.6 | 30 | 31 | 31.2 | 26.9 | 33 | 30.1 | 22.6 | 27 | 31.5 | 28.6 | 13.8 | 29 | 26.1 | 32.1 | 24.8 | 30.3 | 26.9 | 28.2 | 0
2541 | 34.1 | 24.6 | 30.5 | 34.2 | 35.4 | 22.2 | 30.6 | 30.2 | 28.7 | 28.7 | 33.5 | 25.8 | 32.3 | 29.4 | 28.9 | 26.3 | 21.4 | 28.5 | 22.2 | 28.4 | 26.8 | 33 | 19.9 | 28.8 | 29 | 33.7 | 31.4 | 29.1 | 27.1 | 25.8 | 22.4 | 29.5 | 32.6 | 33.8 | 32.2 | 30.1 | 27.5 | 30.6 | 29.3 | 29.9 | 29 | 29.6 | 29.2 | 29.5 | 26.3 | 30.2 | 29.7 | 21.7 | 26.6 | 31 | 27.8 | 14.3 | 28.8 | 26.2 | 31 | 23.9 | 28.5 | 26.4 | 27.9 | 0
2542 | 32.8 | 23.3 | 30.4 | 32.8 | 32.4 | 22.2 | 29.6 | 28.9 | 28.4 | 27.7 | 32.7 | 25.1 | 32.1 | 29.3 | 27.9 | 24.9 | 21.6 | 27.9 | 22 | 28.4 | 26 | 32.3 | 18.1 | 27.6 | 21 | 33.3 | 29.6 | 28 | 26.5 | 25.7 | 22.6 | 28.9 | 32.1 | 33.3 | 30.9 | 29.8 | 27.4 | 29.5 | 29 | 28.3 | 29 | 29.1 | 27.5 | 28.6 | 26.3 | 28.5 | 29.9 | 21.4 | 26.2 | 30.3 | 26.8 | 14 | 29 | 26.3 | 29.8 | 22.7 | 27.3 | 26.3 | 27.8 | 0
2543 | 32.2 | 22.3 | 29.7 | 32 | 30.8 | 22 | 28.6 | 27.8 | 28.2 | 27.1 | 32.4 | 25.2 | 31.4 | 29.1 | 27.1 | 24.4 | 21.6 | 27.5 | 21.2 | 28.6 | 24.7 | 31.3 | 16.2 | 26.8 | 22.4 | 32.7 | 28.4 | 27.3 | 26 | 25.6 | 22 | 28.4 | 31.7 | 33.6 | 29.4 | 29 | 27.4 | 28.4 | 28.7 | 27.3 | 28.7 | 28.6 | 26.2 | 27.9 | 26.1 | 27.2 | 30.8 | 20.4 | 25.4 | 29.5 | 26 | 15 | 29 | 26 | 29.4 | 21.6 | 26.4 | 26.2 | 27.6 | 0
2544 | 31.5 | 21.7 | 30 | 30.4 | 29.8 | 21.9 | 27.9 | 26.2 | 27.8 | 26.5 | 30.7 | 24.3 | 30.7 | 28.6 | 26.1 | 23.4 | 22.1 | 26.4 | 21.6 | 27.7 | 23.7 | 30.8 | 15.9 | 25.8 | 21.2 | 32.2 | 28.4 | 27.2 | 25.8 | 25.7 | 21.7 | 27.9 | 31.1 | 34.2 | 28.5 | 28.8 | 27.6 | 26.5 | 28.2 | 26.5 | 28.3 | 27.7 | 24.6 | 27.2 | 25.7 | 27.8 | 31.1 | 21 | 24.2 | 29.4 | 24.1 | 14.2 | 29.1 | 25.8 | 29 | 20.4 | 24.5 | 25.7 | 27.5 | 0
2545 | 30.2 | 20.4 | 30.3 | 29.4 | 28.7 | 21.9 | 27.5 | 25.7 | 27.7 | 26.5 | 29.5 | 24.5 | 29.4 | 28.4 | 25.5 | 22.5 | 21.7 | 25.2 | 21.4 | 26 | 23.4 | 30 | 15.8 | 24.4 | 20.5 | 31.7 | 29.9 | 26.9 | 25.2 | 24.9 | 20.9 | 27.4 | 30.6 | 34.5 | 27.8 | 28.8 | 27.6 | 26.5 | 27.9 | 25.7 | 27.8 | 26.8 | 23.2 | 26.7 | 25.5 | 28.7 | 31.1 | 21.3 | 22.6 | 29 | 22.1 | 14.2 | 28.8 | 25.7 | 28.5 | 19.6 | 24.3 | 25.7 | 27.3 | 0
2546 | 29.4 | 20 | 30.2 | 28 | 28.3 | 21.8 | 27.1 | 25.1 | 27.3 | 26.3 | 27.8 | 24.2 | 28.2 | 28.1 | 24.4 | 23.9 | 21.2 | 24.4 | 21.8 | 23.4 | 23 | 34.3 | 16.6 | 22.6 | 20.4 | 30.9 | 29.5 | 26.4 | 24.6 | 23.8 | 20.6 | 27.4 | 30.1 | 34 | 26.7 | 28.3 | 27.4 | 26.8 | 27.8 | 25 | 27.3 | 25.6 | 21.4 | 26.3 | 24.7 | 30.4 | 30.2 | 22.4 | 21 | 28.5 | 19.6 | 12.8 | 28.4 | 25.6 | 28.1 | 19 | 23.7 | 25.2 | 27 | 0
2547 | 29.2 | 19.6 | 27.6 | 27.7 | 27.7 | 21.6 | 26.3 | 24.2 | 27.2 | 26.3 | 27.4 | 25 | 26.6 | 27.6 | 23.7 | 22.7 | 20 | 23.7 | 21.1 | 21.4 | 22.2 | 27.8 | 16.6 | 20.9 | 19.1 | 30.2 | 28.8 | 25.2 | 23.7 | 22 | 20 | 26.9 | 30 | 32.8 | 26.4 | 27.6 | 26.9 | 27.9 | 27.5 | 24.3 | 26.8 | 24.6 | 20.1 | 26.1 | 24.4 | 30.9 | 29.5 | 22 | 19.8 | 28 | 18.1 | 12.9 | 27.7 | 25.5 | 28.4 | 18.8 | 23.4 | 24.7 | 26.5 | 0
2548 | 28.1 | 19.2 | 26.4 | 27.1 | 27.7 | 20.8 | 25.6 | 23.8 | 27.2 | 26.3 | 27 | 24.7 | 25.7 | 27.3 | 23.4 | 22.9 | 19.4 | 23.4 | 21.2 | 20.6 | 21.8 | 26.8 | 16.9 | 19.9 | 19.1 | 29.9 | 28.9 | 24.2 | 23.3 | 20.8 | 20.1 | 26.7 | 30 | 31.6 | 26.4 | 27.5 | 26.7 | 27.3 | 27.3 | 23.9 | 26.8 | 23.8 | 19.2 | 25.7 | 24.2 | 31.4 | 28.4 | 22 | 19.5 | 27.5 | 17.3 | 12.1 | 27.5 | 25.5 | 28 | 18.8 | 23 | 24.1 | 26.1 | 0
2549 | 27.5 | 18.7 | 23.1 | 27.4 | 27.5 | 20.7 | 25.3 | 23.9 | 27.2 | 26 | 29 | 23.6 | 26.2 | 27.2 | 23.3 | 21.5 | 18.8 | 22.9 | 20.2 | 25 | 21.2 | 26 | 16 | 22 | 18.9 | 29.2 | 28.4 | 22.2 | 22.4 | 21.4 | 21.8 | 26.4 | 29.4 | 32 | 26.8 | 27 | 26.6 | 26.1 | 27 | 23.5 | 26.5 | 25 | 20.2 | 25.7 | 24.4 | 25 | 28 | 19.2 | 23.4 | 26.7 | 17 | 12.4 | 28 | 25.4 | 27.9 | 20.6 | 22.7 | 23.3 | 26.6 | 0
2550 | 27 | 18.6 | 22.5 | 27.8 | 26.9 | 20.7 | 24.8 | 23.2 | 26.9 | 25.9 | 29.1 | 24.5 | 24.2 | 26.9 | 23.1 | 20.7 | 20.2 | 22.4 | 21.7 | 27.1 | 21 | 26 | 16.6 | 22.8 | 18.8 | 29.2 | 27.8 | 23 | 24.7 | 22.6 | 22.5 | 25.6 | 28.6 | 32.6 | 26.5 | 26.3 | 27.1 | 26.3 | 26.8 | 23.3 | 26 | 25.3 | 21.3 | 25.4 | 24 | 26.4 | 27.7 | 20.3 | 24 | 26 | 18.2 | 14 | 28.8 | 25.4 | 27.6 | 21.8 | 22 | 22.9 | 27.4 | 0
2551 | 26.5 | 19 | 21 | 28.9 | 26.8 | 20.3 | 24.5 | 22.7 | 27.6 | 25.8 | 30 | 26.3 | 23.7 | 27.4 | 22.9 | 20.7 | 22.3 | 23.2 | 23.1 | 29.8 | 20.8 | 26 | 16.9 | 25.2 | 18.9 | 28.8 | 27.9 | 24.5 | 26.1 | 24.1 | 22.7 | 26.9 | 28.6 | 33.6 | 26.8 | 26.5 | 28 | 26.2 | 26.8 | 23.1 | 25.8 | 25.6 | 23.3 | 25.2 | 24.7 | 28.2 | 28.9 | 21.3 | 25.1 | 26 | 21.4 | 15.9 | 29.3 | 25.4 | 27.6 | 23.3 | 22 | 23 | 28.5 | 0
2552 | 26.9 | 20.8 | 25 | 30.4 | 29.7 | 21.9 | 25.6 | 23.1 | 29.6 | 26.4 | 31 | 28.2 | 23.6 | 29.7 | 23.5 | 23 | 24.4 | 27.4 | 25 | 31.4 | 22.9 | 25.3 | 17.2 | 27.6 | 20.4 | 29.7 | 27.9 | 26.6 | 29 | 26 | 23.4 | 28.4 | 30 | 34.4 | 28.3 | 28 | 29.2 | 30.6 | 28.4 | 26.1 | 26.2 | 26.6 | 26.4 | 25.7 | 25.7 | 29.7 | 30 | 22.8 | 26.8 | 26.8 | 26.4 | 18.6 | 30.1 | 27.5 | 29.1 | 24.6 | 23.3 | 23.7 | 30 | 0
2553 | 29 | 29.4 | 30.6 | 32.4 | 34 | 24.9 | 27.4 | 25.9 | 32.7 | 28.5 | 32.8 | 30.2 | 26.5 | 31.1 | 25.5 | 27 | 26.3 | 31.5 | 26.1 | 33.4 | 27 | 26.9 | 17 | 30.8 | 23.1 | 30.8 | 29.4 | 28.3 | 30.2 | 27.5 | 23.4 | 31.4 | 31.2 | 35.8 | 33.6 | 29.5 | 30.3 | 32.5 | 32.1 | 30.5 | 29.3 | 27.5 | 29.6 | 27.3 | 27.1 | 31.1 | 32.3 | 24.2 | 28.3 | 27.5 | 30.9 | 20.2 | 30.4 | 29.6 | 30.2 | 25.8 | 31.6 | 26.1 | 31.4 | 0
2554 | 31.1 | 30.2 | 32.8 | 34.7 | 37.8 | 27.4 | 29.6 | 27.3 | 35.2 | 30.4 | 34.4 | 31.3 | 29.7 | 32.2 | 27.7 | 29.1 | 27.6 | 34.4 | 27.4 | 34.3 | 29.5 | 30.9 | 17.2 | 33 | 25 | 33.1 | 31.6 | 29.9 | 32.9 | 28.9 | 24.1 | 33.4 | 32.8 | 36.9 | 36.8 | 30.6 | 31.5 | 33.8 | 34.4 | 33.3 | 31.3 | 28.9 | 32.9 | 29.8 | 29.1 | 32.1 | 33.9 | 26.2 | 29.8 | 29.8 | 34.3 | 21.6 | 31.3 | 31 | 32 | 26.8 | 23.4 | 27 | 32.7 | 0
2555 | 33.5 | 30.5 | 34.5 | 37.2 | 39.8 | 30.4 | 31.2 | 29 | 37.2 | 32.5 | 36.2 | 32.2 | 34 | 33 | 29.2 | 30.5 | 28.6 | 35.5 | 28.2 | 35.8 | 31.9 | 32.5 | 17.4 | 35.2 | 27.1 | 35.3 | 33.8 | 30.8 | 34.4 | 30 | 24.6 | 34.4 | 34 | 38.4 | 38.4 | 31.5 | 32.4 | 35.2 | 35.5 | 34.4 | 32.3 | 30 | 35.4 | 32.5 | 29.5 | 33.2 | 35.8 | 28.2 | 30.6 | 31.8 | 35.2 | 21.6 | 32.2 | 32.2 | 34 | 27.8 | 23.2 | 27.7 | 33.6 | 0
2556 | 35.1 | 35.8 | 36 | 39.6 | 41 | 32.3 | 32.8 | 30.6 | 38.7 | 35 | 37.1 | 32.4 | 36.3 | 34.1 | 30.7 | 31.1 | 29.3 | 37 | 29.5 | 36.4 | 33.8 | 34.9 | 18.3 | 36.2 | 28.9 | 36.5 | 35.4 | 31.9 | 37.3 | 31.3 | 26 | 35.5 | 35.8 | 39.2 | 39.3 | 31.6 | 33.2 | 36.5 | 36.3 | 35.3 | 31.8 | 31.4 | 37.2 | 34.3 | 30.2 | 34.1 | 36.6 | 30.4 | 31.4 | 33.7 | 34.7 | 21.7 | 33.8 | 32.4 | 36.1 | 28.6 | 23.4 | 29.8 | 34.1 | 0
2557 | 36.6 | 37.1 | 37 | 41.7 | 41.4 | 33.9 | 34.6 | 31.4 | 38.8 | 35.6 | 37.9 | 33.1 | 38.4 | 34.2 | 32.5 | 30.6 | 30 | 37.5 | 30.1 | 37.8 | 35 | 36.4 | 19.1 | 37.5 | 28.9 | 37.2 | 37.2 | 32.8 | 37.5 | 32.3 | 26.6 | 35.9 | 36.5 | 40.1 | 39.3 | 31.5 | 33.4 | 37.8 | 38.7 | 36 | 31.8 | 32.1 | 37.9 | 36.3 | 30.3 | 35.4 | 37.7 | 31.7 | 31.5 | 35.2 | 33.1 | 21 | 35 | 32.5 | 37.5 | 29.2 | 24.8 | 29.7 | 34.1 | 0
2558 | 37.8 | 37.8 | 38.2 | 43 | 41.8 | 34 | 34.7 | 32.9 | 38.3 | 35.5 | 38 | 33.6 | 38.6 | 34.3 | 33.4 | 31.9 | 30.4 | 38.2 | 30.6 | 38.6 | 35.5 | 37.4 | 20 | 38.2 | 30.4 | 37.8 | 37.4 | 34 | 37 | 33 | 27.2 | 35.9 | 37.4 | 40.2 | 38.8 | 31.3 | 33.4 | 38 | 38.5 | 36.5 | 31.8 | 32.6 | 38 | 36.3 | 30.6 | 36.4 | 38.1 | 32 | 31.6 | 35.9 | 32.2 | 20.5 | 36 | 32.4 | 37.6 | 29.4 | 27.4 | 30 | 33.6 | 0
2559 | 38.3 | 38.6 | 38.5 | 43.4 | 42.5 | 34.9 | 35.6 | 33.6 | 37.1 | 35.4 | 38.4 | 34.3 | 39.4 | 34.2 | 34 | 33 | 30.4 | 38.2 | 29.9 | 39.8 | 35.6 | 37.4 | 20.1 | 39.2 | 30.4 | 37.7 | 38.4 | 34.6 | 32.6 | 32.7 | 26.2 | 36 | 37.9 | 40.3 | 38.3 | 31.1 | 32.7 | 37.5 | 37 | 36.5 | 31.7 | 32 | 37.2 | 37.8 | 30.9 | 37.2 | 38.8 | 30.6 | 31.2 | 36.8 | 31.8 | 19.3 | 35.7 | 32.5 | 38.3 | 29.2 | 29.8 | 29.9 | 32.7 | 0
2560 | 38.7 | 38 | 38 | 42.8 | 42 | 35 | 35.2 | 33.8 | 35.2 | 35 | 38.1 | 33.7 | 38.8 | 33.6 | 34.6 | 32.6 | 29.6 | 38.2 | 29.1 | 39.2 | 35.5 | 37.4 | 19.9 | 38.7 | 30.3 | 37.8 | 38.4 | 34.7 | 28.7 | 31.8 | 25.1 | 35.2 | 38 | 39.6 | 38.3 | 31 | 31.9 | 37.5 | 35.9 | 36.5 | 31.6 | 31.3 | 36.3 | 38.3 | 30.3 | 37 | 38 | 28.5 | 30.8 | 36.8 | 32.4 | 18.6 | 35.1 | 32.5 | 38.2 | 28.3 | 29.8 | 29.9 | 31.6 | 0
2561 | 38.8 | 37.6 | 37.9 | 41.4 | 41 | 34 | 35 | 33.8 | 33.7 | 34.1 | 37.8 | 32.2 | 38.6 | 31.8 | 34.7 | 32.4 | 28 | 38 | 27.6 | 38 | 34.7 | 36.9 | 19.2 | 37.4 | 30.9 | 38.3 | 38 | 33.6 | 24 | 30 | 23.2 | 34.1 | 37.6 | 38.8 | 37.7 | 31 | 30.8 | 37.3 | 33.9 | 36 | 31.2 | 30 | 35 | 37.9 | 30 | 36.2 | 36.6 | 26 | 30 | 36.6 | 32.6 | 17.6 | 33.7 | 31.9 | 37.5 | 27.2 | 29.8 | 29.3 | 30.4 | 0
2562 | 34 | 36 | 37.3 | 39.5 | 38.5 | 32.3 | 33.8 | 33.7 | 31.7 | 32.6 | 36.6 | 29 | 36.7 | 30.5 | 33.9 | 30.9 | 25.9 | 35.5 | 26.7 | 34.8 | 34.1 | 36.9 | 18.7 | 34.2 | 29.4 | 37.8 | 37.9 | 31.8 | 22.8 | 28.3 | 22.2 | 32.1 | 37 | 37.3 | 36.8 | 30.5 | 30 | 35.7 | 32 | 35.3 | 30.3 | 29.1 | 33.8 | 37.8 | 29.3 | 34.7 | 33.4 | 24.3 | 29.3 | 35.9 | 32.1 | 17.3 | 32.8 | 31 | 36.3 | 25.9 | 29.8 | 28.5 | 29.5 | 0
2563 | 38.2 | 31.6 | 35.3 | 37.8 | 36 | 29 | 31.9 | 31.4 | 30.3 | 30.5 | 35.5 | 25.7 | 35.3 | 29.8 | 33 | 28.6 | 23.9 | 32.9 | 25.6 | 31.9 | 32.3 | 33.9 | 18.2 | 31.3 | 27.1 | 37 | 36.4 | 29.2 | 22.1 | 26.6 | 21.1 | 31.2 | 35.8 | 36.1 | 35.9 | 29.5 | 29.3 | 34 | 31.1 | 33 | 29.6 | 27.8 | 32.2 | 37.2 | 28.4 | 33.4 | 30.7 | 23.1 | 28.2 | 34.2 | 29.7 | 16.5 | 31.8 | 30.4 | 34.9 | 24.8 | 29.8 | 27.8 | 28.9 | 0
2564 | 35.6 | 28.9 | 33.8 | 36.4 | 34.5 | 26.8 | 27.9 | 29.4 | 29.8 | 29.1 | 34 | 22.6 | 33 | 29.3 | 32 | 26.6 | 22.4 | 31.4 | 25.1 | 28.8 | 30.4 | 32.9 | 18 | 28.4 | 24.5 | 35.3 | 33.4 | 26.8 | 23.8 | 25.6 | 21 | 30 | 34.9 | 34.8 | 34.8 | 29 | 29 | 32.7 | 30.6 | 30.6 | 29.3 | 27 | 30.6 | 35 | 28 | 32.4 | 28.2 | 23 | 27.2 | 33.1 | 26.4 | 16 | 31.4 | 29.9 | 33.1 | 24 | 22.6 | 27.3 | 28.6 | 0
2565 | 33.3 | 26.3 | 32.8 | 35.5 | 33 | 25.1 | 27.7 | 28.3 | 29.7 | 27.5 | 33.1 | 21.3 | 32.2 | 29 | 31 | 26.6 | 21.8 | 30.2 | 24.1 | 27.5 | 28.8 | 32.4 | 17.6 | 27.6 | 23.9 | 34.3 | 32.5 | 24.8 | 23.7 | 25 | 20.5 | 28.9 | 34.3 | 34.2 | 33.8 | 28.3 | 28.7 | 31.2 | 30.1 | 28 | 28.8 | 25.8 | 28.7 | 31.7 | 27.9 | 32.2 | 27.9 | 22.9 | 25.9 | 32.3 | 22.5 | 14.8 | 30.6 | 29 | 31.7 | 23.6 | 21.8 | 27 | 28.5 | 0
2566 | 32.5 | 25.4 | 32.1 | 34.8 | 31.6 | 24.1 | 27 | 26.4 | 29.3 | 26.9 | 32 | 21.3 | 30.6 | 28.8 | 29.7 | 24.5 | 21.8 | 29.5 | 23.5 | 26.2 | 27.6 | 31.4 | 17.5 | 27.3 | 22.8 | 32.8 | 32.4 | 23.9 | 24.5 | 25.1 | 20.7 | 28.4 | 33.3 | 33.3 | 32.4 | 27.8 | 28.7 | 31.3 | 29.9 | 29.2 | 28.8 | 25.3 | 27.1 | 30.3 | 27.6 | 31.9 | 28.3 | 22.9 | 25.2 | 32 | 20 | 14.3 | 30.2 | 28.9 | 30.7 | 23.1 | 21.7 | 26.8 | 28.5 | 0
2567 | 30.5 | 24.8 | 31.3 | 34 | 30.6 | 23.4 | 27.4 | 25.1 | 29 | 26.5 | 31.4 | 22.6 | 30.2 | 28.5 | 28 | 23.6 | 22 | 28.7 | 22.6 | 25.6 | 26.8 | 30.9 | 17 | 28 | 22.9 | 32.3 | 31 | 23.8 | 23.4 | 25 | 20.6 | 27.9 | 32.8 | 32.8 | 30.9 | 27.5 | 28.6 | 29.3 | 29.4 | 28.5 | 28.6 | 24.8 | 25.5 | 29 | 27.2 | 31.4 | 30 | 22.2 | 24.6 | 31.4 | 19 | 13.6 | 29.4 | 28.5 | 29.9 | 22.6 | 21.7 | 26.7 | 28.4 | 0
2568 | 31.9 | 24.5 | 30.1 | 32.7 | 30 | 22.6 | 27.6 | 24.9 | 28.7 | 26.1 | 30.4 | 23.7 | 28.7 | 28.2 | 27.1 | 22.6 | 21.9 | 28 | 22.3 | 23.8 | 26.1 | 29.9 | 16.8 | 27.4 | 21.6 | 30.8 | 30.4 | 24.4 | 23.9 | 24.9 | 21.3 | 27.9 | 31.8 | 31.7 | 30.2 | 27.5 | 28.6 | 28.7 | 29.2 | 28.2 | 27.8 | 25.1 | 24.4 | 28 | 26.8 | 29.9 | 30.6 | 21.4 | 24.7 | 31.3 | 19.8 | 13.9 | 29.2 | 27.5 | 29.1 | 21.7 | 21.8 | 26.3 | 28.2 | 0
2569 | 31 | 24.6 | 29.3 | 31.3 | 29 | 22.1 | 27.6 | 24.1 | 28.6 | 26 | 29.8 | 24.5 | 28.4 | 28 | 26.7 | 22 | 21.2 | 27.6 | 21.4 | 22.5 | 25.4 | 29.9 | 16.2 | 26.6 | 21.3 | 31.3 | 30.4 | 24.6 | 23 | 24.2 | 21.4 | 27.4 | 31.4 | 31.1 | 29.3 | 27.5 | 28.2 | 27.7 | 29.2 | 28 | 27.8 | 25.3 | 23.2 | 27.5 | 26.6 | 28 | 31 | 20.2 | 24.6 | 30.8 | 20.6 | 13.6 | 28.5 | 27.4 | 28.8 | 20.7 | 21.6 | 26.3 | 27.7 | 0
2570 | 30.3 | 24.3 | 27 | 29.6 | 28.5 | 21.8 | 27.3 | 24 | 28.2 | 25.9 | 29 | 24.2 | 27.4 | 27.4 | 26 | 22.4 | 20 | 27.3 | 21 | 21 | 24.7 | 29.4 | 16 | 24.4 | 20.7 | 30.8 | 30.4 | 24.4 | 23.4 | 23.2 | 22 | 27.4 | 31 | 30.4 | 28.8 | 27.5 | 27.8 | 27.8 | 29.1 | 28 | 27.3 | 25.8 | 22.2 | 27.1 | 25.6 | 25.8 | 30 | 19.4 | 24.6 | 30.1 | 21 | 13.6 | 28.4 | 27.1 | 28.7 | 19.8 | 21.6 | 26.3 | 27.2 | 0
2571 | 29.2 | 23.4 | 26.5 | 28.3 | 28.5 | 21.1 | 26.6 | 23.7 | 28.1 | 25.5 | 28.9 | 23.8 | 27.7 | 27 | 25.5 | 21.5 | 18.9 | 26.5 | 20.1 | 21.4 | 23.9 | 29.4 | 15.6 | 23 | 20.4 | 30.8 | 30.4 | 23.4 | 22.2 | 21.9 | 21.7 | 26.9 | 30.3 | 30.7 | 28.1 | 27.5 | 27.1 | 27.5 | 28.9 | 25.5 | 26.8 | 25.6 | 21 | 26.4 | 25.1 | 24.5 | 29.4 | 18.7 | 24 | 28.4 | 19.7 | 12.7 | 27.9 | 27.1 | 28.6 | 19.4 | 21.4 | 26.3 | 26.6 | 0
2572 | 28.4 | 22.4 | 24.8 | 27.5 | 28.5 | 20.3 | 26.1 | 22.4 | 28 | 25.5 | 28.7 | 23.2 | 26.7 | 26.8 | 25 | 21.1 | 18.3 | 26 | 20 | 22.4 | 23 | 29.1 | 15.8 | 21.6 | 20.2 | 29.4 | 30.4 | 22.6 | 22.6 | 21.4 | 22 | 26.6 | 29.2 | 31 | 27.3 | 27.5 | 26.8 | 27.5 | 28.9 | 23.5 | 26.5 | 25.4 | 20.4 | 26.2 | 24.6 | 24.1 | 28.1 | 18.8 | 23.7 | 27.8 | 18.1 | 12.5 | 28 | 27 | 28.2 | 19.7 | 21 | 26.3 | 26.4 | 0
2573 | 28 | 21.5 | 22.8 | 28 | 27.5 | 20 | 25.6 | 22.4 | 27.8 | 25 | 28.4 | 22 | 25.2 | 26.8 | 24.3 | 20.7 | 20.6 | 25.5 | 21 | 21.4 | 22.6 | 28.4 | 16 | 23.6 | 20.2 | 28.3 | 29.6 | 19.4 | 22.6 | 19.8 | 20 | 26.4 | 28.5 | 30 | 27 | 27.5 | 28 | 26.8 | 28.7 | 22.2 | 26.3 | 22 | 18.4 | 26.1 | 25 | 27.6 | 26.8 | 19.6 | 19.4 | 27.3 | 16.6 | 14.2 | 26.4 | 26.9 | 28.1 | 20.6 | 21 | 26.3 | 27 | 0
2574 | 27.6 | 20.8 | 22 | 28.3 | 26.8 | 19.9 | 25.1 | 22.4 | 27.8 | 24.9 | 27.3 | 22.8 | 25.6 | 26.3 | 23.6 | 19.3 | 22.4 | 25 | 22 | 23.2 | 22.2 | 27.4 | 16.5 | 24.2 | 19.6 | 27.3 | 28 | 21.4 | 23.7 | 21.1 | 20.9 | 26.6 | 27.8 | 30.4 | 26.4 | 26.8 | 28.2 | 26.3 | 28.4 | 21.9 | 26.3 | 22.8 | 19.6 | 25.8 | 24.7 | 28 | 27.4 | 20.6 | 19.2 | 26.8 | 19.1 | 16 | 27.3 | 26.5 | 27.9 | 22.2 | 21 | 26.2 | 27.4 | 0
2575 | 27.1 | 20.8 | 21.8 | 29.8 | 27.4 | 19.6 | 25 | 22.4 | 28.1 | 24.7 | 27.2 | 24 | 27.4 | 27.2 | 23.5 | 19.5 | 24.1 | 25 | 23.5 | 25.9 | 22.1 | 27.4 | 17.7 | 26.1 | 19.6 | 26.9 | 26.4 | 23.9 | 25.7 | 22.8 | 21.7 | 27.7 | 27.9 | 31.3 | 27.2 | 26.8 | 28.8 | 27.4 | 28.4 | 21.5 | 26.2 | 23.9 | 21.8 | 25.3 | 24.9 | 28.6 | 28.2 | 22.5 | 19.7 | 26.5 | 22.9 | 18.4 | 28.5 | 26.5 | 28 | 24.4 | 20.8 | 25.4 | 28.3 | 0
2576 | 27.6 | 25.6 | 25.8 | 32 | 30 | 21.1 | 25.9 | 22.9 | 29.1 | 26.2 | 27.2 | 25 | 30 | 29.2 | 23.4 | 22 | 26 | 28.5 | 25.2 | 29.6 | 23.3 | 29.9 | 19.2 | 28.6 | 21.6 | 28.2 | 27 | 26.6 | 27.8 | 25.6 | 22.6 | 29.4 | 29.6 | 32.4 | 29.8 | 27.8 | 30 | 30.2 | 30.2 | 25 | 26.8 | 25.4 | 25.2 | 25.8 | 25.6 | 30.8 | 30.2 | 25 | 20.8 | 27.6 | 27 | 20.4 | 29.9 | 27.5 | 29.5 | 27 | 20.8 | 25.6 | 29.6 | 0
2577 | 29.1 | 29.5 | 31.9 | 34.7 | 33 | 24.7 | 27.3 | 26.2 | 31 | 28.1 | 29.2 | 26.4 | 33.3 | 30.8 | 24.8 | 26.5 | 26.9 | 32.5 | 26.6 | 32.6 | 28.7 | 32.6 | 21.2 | 31.5 | 28.3 | 31 | 29.8 | 28.2 | 30.1 | 27.4 | 23 | 31.7 | 31.9 | 34 | 33.6 | 29.2 | 31.6 | 32.4 | 32.4 | 29.9 | 29.3 | 26.7 | 28.7 | 28.2 | 27.6 | 32.2 | 32.1 | 27.4 | 22.1 | 29 | 31 | 22 | 31.1 | 29.7 | 31 | 29 | 23.6 | 27.9 | 31 | 0
2578 | 31.1 | 32.4 | 32.9 | 37.2 | 36.5 | 28 | 29.8 | 28.2 | 34.1 | 30.5 | 31.3 | 27.5 | 36.2 | 32.3 | 25.9 | 29 | 27.7 | 35 | 27.7 | 35.3 | 32 | 34.4 | 22.9 | 33.9 | 29.5 | 34.8 | 32.6 | 29.4 | 31.9 | 29.2 | 23.5 | 33.2 | 33.7 | 35.4 | 36.5 | 30.9 | 33.1 | 34.9 | 34.7 | 32.9 | 31.2 | 28.1 | 32.2 | 30.2 | 29.5 | 34.2 | 34.8 | 29.6 | 23.5 | 31.5 | 34 | 22.6 | 32.3 | 30.9 | 33.1 | 30.4 | 25.5 | 28.1 | 32.4 | 0
2579 | 33 | 34.7 | 34.8 | 39.2 | 38.5 | 31.5 | 32.1 | 29.7 | 36.8 | 32 | 34.2 | 29 | 38.4 | 33.9 | 28.2 | 31.5 | 28 | 36.8 | 28.4 | 36.8 | 34.3 | 36 | 24.4 | 35.8 | 29.9 | 36.3 | 35.8 | 30 | 33.6 | 30 | 23.6 | 34.2 | 35.7 | 36.8 | 38.9 | 31.4 | 34.4 | 35.8 | 36.4 | 35.2 | 31.9 | 29.2 | 34.6 | 32.4 | 31 | 35.1 | 37 | 31 | 24.9 | 33.1 | 36 | 22.6 | 33.4 | 32.2 | 35.2 | 31 | 27.3 | 29.5 | 33.4 | 0
2580 | 35.7 | 36 | 36 | 40.6 | 39.8 | 33 | 33.7 | 31.2 | 37.7 | 34.1 | 35.7 | 30.2 | 39.4 | 35 | 29.9 | 33.5 | 29 | 38 | 29.1 | 38.2 | 35.7 | 37.4 | 25 | 36.9 | 29.6 | 36.9 | 37.8 | 31.3 | 34.7 | 31.2 | 24 | 35.4 | 37.2 | 37.5 | 40.1 | 31.8 | 35 | 37.2 | 39 | 36.2 | 32.4 | 30.3 | 36.3 | 35.7 | 31.3 | 36.8 | 39.4 | 31.9 | 26.3 | 34.5 | 36.8 | 22 | 34.6 | 33 | 35.9 | 31.3 | 28.6 | 29.8 | 33.9 | 0
2581 | 37.8 | 37 | 37.4 | 41.5 | 40.5 | 34 | 34.7 | 32.4 | 39 | 34.6 | 37.3 | 31.6 | 40.1 | 34.4 | 30.8 | 34.6 | 29.9 | 38.2 | 29.7 | 38.9 | 36.7 | 38.4 | 25.3 | 37.8 | 26.9 | 37.7 | 39.5 | 32.6 | 35.8 | 31.7 | 24.1 | 35.7 | 38.2 | 38 | 39.8 | 32.4 | 35 | 37.8 | 39.8 | 37.4 | 32.6 | 31.2 | 36.8 | 37.8 | 30.8 | 37.6 | 40.3 | 32.4 | 27.7 | 35.8 | 37.2 | 21.6 | 35.4 | 32.7 | 37.4 | 31.3 | 29.7 | 29.9 | 33.9 | 0
2582 | 39.2 | 37.5 | 37.9 | 42 | 40.5 | 34.3 | 35.3 | 33.2 | 38.2 | 35.1 | 37.6 | 32.4 | 40.2 | 34.4 | 30.7 | 35.6 | 31 | 38.7 | 30.4 | 39.8 | 36.8 | 39.2 | 25 | 38.4 | 27.4 | 37.9 | 39.5 | 34.4 | 36.4 | 32.4 | 24.2 | 36.1 | 39.7 | 38 | 39.4 | 31.8 | 34.4 | 38.4 | 38.8 | 38.1 | 32.6 | 31.8 | 36.8 | 38 | 30.2 | 39 | 40.6 | 32.6 | 29 | 36.5 | 37.2 | 21.2 | 36 | 32.7 | 38.3 | 31.4 | 30.4 | 30 | 33.4 | 0
2583 | 39.6 | 38.2 | 37.9 | 42.2 | 40.7 | 34.5 | 36.1 | 33.8 | 36.2 | 34.6 | 38.5 | 32.9 | 40.6 | 34 | 31.1 | 36 | 31 | 38.7 | 31 | 39.9 | 36.9 | 39.4 | 24.9 | 39 | 27 | 37.5 | 40 | 35.1 | 36.9 | 31.9 | 23.8 | 36.4 | 40.1 | 38.1 | 39.1 | 31.6 | 33.5 | 37.9 | 37.3 | 38.4 | 32 | 31.7 | 36 | 38.2 | 29.6 | 39 | 39.1 | 32.5 | 29.9 | 37.3 | 37.1 | 21.2 | 35.7 | 32.7 | 38.5 | 31.1 | 30.8 | 30.5 | 32.5 | 0
2584 | 39.9 | 38.2 | 38.2 | 41.9 | 40.5 | 34 | 35.4 | 34.1 | 34.7 | 34.6 | 38.3 | 32.4 | 40.5 | 33.2 | 32 | 35.5 | 30.5 | 38.7 | 31.3 | 39.9 | 36.8 | 39.4 | 24.3 | 38.8 | 26 | 37.4 | 40 | 35.2 | 36.4 | 31.5 | 23.4 | 35.7 | 40 | 37.8 | 38.8 | 31.4 | 32.4 | 37.9 | 35.6 | 38.2 | 31.7 | 31.2 | 35.2 | 36.5 | 29.4 | 39.2 | 37.5 | 32.2 | 30.3 | 37.9 | 36.4 | 20.6 | 35.1 | 32.7 | 38.9 | 30.6 | 31 | 29.5 | 31.6 | 0
2585 | 40 | 38 | 37.9 | 41.2 | 40.1 | 33 | 35.1 | 34.2 | 32.6 | 34.1 | 38.4 | 31.4 | 40.2 | 32 | 32 | 34.7 | 28.8 | 38.7 | 31 | 38.8 | 35.8 | 38 | 23.8 | 38 | 26.2 | 31.3 | 40 | 33.6 | 35.2 | 30 | 22.6 | 34.2 | 39.9 | 37.4 | 38.4 | 30.8 | 31.4 | 37.2 | 33.3 | 37.9 | 31.1 | 30 | 33.9 | 35.2 | 29.1 | 37.8 | 35.2 | 31.4 | 30 | 36.9 | 35.2 | 19.6 | 34 | 32.6 | 38.8 | 29.4 | 31 | 29.3 | 30.6 | 0
2586 | 40.1 | 37 | 37 | 39.9 | 38.7 | 30 | 33.9 | 34.1 | 30.8 | 32.6 | 37 | 29.6 | 38.9 | 30.7 | 31.2 | 33.1 | 27.1 | 35.7 | 30.2 | 37.4 | 35 | 37.4 | 22.8 | 36 | 21 | 34.9 | 39.5 | 31.6 | 33 | 28.9 | 22.1 | 33.4 | 39.4 | 36.4 | 38.1 | 30.1 | 30.5 | 36.5 | 32.3 | 36.6 | 30.2 | 28.7 | 32.7 | 33.7 | 28.1 | 36.5 | 33.8 | 30.3 | 29.1 | 35.4 | 33 | 17.7 | 33.1 | 26.8 | 38 | 28 | 31.4 | 28.7 | 29.8 | 0
2587 | 38.8 | 33.4 | 35 | 38.2 | 36 | 27.6 | 32.3 | 31.2 | 30.1 | 30.6 | 36.1 | 28.2 | 37.1 | 30 | 30.6 | 30.2 | 25.1 | 33 | 28.9 | 34.8 | 33.4 | 36.9 | 22 | 33.5 | 20.7 | 34.3 | 37.5 | 28.9 | 30.9 | 27.1 | 21.6 | 31.2 | 37.1 | 35.3 | 35.8 | 29.1 | 29.7 | 33.8 | 31.9 | 34.7 | 29.5 | 27.5 | 30.8 | 31.2 | 27.8 | 33.3 | 32.3 | 28.8 | 27.7 | 34.2 | 30.4 | 15.9 | 32.3 | 26.8 | 34.4 | 26.3 | 30.7 | 28.1 | 29.1 | 0
2588 | 36.6 | 29.2 | 33.9 | 36.4 | 34.6 | 25.6 | 31.7 | 29.2 | 29.6 | 28.5 | 34.4 | 27 | 34.8 | 29.8 | 29.4 | 26.6 | 23.8 | 31.5 | 27.5 | 32.2 | 31.3 | 34.4 | 21 | 30.8 | 20.9 | 33.3 | 35.3 | 27 | 29 | 26 | 21.4 | 30.2 | 35.5 | 34 | 34.3 | 28.6 | 29 | 32.4 | 31.5 | 32.2 | 29.1 | 26.6 | 28.8 | 30.1 | 27.5 | 30.4 | 31.4 | 27.2 | 26.2 | 32.7 | 27.6 | 14.2 | 32 | 26.8 | 32.8 | 25 | 29 | 27.6 | 28.6 | 0
2589 | 35.5 | 26.8 | 32.6 | 34.9 | 33.2 | 24.9 | 24.6 | 28.2 | 29.2 | 27.6 | 33.8 | 26.7 | 33 | 29.4 | 28.3 | 25.6 | 22.6 | 30.5 | 26 | 29.2 | 30 | 32.6 | 20.5 | 28.9 | 20.9 | 32.4 | 33.7 | 25.4 | 28.1 | 24.5 | 21.1 | 29.2 | 34.7 | 33.1 | 33.1 | 28 | 28.4 | 31.1 | 31.3 | 30 | 28.7 | 26 | 26.4 | 29.1 | 27.4 | 26.6 | 29.9 | 25.7 | 24.9 | 31.9 | 25.3 | 13.5 | 31.7 | 26.2 | 31.9 | 24 | 28 | 27.5 | 28.2 | 0
2590 | 34.9 | 24.4 | 31.6 | 33.8 | 32 | 24 | 25.3 | 26.9 | 28.9 | 27.5 | 32.5 | 26.4 | 31.5 | 29.4 | 27.7 | 25 | 22.4 | 29.4 | 24.9 | 27.2 | 28.5 | 32.4 | 19.8 | 27.7 | 20.4 | 31.1 | 33.7 | 24.9 | 27.6 | 24.2 | 21.1 | 29 | 34.7 | 32 | 32.6 | 27.9 | 28.1 | 30 | 31.3 | 28.6 | 28.7 | 25.7 | 24.5 | 28.2 | 27.2 | 24.8 | 29.1 | 24.6 | 24.2 | 32.4 | 23.4 | 13.4 | 31.5 | 26.6 | 31.7 | 23.7 | 27.2 | 27.3 | 28.1 | 0
2591 | 34 | 23.3 | 30.7 | 33.2 | 31 | 23.2 | 25.7 | 26.7 | 28.2 | 27.1 | 32 | 26.2 | 30.7 | 29.2 | 27.7 | 23.1 | 22 | 28.5 | 24 | 25.6 | 27.4 | 31.6 | 19.4 | 27.4 | 20.4 | 29.6 | 33.7 | 24.4 | 27.4 | 23.8 | 20.8 | 28.7 | 34 | 31.4 | 32 | 27.5 | 28 | 29.2 | 30.2 | 27.4 | 28.3 | 25.4 | 22.8 | 27.4 | 27.1 | 24 | 28 | 23.8 | 23.8 | 31.4 | 22 | 13.8 | 31 | 26.6 | 31.3 | 23.6 | 27.8 | 27 | 28 | 0
2592 | 32.7 | 22.1 | 29 | 32.7 | 30 | 22.8 | 25.8 | 26.2 | 28.2 | 27.1 | 30.4 | 25.1 | 29.9 | 28.6 | 26.9 | 23 | 22.1 | 27.8 | 23.3 | 25.1 | 26.3 | 31.4 | 18.5 | 27.2 | 20.4 | 28 | 33.7 | 24.2 | 26.5 | 24.3 | 20.7 | 28.2 | 33.7 | 30.6 | 30.6 | 26.9 | 28.1 | 28.9 | 29.8 | 26.8 | 27.6 | 25 | 22 | 26.7 | 26.4 | 25.9 | 28 | 23.2 | 23.7 | 30.4 | 20.4 | 13.8 | 30.3 | 26.2 | 30.9 | 23.5 | 26 | 25.6 | 28.1 | 0
2593 | 31.7 | 26.9 | 26.5 | 32 | 29.9 | 22.3 | 25.8 | 25.6 | 28.2 | 27 | 29.7 | 23.9 | 29.2 | 28.4 | 26.2 | 22.5 | 21.5 | 27.2 | 22.5 | 24.3 | 25.8 | 31 | 17.7 | 26.9 | 20.2 | 26.4 | 33.8 | 23.1 | 25.4 | 23.9 | 20.3 | 28.2 | 33.5 | 30.1 | 30.2 | 26.4 | 28.3 | 29.4 | 29.8 | 26 | 27.5 | 24.3 | 21.1 | 26.4 | 26.4 | 27.6 | 27.7 | 22.3 | 23.3 | 30 | 18.8 | 13.6 | 29.1 | 26.2 | 30.3 | 22.9 | 25.5 | 25.6 | 28 | 0
2594 | 30.2 | 26.7 | 23.8 | 31 | 29.8 | 22.2 | 26.2 | 25.2 | 28 | 26.6 | 28.6 | 22.4 | 28 | 28 | 25.5 | 22 | 21 | 27 | 21.8 | 23.6 | 24.5 | 30.4 | 16.6 | 26 | 20.1 | 24.9 | 33.5 | 21.8 | 23.8 | 23.4 | 20 | 28.2 | 32.9 | 29.6 | 29.6 | 25.9 | 28.4 | 28.8 | 29.8 | 25.4 | 27.2 | 23.4 | 20.5 | 25.8 | 26.6 | 29.6 | 28 | 21.4 | 22.6 | 29.9 | 17 | 13 | 28 | 26.2 | 29.8 | 22 | 24.8 | 25.5 | 27.8 | 0
2595 | 28.9 | 25.2 | 22.4 | 29.8 | 29.1 | 22 | 25.6 | 24.2 | 28 | 26.5 | 28.8 | 21.7 | 26.9 | 28 | 25.3 | 21.1 | 20.1 | 26.5 | 21 | 22.2 | 23.7 | 29.8 | 16.1 | 25 | 20.1 | 24.4 | 32.4 | 19.9 | 22.7 | 21.6 | 19.6 | 27.8 | 32.1 | 29.6 | 29.6 | 25.6 | 28.3 | 28.2 | 29.8 | 24.9 | 27 | 22.5 | 19.4 | 25.2 | 26.4 | 29.4 | 27.5 | 20.3 | 21.4 | 29.2 | 15.8 | 12.8 | 26.8 | 26.2 | 29.4 | 20.8 | 24 | 25.3 | 27.4 | 0
2596 | 27.7 | 22.9 | 20.6 | 28.6 | 28.1 | 21.7 | 26.2 | 23.7 | 27.7 | 26.3 | 28.3 | 21.4 | 25.6 | 27.9 | 25.3 | 20.6 | 20.1 | 25.5 | 20.7 | 21.5 | 23 | 29.4 | 15.7 | 23.9 | 19.9 | 24 | 31.6 | 19.2 | 22.1 | 20.6 | 19.7 | 27.7 | 31.8 | 29.6 | 29 | 25.6 | 28.1 | 27 | 29.6 | 24.8 | 26.7 | 22 | 18.7 | 24.8 | 26 | 29 | 27.3 | 19.6 | 20.3 | 28.4 | 15.4 | 12.9 | 26.4 | 26.1 | 29.1 | 20.3 | 23.4 | 24.8 | 27.1 | 0
2597 | 26.8 | 22.1 | 20.6 | 25.8 | 28.5 | 21.8 | 26.1 | 23 | 27.7 | 26.2 | 26.4 | 23.4 | 26.2 | 27.8 | 25.3 | 20.5 | 20 | 25 | 22 | 20.2 | 22.5 | 28.9 | 18 | 24.4 | 19.5 | 24 | 31.3 | 18 | 24 | 20.4 | 19.6 | 27.6 | 31.6 | 28.2 | 27.2 | 25.5 | 26.8 | 26.8 | 29.5 | 24.7 | 26.5 | 23.4 | 18.6 | 24.8 | 26 | 22 | 23.4 | 21 | 20.4 | 27.9 | 16.2 | 14.2 | 28 | 26.1 | 28.8 | 21.2 | 22.8 | 24.5 | 26.8 | 0
2598 | 26.4 | 20.5 | 21.4 | 26.7 | 30 | 21.1 | 26.1 | 22.7 | 27.7 | 26.1 | 26.1 | 24.9 | 26.5 | 27.5 | 24.9 | 20.8 | 21.6 | 24.5 | 22.9 | 23.3 | 21.7 | 28.1 | 18 | 25 | 19.4 | 23.9 | 30.3 | 20.4 | 24.8 | 21.4 | 19.6 | 27.7 | 30.2 | 28.6 | 26.3 | 25.4 | 27.2 | 28.4 | 29.3 | 24.8 | 25.6 | 24.1 | 19.5 | 24.7 | 25.6 | 23 | 25.3 | 22.8 | 21.3 | 27.4 | 17.9 | 17.3 | 28.8 | 25.8 | 28.4 | 21.5 | 22 | 24.4 | 27.5 | 0
2599 | 26 | 20 | 21.4 | 29.2 | 30 | 20.7 | 26.1 | 22.7 | 27.8 | 26.2 | 26.6 | 27 | 27.9 | 27.6 | 24.7 | 20.7 | 23.1 | 25 | 24.1 | 27.7 | 21.8 | 28.4 | 18.2 | 26.5 | 19.5 | 23.9 | 29.5 | 23.7 | 26.4 | 23.1 | 19.7 | 28.7 | 29.8 | 29.1 | 26.1 | 25.4 | 27.6 | 29.8 | 29.3 | 24.7 | 25.2 | 25.2 | 21.6 | 24.7 | 26.4 | 23.9 | 28.5 | 25.3 | 22.5 | 26.4 | 21.1 | 20.2 | 29.2 | 25.8 | 28.3 | 22.3 | 22.2 | 24.3 | 28.7 | 0
2600 | 26.9 | 22.9 | 24.9 | 32 | 31 | 21.2 | 26.5 | 24.6 | 30 | 27.2 | 27.2 | 29 | 29.4 | 29.7 | 25.4 | 22.7 | 25.8 | 27.5 | 25.6 | 31.8 | 24.5 | 29.4 | 18.6 | 28.4 | 22.2 | 24.5 | 28.3 | 27.6 | 29 | 25.6 | 20 | 30.6 | 31.4 | 30 | 29.1 | 26.9 | 29 | 30.7 | 30.5 | 28.9 | 26.1 | 26.4 | 24.7 | 25.1 | 27.5 | 25.2 | 31.2 | 28 | 24 | 26.9 | 25.6 | 22.6 | 30 | 26.8 | 29.8 | 23.6 | 23.4 | 25 | 30.2 | 0
2601 | 28.6 | 26.9 | 28.8 | 35.2 | 34.5 | 23.7 | 27.5 | 28.8 | 32.2 | 28.7 | 29.2 | 30.6 | 31.9 | 31.5 | 27.6 | 26.4 | 27.2 | 33.2 | 26.9 | 35 | 28.3 | 32 | 19.5 | 31 | 23.6 | 26.3 | 31.5 | 30.4 | 31.5 | 27.6 | 20.6 | 32.4 | 33.2 | 31.3 | 32.7 | 29 | 29.9 | 31.6 | 32.5 | 31.9 | 28.5 | 27.7 | 28.2 | 26.9 | 28.6 | 26.8 | 33.5 | 30.1 | 25.3 | 29.5 | 30 | 23.1 | 30.1 | 29.1 | 31.5 | 25.1 | 26 | 27.7 | 31.5 | 0
2602 | 31 | 31.6 | 30.8 | 37.4 | 37.4 | 28 | 29.2 | 31.5 | 35 | 31.2 | 31.2 | 31.6 | 34.1 | 33.1 | 28.5 | 29.8 | 28.9 | 35.7 | 28 | 36.6 | 32.1 | 35 | 20.9 | 33.5 | 25.4 | 27.2 | 34.6 | 32.3 | 33.9 | 29.3 | 21.4 | 33.9 | 35 | 32.8 | 36.8 | 30 | 31.4 | 34 | 34.8 | 33.4 | 30.6 | 29 | 31.5 | 30.4 | 30.6 | 29.2 | 34.6 | 31.7 | 26.5 | 30.8 | 33.9 | 22.8 | 31.1 | 30.1 | 33.3 | 26.6 | 26.8 | 27.9 | 32.5 | 0
2603 | 33.6 | 33.6 | 32.8 | 39 | 39.5 | 31 | 30.4 | 32.5 | 36.6 | 34.2 | 33.8 | 32.4 | 36.6 | 34.9 | 30.1 | 32.2 | 29.4 | 37.7 | 28.8 | 37.4 | 34 | 36.5 | 22.4 | 36 | 26.3 | 28.3 | 36.7 | 33 | 35.4 | 30 | 22.4 | 35.9 | 36.6 | 34.4 | 39.8 | 30.6 | 32 | 37 | 36.2 | 34.9 | 32.3 | 30.4 | 34 | 33.9 | 30.9 | 32 | 35.8 | 32.6 | 27.6 | 32.6 | 36.4 | 21.8 | 32 | 32.7 | 34.9 | 27.8 | 28 | 28 | 33 | 0
2604 | 36 | 34.8 | 34.3 | 39.4 | 40.5 | 33.2 | 32.2 | 33.9 | 37.7 | 36.2 | 35.4 | 33 | 38.1 | 35.8 | 30.5 | 33.8 | 30.6 | 38.7 | 29.6 | 37.8 | 35.7 | 37.5 | 23.7 | 37.7 | 27.2 | 30 | 39 | 33.8 | 36.7 | 30.5 | 23.4 | 37.8 | 38.4 | 35.7 | 40.7 | 31.1 | 32.9 | 36.8 | 38.1 | 36 | 32.5 | 31.8 | 35.6 | 35.9 | 31 | 34.9 | 36.8 | 33.5 | 28.7 | 34.2 | 37.8 | 21.7 | 34 | 32 | 36.1 | 28.8 | 33.4 | 28.4 | 33.1 | 0
2605 | 38.7 | 35.3 | 35.3 | 39.9 | 41.4 | 33.9 | 33.5 | 34.3 | 37.6 | 38.2 | 37 | 33.8 | 39.7 | 35.6 | 31.1 | 34.8 | 30.4 | 39.2 | 30.1 | 38.7 | 36.5 | 38.5 | 24.6 | 39.1 | 28.9 | 32.3 | 40 | 34.4 | 37.3 | 30.2 | 24.2 | 38.3 | 40.1 | 36.6 | 41.1 | 31.1 | 32.6 | 38.2 | 39.1 | 36.6 | 32.6 | 33.2 | 36.4 | 36.4 | 31.1 | 36.9 | 38.8 | 34.2 | 29.8 | 35.3 | 38.1 | 21.9 | 35.5 | 31.9 | 38.3 | 29.4 | 33.6 | 30 | 32.8 | 0
2606 | 40.5 | 35.9 | 36.3 | 40.2 | 41.5 | 35 | 33.7 | 35.2 | 35.7 | 38.8 | 37.4 | 34.4 | 40.4 | 35.1 | 32.6 | 35.4 | 30.4 | 39.7 | 30.6 | 39.8 | 36.9 | 39 | 24.8 | 39.6 | 22.2 | 33 | 40.8 | 35.6 | 38 | 30 | 24.6 | 38.4 | 41 | 37 | 42 | 31.1 | 32.4 | 38.8 | 39.1 | 37.6 | 32.6 | 34.2 | 36.6 | 36.4 | 31.1 | 37.6 | 40.6 | 35 | 30.6 | 36.3 | 38 | 22.8 | 37 | 28.8 | 38.6 | 29.8 | 34 | 30.2 | 32.4 | 0
2607 | 40.7 | 35.6 | 36.8 | 41 | 41.7 | 35.6 | 34.3 | 35.9 | 35.6 | 38.7 | 38 | 34.7 | 41.2 | 34.4 | 33.5 | 35.3 | 28.7 | 40.2 | 30.7 | 40.9 | 37.4 | 39.5 | 24.5 | 39.8 | 22.6 | 34.3 | 41.2 | 36.2 | 38.2 | 29.2 | 24.5 | 38.9 | 41.5 | 37 | 41.8 | 31.1 | 31.2 | 38 | 38.8 | 37.6 | 32.3 | 34.6 | 36.5 | 36.4 | 31.5 | 36.7 | 42.1 | 35.2 | 30.9 | 36.9 | 37.4 | 22.7 | 36.8 | 28.6 | 38.8 | 29.9 | 34 | 30.7 | 31.9 | 0
2608 | 40.8 | 35.4 | 37.3 | 41.2 | 41 | 35.5 | 34.8 | 35.9 | 34 | 38 | 37.7 | 34.4 | 40.7 | 33.4 | 33.5 | 35.4 | 27.6 | 40.2 | 30.5 | 40.8 | 36.7 | 39.5 | 23.8 | 39 | 25 | 34.3 | 41.2 | 36.4 | 38.2 | 28.6 | 24.1 | 37.4 | 41 | 36.6 | 41.7 | 31 | 30.7 | 38 | 37 | 37.7 | 32.2 | 34.4 | 36 | 35.8 | 31.8 | 35 | 41.5 | 35 | 30.7 | 36.8 | 36.7 | 22.1 | 36.4 | 29.2 | 38.8 | 29.8 | 34 | 30.5 | 31.4 | 0
2609 | 40.3 | 35 | 37.3 | 41 | 40.7 | 34.4 | 34.3 | 35.8 | 32.5 | 36 | 37.6 | 33.4 | 40 | 32 | 33.4 | 34.9 | 25.8 | 40.2 | 30 | 39.2 | 36 | 38 | 23.2 | 37.8 | 26 | 34.4 | 41 | 35 | 37.4 | 27.5 | 23.4 | 36.4 | 41.6 | 36.2 | 41.1 | 30.6 | 30 | 36.5 | 35 | 37.4 | 32.1 | 33.4 | 35 | 35.3 | 30.5 | 33 | 39.4 | 34 | 30 | 36.6 | 35.4 | 20 | 35 | 29.6 | 37.3 | 29.2 | 34 | 30 | 30.8 | 0
2610 | 39.7 | 31.3 | 36.8 | 39.4 | 38.7 | 32.1 | 33.3 | 35.5 | 32.1 | 34.3 | 36.6 | 31.9 | 38.1 | 31 | 32.8 | 33.4 | 25.4 | 38.6 | 29.4 | 36 | 35.3 | 37.5 | 22.7 | 35.6 | 26 | 33.8 | 41 | 32.8 | 36 | 26.7 | 22.8 | 35 | 41.1 | 35.6 | 39.5 | 29.6 | 30.3 | 36 | 33 | 35.1 | 31.1 | 32 | 33.4 | 33.4 | 30 | 31.8 | 35.6 | 32.6 | 29 | 36.1 | 33.8 | 17.8 | 34.3 | 30 | 35.5 | 28.4 | 34 | 29.1 | 30.1 | 0
2611 | 39.1 | 29.2 | 35 | 37.6 | 35.5 | 30 | 31.8 | 33.9 | 30.1 | 31.7 | 36 | 30.5 | 36.5 | 30.4 | 32.1 | 30.4 | 24.5 | 36.4 | 28.5 | 32.5 | 33.2 | 35 | 22.3 | 33.6 | 25.1 | 33 | 39 | 29.8 | 33.6 | 25.6 | 22.4 | 32.4 | 38.5 | 34.9 | 36.2 | 29.1 | 29.8 | 34 | 31.6 | 33.4 | 29.9 | 30.5 | 31.4 | 31.2 | 29.3 | 31.3 | 32.2 | 30.9 | 28 | 34.6 | 31.4 | 15.2 | 33.3 | 29.6 | 33.9 | 27 | 31.7 | 28.1 | 29.4 | 0
2612 | 37.7 | 27.3 | 33 | 35.4 | 33.5 | 28.4 | 31.4 | 30 | 29.7 | 29.5 | 35 | 29.4 | 34.8 | 30 | 31.1 | 27.8 | 24.4 | 34.4 | 27.7 | 29.4 | 30.9 | 35.5 | 22 | 31.6 | 23.6 | 32.4 | 37.4 | 27.1 | 31 | 25 | 22.2 | 30.9 | 37.1 | 34 | 33.2 | 28.6 | 29.4 | 33 | 31.2 | 31.6 | 29.5 | 29.2 | 29.2 | 29.4 | 29.2 | 31.3 | 30 | 29.4 | 27.2 | 32.9 | 29 | 13.6 | 33 | 29.6 | 33.1 | 25.6 | 29.8 | 27.6 | 28.8 | 0
2613 | 36.8 | 25.9 | 30.8 | 34.2 | 32.2 | 27.4 | 30.9 | 29 | 29.7 | 28.7 | 34.6 | 28.9 | 34.3 | 29.7 | 30.1 | 27.5 | 23.1 | 32.4 | 26.8 | 27.8 | 28.7 | 35.2 | 21.6 | 30.4 | 22.6 | 31.6 | 36 | 24.9 | 28.3 | 24.3 | 22.2 | 29.4 | 36 | 32.8 | 31.5 | 28.6 | 27.6 | 33.8 | 30.6 | 29.4 | 29.3 | 28.3 | 27.2 | 28.3 | 29 | 31 | 30.2 | 28 | 26.5 | 32.1 | 26.5 | 12.4 | 32 | 29.1 | 32.5 | 24.1 | 28.4 | 27.4 | 28.4 | 0
2614 | 34.7 | 23.6 | 31.1 | 33.2 | 30.5 | 26.2 | 30 | 28 | 29.6 | 27.7 | 33.6 | 28.7 | 33.5 | 29.6 | 28.9 | 25.4 | 22.6 | 31.2 | 26.2 | 27.2 | 26.7 | 30.5 | 20.9 | 29.4 | 21.6 | 30.2 | 34.6 | 24 | 26.6 | 24.3 | 22.2 | 28.9 | 34 | 31.4 | 30.2 | 28.5 | 26.3 | 32.8 | 30.3 | 27.8 | 29.1 | 27.6 | 25.6 | 27.1 | 28.7 | 30.1 | 31.5 | 27.2 | 26.1 | 32 | 24.6 | 12.6 | 31.5 | 28.6 | 31.9 | 23.1 | 27.2 | 27.1 | 28.2 | 0
2615 | 33.2 | 22.1 | 30.9 | 33 | 30 | 25.3 | 28.8 | 26.6 | 29.6 | 27.4 | 32.6 | 28.4 | 33 | 29.5 | 28.6 | 24.5 | 21.6 | 30.8 | 25.4 | 27.2 | 25.6 | 30.5 | 20 | 28.8 | 21.5 | 28.4 | 33.6 | 23.6 | 25.6 | 24.2 | 22 | 28.5 | 33.4 | 30 | 29.6 | 28.4 | 25 | 32 | 30.1 | 27.9 | 28.6 | 27 | 24.4 | 26.4 | 28.3 | 28.2 | 33 | 26.4 | 25.4 | 32.1 | 23.2 | 12.8 | 30.4 | 28.6 | 31.4 | 22.4 | 26 | 26.7 | 28.2 | 0
2616 | 31.8 | 20.7 | 30.3 | 32.1 | 29.2 | 24.4 | 27.4 | 26 | 29.2 | 26.9 | 30.6 | 27.6 | 31.4 | 29 | 28 | 22.5 | 22 | 32.7 | 24.7 | 26.4 | 24.8 | 30 | 19.1 | 27.7 | 21.2 | 27.8 | 32 | 23.5 | 25.7 | 24.5 | 21.6 | 28 | 32.7 | 28.8 | 28.2 | 27.6 | 25.3 | 28.6 | 29.9 | 28.8 | 28.3 | 26.3 | 23.4 | 25.5 | 27.8 | 26 | 32.8 | 25.6 | 24.5 | 31.4 | 22.3 | 13.4 | 30.1 | 27.8 | 30.9 | 22.3 | 26 | 26.5 | 28.2 | 0
2617 | 30.7 | 20.1 | 29.8 | 31 | 28.5 | 23.8 | 26.6 | 26 | 29.1 | 26.7 | 29.1 | 26.2 | 29.9 | 29 | 27.1 | 23.4 | 21.6 | 32.7 | 23.8 | 24.6 | 24.6 | 30 | 18.4 | 26.7 | 21 | 27.6 | 32.2 | 22.5 | 25.8 | 24.1 | 21 | 27.8 | 33.1 | 28 | 28.5 | 27.1 | 25.8 | 24.9 | 29.9 | 26.8 | 28.4 | 25.4 | 22.4 | 24.9 | 27.5 | 23.7 | 31 | 24.3 | 23.3 | 30.6 | 21 | 13.1 | 29.2 | 27.6 | 30.4 | 22.2 | 25.8 | 26.6 | 28 | 0
2618 | 29.4 | 19.7 | 28.5 | 29 | 28 | 23.8 | 26.4 | 25.2 | 29.1 | 26.6 | 27.4 | 24.6 | 27.8 | 28.6 | 26.6 | 22 | 21.8 | 32.7 | 23 | 22 | 24.1 | 29.5 | 18 | 25.4 | 20.9 | 27.1 | 32.2 | 21 | 25.8 | 23.4 | 20.4 | 27.4 | 33.1 | 27.6 | 27.2 | 26.8 | 27 | 25.3 | 29.8 | 25.3 | 28.1 | 24.4 | 21.2 | 24.4 | 27.7 | 22.2 | 27.6 | 22.8 | 22 | 30.1 | 19.6 | 12.8 | 29 | 27.6 | 30 | 22.2 | 24.6 | 26.6 | 27.6 | 0
2619 | 28.2 | 19.9 | 27.3 | 27.3 | 27.2 | 23.9 | 26.4 | 25.3 | 29.1 | 26 | 26.9 | 23.3 | 26.8 | 28.5 | 25.8 | 22.5 | 20.6 | 31.9 | 22.2 | 19.8 | 23.3 | 28.5 | 17.9 | 24.7 | 19.4 | 26.6 | 32.2 | 18.9 | 25.1 | 21.9 | 20 | 26.9 | 32.2 | 27.6 | 26.7 | 26.6 | 27.1 | 26.7 | 29.6 | 24.6 | 27.7 | 23.6 | 19.9 | 23.8 | 27.5 | 21.3 | 24.7 | 21.3 | 20.8 | 29.3 | 17.8 | 12.1 | 28.2 | 27.4 | 29.7 | 21.8 | 24 | 26.2 | 27.1 | 0
2620 | 27.2 | 19.8 | 26.6 | 25.8 | 26.5 | 23.5 | 25.9 | 24.5 | 28.6 | 25.9 | 26.2 | 22.8 | 25.9 | 28.4 | 25.6 | 21 | 20.4 | 31.2 | 21.9 | 18.9 | 22.8 | 28.5 | 17.9 | 24.1 | 19.3 | 25.8 | 31.4 | 17.8 | 24.4 | 20.9 | 19.7 | 26.4 | 31.2 | 27.9 | 25.7 | 26.2 | 27.4 | 27.1 | 29.6 | 24.6 | 27.3 | 23.2 | 18.9 | 23.4 | 26.8 | 21.5 | 22.9 | 20.6 | 20.3 | 28.5 | 16.5 | 12.7 | 28.2 | 27.3 | 29.2 | 21.5 | 23.7 | 26.1 | 26.7 | 0
2621 | 26.7 | 19.9 | 26.3 | 29.4 | 26 | 22.4 | 25.6 | 24.3 | 28.6 | 25.7 | 26.4 | 26 | 25.8 | 28.1 | 25.4 | 21 | 19.6 | 30.7 | 22.2 | 21.4 | 22.4 | 28 | 17.4 | 25 | 19 | 25.3 | 30.5 | 18.4 | 21.8 | 24 | 19.4 | 26.4 | 30.5 | 27 | 25.6 | 26 | 24.6 | 26.8 | 29.6 | 24.6 | 26.8 | 23 | 19 | 23.4 | 26.4 | 26.2 | 24 | 22.2 | 22 | 28.1 | 21.6 | 10.4 | 29.4 | 27.2 | 28.9 | 19.4 | 23 | 25.9 | 26 | 0
2622 | 26 | 20 | 24.8 | 28.9 | 25 | 22.3 | 25.3 | 22.9 | 28.4 | 25.6 | 26 | 27.6 | 25.9 | 28.2 | 25.2 | 19.5 | 20.9 | 29.7 | 24.2 | 24.2 | 21.8 | 27.7 | 18.6 | 25.9 | 18.7 | 25 | 28.7 | 20.4 | 24.3 | 23.9 | 21 | 26.4 | 29.9 | 27.6 | 25.8 | 25.6 | 24.9 | 25.2 | 29.5 | 24.2 | 26.3 | 22.5 | 20.4 | 23.3 | 26.4 | 26.5 | 25.3 | 24 | 23.3 | 27.6 | 22.8 | 13.5 | 30.6 | 26.9 | 28.7 | 21.1 | 23 | 25.9 | 26.8 | 0
2623 | 25.7 | 20.1 | 26.1 | 29.5 | 25.5 | 23.8 | 25 | 23.4 | 28.7 | 25.7 | 26.5 | 29.2 | 26.4 | 29 | 25.1 | 19.8 | 22.4 | 29.6 | 26.7 | 28.2 | 21.5 | 28.5 | 19.6 | 27.8 | 18.5 | 25.1 | 28 | 24 | 27.7 | 24.7 | 21.8 | 27 | 29.5 | 28.9 | 26.2 | 25.6 | 25.4 | 25.2 | 29.5 | 23.9 | 25.7 | 22.6 | 22.9 | 22.9 | 26.3 | 26.7 | 27.9 | 26.5 | 25 | 27.5 | 25.2 | 16.7 | 31.4 | 26.9 | 28.9 | 23.1 | 22 | 25.8 | 28.7 | 0
2624 | 29.3 | 21.4 | 28.7 | 30.2 | 30 | 25.6 | 25.8 | 26.5 | 30 | 26.7 | 27.8 | 31.8 | 28 | 30.8 | 25.8 | 22.8 | 24.4 | 29.7 | 29 | 32.4 | 24 | 29.7 | 21 | 30 | 20 | 26 | 29 | 28.4 | 31.4 | 25.4 | 23 | 28.9 | 30.4 | 30.6 | 29.7 | 26.4 | 26.4 | 25.6 | 30.1 | 25.2 | 25.9 | 23.2 | 26.2 | 23.4 | 26.9 | 26.8 | 31 | 29.2 | 27 | 28.1 | 26.8 | 20 | 31.5 | 27.3 | 30.5 | 25.6 | 22 | 26.1 | 30.6 | 0
2625 | 29.1 | 24.9 | 31.4 | 32.4 | 36 | 28.8 | 27.7 | 30.8 | 31.5 | 29.5 | 29.9 | 33.5 | 29.6 | 32 | 27.2 | 26.9 | 25.7 | 31.9 | 30.5 | 35.7 | 30.3 | 32.3 | 21.8 | 32.7 | 21.7 | 27.8 | 31 | 31.9 | 34.1 | 27.1 | 22.5 | 31.5 | 32.3 | 32.6 | 34.4 | 29.5 | 27.6 | 27.3 | 33.1 | 28.2 | 27.5 | 24.4 | 29.6 | 27.4 | 28.7 | 26.8 | 33.8 | 31.5 | 28 | 30.8 | 30 | 21.5 | 31.9 | 29 | 31.3 | 27.3 | 28 | 27.7 | 33.1 | 0
2626 | 30.4 | 27.7 | 32.9 | 34.4 | 39.8 | 31 | 30.5 | 33.2 | 33 | 31.4 | 32.2 | 35.6 | 31.9 | 33.5 | 28.9 | 29.4 | 27.1 | 34.9 | 31.2 | 37.7 | 34 | 34.8 | 23 | 35.1 | 23.5 | 29.6 | 33.3 | 34.2 | 36.1 | 28.1 | 22.6 | 33 | 34.3 | 34.6 | 27.5 | 31.2 | 29.2 | 29 | 35.7 | 30.7 | 30 | 25.8 | 32.9 | 29.6 | 29.6 | 27 | 36 | 33.2 | 28.7 | 33 | 32.2 | 22.4 | 32.4 | 30.4 | 33.1 | 29 | 28.8 | 28.9 | 34.7 | 0
2627 | 32.4 | 30.1 | 34.2 | 37 | 42.5 | 32.6 | 33.3 | 33.8 | 33.4 | 34.6 | 34.4 | 36.8 | 33.6 | 34.1 | 30.4 | 31.4 | 27.8 | 36.2 | 31.4 | 38.6 | 36.5 | 36.3 | 24 | 37.2 | 24.8 | 31.4 | 35.8 | 35 | 37 | 29.4 | 22.4 | 35 | 36.3 | 36.2 | 29.3 | 32.2 | 30.6 | 31.4 | 37.3 | 32.9 | 30.9 | 27.6 | 35.5 | 31.9 | 29.8 | 27.5 | 37.6 | 34.4 | 28.6 | 34.7 | 35 | 22 | 33.6 | 31.5 | 35 | 30 | 30 | 29.9 | 35.8 | 0
2628 | 34.5 | 32.3 | 36.1 | 38.4 | 42.6 | 34.7 | 34.9 | 34.7 | 33.8 | 37.2 | 35.9 | 38.4 | 35.4 | 34.5 | 32.3 | 33.6 | 28.9 | 36.9 | 31.7 | 39 | 38 | 37.3 | 25.4 | 38.5 | 27.2 | 32.9 | 38 | 35.4 | 37.9 | 29.4 | 23.9 | 37.5 | 39.2 | 37.3 | 40.8 | 32.5 | 31.8 | 32.6 | 38.6 | 33.7 | 31.9 | 29.3 | 37.5 | 33.4 | 29.9 | 28.7 | 39 | 35.4 | 29 | 35.8 | 35.9 | 22.2 | 34.9 | 31.8 | 36.2 | 31.3 | 32.8 | 30.4 | 35.3 | 0
2629 | 37 | 33.4 | 37.1 | 39.8 | 42.5 | 35.1 | 35.9 | 35.5 | 34.6 | 38.3 | 36.8 | 38.7 | 36.1 | 34.9 | 33.4 | 34.6 | 29.3 | 37.7 | 32.5 | 39.6 | 39.6 | 38.3 | 26.3 | 39.5 | 28.5 | 33.4 | 38.8 | 35.6 | 38.5 | 29.8 | 25.2 | 37.5 | 40.4 | 38 | 41.3 | 32.6 | 32 | 34.3 | 39.6 | 34.7 | 32.3 | 31 | 38.8 | 35.4 | 30.5 | 30.3 | 40.4 | 36.2 | 29.4 | 36.8 | 37.1 | 22 | 36.2 | 32 | 37.7 | 31.9 | 33.6 | 30.6 | 34.6 | 0
2630 | 39.4 | 34.5 | 38 | 40.2 | 42.2 | 35.3 | 35.6 | 36.6 | 34.7 | 39 | 37 | 38.8 | 36.8 | 34.9 | 35 | 35.5 | 29.8 | 37.9 | 33.6 | 40.4 | 39.9 | 32.3 | 26.8 | 39.8 | 27.9 | 33.4 | 39.3 | 36.4 | 39.4 | 29.6 | 27 | 38.5 | 41.5 | 38.2 | 41.3 | 32.8 | 31.4 | 35.4 | 39.6 | 35.2 | 32.3 | 32.4 | 39.4 | 36.4 | 30.3 | 32 | 41.6 | 36.8 | 30.4 | 37.4 | 36.6 | 22.4 | 36.6 | 31.8 | 38.2 | 32.2 | 33.7 | 30.4 | 33.2 | 0
2631 | 39.9 | 33 | 38.5 | 40.9 | 41.7 | 36.1 | 37.1 | 36.7 | 34 | 39.1 | 36.9 | 37.2 | 36.6 | 34.4 | 36 | 35.4 | 29.3 | 38 | 34.6 | 41.1 | 39.6 | 32.3 | 26 | 39.9 | 30.1 | 34 | 39.5 | 37.1 | 39.5 | 30.4 | 26.9 | 39.3 | 42.5 | 38.1 | 41.3 | 33 | 29.7 | 35.6 | 37.9 | 35.2 | 32.4 | 33.5 | 39.1 | 36.8 | 30.2 | 33.2 | 42.1 | 36.9 | 30.9 | 37.7 | 36.9 | 21.7 | 36.4 | 31.9 | 38.2 | 31.2 | 33.7 | 30.3 | 32.5 | 0
2632 | 39.9 | 33 | 38.7 | 40.5 | 41.2 | 35.4 | 35.5 | 36.7 | 32 | 39.1 | 36.5 | 35.5 | 36.7 | 33.5 | 35.7 | 35.5 | 28.6 | 38.2 | 34.7 | 41 | 39.4 | 33.8 | 24.8 | 39.2 | 30.5 | 34.4 | 39.5 | 37.5 | 39 | 30.6 | 26.5 | 38 | 42.3 | 37.8 | 41 | 32.6 | 27.8 | 36.3 | 37.1 | 35.4 | 32.4 | 33.7 | 38.1 | 36.8 | 31.1 | 33.6 | 41.6 | 36.5 | 31.4 | 37.8 | 35.5 | 20.7 | 35.1 | 31.9 | 37.8 | 30 | 33.7 | 30.5 | 31.8 | 0
2633 | 39.8 | 31.4 | 38.5 | 40 | 40.6 | 35.6 | 35.4 | 36.7 | 30.8 | 37.9 | 36 | 33 | 36.4 | 32 | 35.9 | 34.7 | 27.2 | 38.2 | 33.8 | 39.4 | 38.3 | 33.5 | 23 | 38.2 | 30.5 | 33.9 | 39.5 | 36.6 | 37 | 31 | 24.4 | 36.5 | 41.9 | 37.2 | 40.4 | 32.2 | 25.8 | 35.6 | 34.7 | 35 | 31.5 | 33.2 | 36.4 | 36.9 | 31.5 | 33 | 39.8 | 35.4 | 30.8 | 37.3 | 34.4 | 18.4 | 33.6 | 31.6 | 36.8 | 28 | 33.5 | 30.4 | 31.6 | 0
2634 | 38.9 | 29.4 | 38 | 38.2 | 38.7 | 33.4 | 34.3 | 36.4 | 30.4 | 36.3 | 35.4 | 31.5 | 36.4 | 31.2 | 35.5 | 33.2 | 26.1 | 38.2 | 31.9 | 36.5 | 36.7 | 33.8 | 21.8 | 36.5 | 30 | 33.5 | 39 | 34.6 | 34.4 | 30.1 | 23.1 | 34.5 | 40.8 | 36.4 | 39.5 | 31.3 | 24.6 | 34.6 | 32.9 | 34 | 30.7 | 31.8 | 34.4 | 36 | 31.1 | 31.7 | 37.2 | 34 | 30.1 | 36.5 | 31.6 | 16.2 | 31.9 | 31 | 35.3 | 26.7 | 33.2 | 29 | 30.9 | 0
2635 | 35.2 | 28.4 | 36 | 36.8 | 37.4 | 31.1 | 33.2 | 33 | 29.5 | 33.9 | 34.7 | 29.8 | 35.3 | 30.3 | 34.4 | 29.1 | 24.5 | 36.2 | 29.6 | 32.8 | 34.6 | 32.8 | 20.8 | 34.9 | 29 | 32.7 | 37.3 | 31.4 | 31.1 | 29.2 | 21.3 | 32.5 | 39.1 | 35.3 | 36.4 | 30 | 24 | 31.6 | 31.7 | 32.2 | 29.9 | 30.3 | 32.5 | 34.3 | 30.1 | 30 | 34.5 | 32.3 | 28.5 | 34.8 | 29.8 | 13.5 | 31.1 | 30.3 | 33.9 | 25.5 | 32.5 | 28.4 | 30.4 | 0
2636 | 32.4 | 27.4 | 34.1 | 35 | 34 | 29.1 | 32.8 | 30.1 | 29.2 | 31.4 | 34 | 29.2 | 33.8 | 30 | 33.2 | 27.9 | 23.4 | 34.7 | 27.8 | 29.4 | 32.3 | 31.8 | 20.6 | 33.2 | 28 | 31.9 | 35.8 | 28.4 | 28.4 | 27.6 | 20.8 | 31.5 | 36.2 | 34.2 | 33.7 | 29 | 24 | 30.4 | 31.2 | 29.2 | 29.9 | 28.8 | 30.8 | 32 | 29.6 | 28.4 | 32.6 | 31 | 27.2 | 33.8 | 27.6 | 11.8 | 30.6 | 29 | 33 | 25.2 | 30.6 | 28.3 | 29.6 | 0
2637 | 31.9 | 25.6 | 33.3 | 34.4 | 33 | 27.5 | 32.1 | 29.2 | 29 | 30.1 | 33.4 | 28.1 | 31.2 | 29.7 | 32.4 | 26.4 | 22.1 | 33.2 | 26.8 | 27 | 29.8 | 31.8 | 20.3 | 32.1 | 26.5 | 30.6 | 34 | 25.9 | 26.3 | 26.9 | 19.9 | 30.5 | 35.3 | 33.1 | 32.2 | 28.3 | 24.1 | 29.3 | 30.7 | 27.2 | 29.5 | 27.9 | 29.5 | 30.4 | 29.3 | 27.2 | 31.8 | 29.9 | 25.7 | 33.4 | 27.3 | 10.2 | 30.7 | 28.8 | 32.6 | 24.7 | 29 | 27.6 | 29.4 | 0
2638 | 32 | 23.6 | 32.6 | 33.5 | 32.2 | 25.9 | 31.5 | 28.2 | 28.5 | 29.1 | 32.6 | 27.9 | 29 | 29.6 | 30 | 25.5 | 21.4 | 33.1 | 26.6 | 25.9 | 29 | 31.3 | 20.3 | 31.1 | 25.5 | 29.8 | 34 | 25 | 25.5 | 25.9 | 20.2 | 30 | 34.6 | 32 | 30.9 | 28.2 | 24.3 | 28.9 | 30.5 | 26.3 | 29.4 | 27.5 | 28.5 | 29.2 | 29.2 | 26.6 | 32.2 | 29.2 | 25.1 | 32.3 | 26.1 | 10 | 30.3 | 28.3 | 31.7 | 24.8 | 28 | 27.4 | 28.8 | 0
2639 | 31.3 | 23.6 | 31.7 | 33.4 | 31 | 24.8 | 31.1 | 28.2 | 28.2 | 28.5 | 32 | 27.4 | 27 | 29.5 | 28.7 | 24.6 | 20.8 | 32.7 | 26.6 | 25.6 | 27.9 | 30.3 | 19.8 | 30.4 | 25 | 28.9 | 33.5 | 24.8 | 25.2 | 25.6 | 20 | 29.5 | 33.5 | 31 | 29.5 | 27.5 | 24.4 | 28.9 | 30.1 | 25.4 | 29.4 | 27.4 | 27.4 | 28.4 | 28.9 | 26.4 | 32.8 | 28.4 | 24.6 | 32.6 | 25.4 | 9.8 | 29.6 | 28.3 | 31.1 | 24.2 | 27.6 | 27.4 | 28.6 | 0
2640 | 30.3 | 22.9 | 30.7 | 32.4 | 30 | 23.6 | 30.4 | 27.9 | 28.2 | 27.8 | 31.2 | 27.7 | 26.5 | 29.2 | 27.9 | 22.8 | 20.9 | 32.2 | 26.2 | 25.4 | 26.9 | 29.8 | 19.5 | 29.2 | 24.5 | 27.9 | 32.5 | 25.1 | 25.2 | 24.7 | 20.7 | 29 | 33.2 | 30 | 28.8 | 26.5 | 24.6 | 28.2 | 29.8 | 24.9 | 29.4 | 27.1 | 26.1 | 27.8 | 28.3 | 26.5 | 32.9 | 27.3 | 24.8 | 30.7 | 22.8 | 10.4 | 28.1 | 27 | 30.4 | 23.7 | 26.6 | 26.9 | 27.7 | 0
2641 | 29.4 | 22.9 | 30.1 | 31.8 | 29.8 | 23.1 | 28.5 | 26.6 | 28.2 | 27.4 | 30.4 | 27.3 | 26.4 | 29 | 26.8 | 23 | 20.5 | 31.2 | 25 | 24.5 | 26.1 | 29.8 | 18.6 | 27.9 | 23.5 | 27.4 | 32 | 24.5 | 24.5 | 24.4 | 20.4 | 28.7 | 32.3 | 29.1 | 27.9 | 25.7 | 24.6 | 27.2 | 29.8 | 24.1 | 29 | 26.7 | 24.3 | 27.1 | 28.3 | 26.5 | 31.7 | 25.8 | 24.5 | 29.5 | 21 | 10 | 26.8 | 27 | 30 | 22.4 | 26.3 | 26.8 | 27.1 | 0
2642 | 28.6 | 22.4 | 29.8 | 30.6 | 29 | 22.8 | 27.8 | 26 | 28.2 | 26.9 | 29.4 | 27.2 | 27 | 28.9 | 26.2 | 22.6 | 20.4 | 29.7 | 23.4 | 23 | 26 | 28.8 | 18 | 26.4 | 22.8 | 26.4 | 30.8 | 23 | 23.4 | 23.6 | 20.4 | 28.5 | 32.4 | 28.2 | 27 | 25 | 24.8 | 26.4 | 29.6 | 23.2 | 28.8 | 25.8 | 22.2 | 26.6 | 28.1 | 26.4 | 29.4 | 24 | 24 | 29.1 | 18.8 | 9.8 | 26 | 27.1 | 29.7 | 21.2 | 25.3 | 26.7 | 26 | 0
2643 | 27.8 | 23.3 | 27.6 | 30.2 | 29.2 | 22.3 | 27.4 | 25.9 | 28.2 | 26.3 | 28.4 | 26.2 | 26.8 | 28.5 | 25.9 | 22.4 | 19.7 | 28.7 | 22 | 21.3 | 25.7 | 27.3 | 17.2 | 25.4 | 21.5 | 25.4 | 30.3 | 20.6 | 21.8 | 23.8 | 19.3 | 28.5 | 31.8 | 27.5 | 26.4 | 24.5 | 24.7 | 25.6 | 29.2 | 22.9 | 28.5 | 24.9 | 20.2 | 26 | 27.7 | 26.2 | 26.6 | 22.4 | 22.8 | 28.6 | 19 | 8.9 | 26.5 | 26.8 | 29.6 | 19.7 | 24.5 | 26.6 | 25.7 | 0
2644 | 27 | 23.4 | 26.3 | 29.5 | 29.7 | 22.3 | 27.3 | 23.6 | 27.8 | 26 | 27.2 | 26.1 | 26.6 | 28.1 | 24.9 | 21.1 | 19.5 | 28.7 | 21.4 | 20.5 | 25.3 | 27 | 17.2 | 24.7 | 20.8 | 24.9 | 29.7 | 18.8 | 21.2 | 23.5 | 19.4 | 28 | 30.7 | 27 | 26.3 | 24.3 | 24.7 | 24.9 | 28.8 | 22.3 | 28.3 | 23.7 | 19 | 25.5 | 27.2 | 26.2 | 24.6 | 21.7 | 22.2 | 28 | 19.4 | 9.2 | 27.7 | 26.5 | 29.3 | 19.2 | 24.5 | 26.4 | 25.4 | 0
2645 | 26.2 | 21.4 | 25.6 | 27.4 | 28 | 22.1 | 26.8 | 21.7 | 27.5 | 26 | 28.6 | 24.6 | 21 | 28 | 24.3 | 20.9 | 18.8 | 28.2 | 23 | 23.8 | 24.6 | 27.3 | 17.6 | 23.2 | 20.8 | 24.5 | 28.7 | 19 | 21.4 | 25.2 | 19.6 | 27.5 | 29.6 | 26.2 | 27 | 24 | 25 | 24.3 | 28.6 | 22 | 28.1 | 22.2 | 21.2 | 25.3 | 24.3 | 24 | 26 | 23.4 | 20 | 27.3 | 22 | 11 | 28.4 | 26.2 | 29.2 | 19.2 | 24 | 26.3 | 28.6 | 0
2646 | 25.9 | 21 | 25.3 | 27.6 | 27.5 | 22 | 26.7 | 20.9 | 27.5 | 25.9 | 30.6 | 26.3 | 21.1 | 28 | 24.4 | 20.6 | 21.2 | 27.4 | 25.2 | 25.9 | 24.1 | 27 | 19.1 | 24.3 | 20.8 | 24 | 28 | 20.5 | 23.9 | 26.2 | 21 | 27.4 | 28.8 | 27.1 | 27 | 23.8 | 25.1 | 25 | 28.6 | 21.5 | 28 | 23.8 | 23.1 | 24.9 | 24.9 | 24.8 | 26.6 | 25 | 21.9 | 26.8 | 23.4 | 13.5 | 28.8 | 26.3 | 28.9 | 22.1 | 23.5 | 26.1 | 29 | 0
2647 | 26 | 22 | 24.9 | 28.7 | 28 | 23.6 | 25.8 | 21.2 | 28 | 25.8 | 32.5 | 27.7 | 21.8 | 28.8 | 24.5 | 20 | 23.9 | 27.2 | 27.6 | 29.3 | 24.1 | 27.3 | 19.6 | 26.8 | 20.9 | 23.9 | 27.5 | 23.8 | 27.2 | 27.2 | 22.9 | 28.5 | 28.6 | 28.5 | 26.7 | 24.4 | 25.8 | 25.4 | 28.6 | 21.2 | 28 | 26 | 25.1 | 24.4 | 25 | 26.6 | 28.6 | 27.6 | 24.1 | 26.8 | 24.5 | 16.3 | 29.3 | 26.3 | 29.1 | 24.5 | 23.5 | 26.1 | 30.1 | 0
2648 | 27.1 | 22.7 | 26.9 | 30.4 | 31.5 | 25.6 | 26.6 | 28.2 | 30.2 | 26.4 | 34.2 | 30.2 | 22.8 | 30.8 | 24.8 | 23.5 | 26.8 | 27.7 | 30.4 | 32.4 | 25.5 | 30.3 | 20 | 30 | 23.5 | 25.4 | 27.5 | 28 | 31 | 28 | 24.4 | 30.9 | 30.1 | 30.6 | 29.4 | 25.5 | 26.4 | 28.4 | 30.1 | 22.5 | 28.6 | 28 | 27.8 | 24.9 | 25.6 | 28.7 | 30.6 | 31.4 | 26.6 | 28 | 26 | 19 | 30 | 27.5 | 30.2 | 27.6 | 24.5 | 26.3 | 31.2 | 0
2649 | 28.6 | 26.1 | 31.3 | 32.6 | 34 | 28.5 | 28.2 | 32 | 32.2 | 29.2 | 34.6 | 31.7 | 24.6 | 32.3 | 27.5 | 27.2 | 28.5 | 31.2 | 32.2 | 35.8 | 27 | 31.9 | 18.7 | 32.8 | 25.4 | 27.1 | 29.6 | 32 | 33.9 | 28.7 | 25.8 | 32.8 | 31.2 | 32.5 | 32.4 | 29.5 | 28 | 32 | 32.5 | 30.6 | 29.8 | 29.7 | 29.3 | 27.7 | 27.6 | 31.2 | 33.4 | 33.8 | 28.1 | 30.2 | 26.1 | 20.5 | 30.5 | 29.4 | 31.4 | 28.8 | 27.8 | 26.7 | 32.8 | 0
2650 | 29.6 | 29 | 33.8 | 34.7 | 37 | 29.9 | 30 | 33.9 | 33.6 | 32.9 | 34.7 | 34 | 26.5 | 33.4 | 29 | 29.3 | 29.6 | 32.4 | 34 | 37.8 | 30.1 | 34.1 | 18 | 34.9 | 26.9 | 29.6 | 32.4 | 34.9 | 36.2 | 29.5 | 26.5 | 34.8 | 32.9 | 34.6 | 35.4 | 31.3 | 29.5 | 33.4 | 34.6 | 31.9 | 30.7 | 30.7 | 31.1 | 30.6 | 29.5 | 33.3 | 35.3 | 35.6 | 29.3 | 32.3 | 26.6 | 21.2 | 31.1 | 30.3 | 32.9 | 30.4 | 28.7 | 27.2 | 33.9 | 0
2651 | 31.5 | 30.6 | 34.6 | 36.6 | 39.3 | 32 | 31.1 | 35.6 | 34.5 | 34.3 | 34.4 | 35.4 | 28.8 | 34.2 | 31.3 | 32.3 | 29.8 | 34.2 | 35 | 39.4 | 32.6 | 34.9 | 17.2 | 36 | 29 | 31.6 | 34.9 | 36.6 | 37.4 | 30.4 | 27.2 | 36.3 | 35.3 | 36.2 | 37.9 | 33.2 | 31.4 | 34.4 | 36.9 | 33.9 | 31.7 | 31.6 | 32.2 | 33.1 | 30.7 | 35.2 | 37.5 | 35.6 | 30 | 33.8 | 26.6 | 21 | 31.6 | 30.3 | 35.2 | 30.8 | 29.8 | 28.5 | 34.6 | 0
2652 | 33.8 | 32.1 | 35.9 | 38 | 40.8 | 32.6 | 33.1 | 37 | 34.1 | 35.6 | 35 | 37.7 | 30.6 | 34.2 | 32.5 | 34.3 | 30.4 | 35.7 | 36.3 | 39.8 | 35.6 | 36.4 | 18.5 | 36.7 | 30.7 | 33.1 | 36.9 | 37.4 | 38.4 | 31.3 | 27.7 | 37.8 | 37.2 | 37.9 | 39.3 | 33.9 | 32.4 | 36.7 | 38.4 | 35 | 32.7 | 32.3 | 34.3 | 36.6 | 30.5 | 36.3 | 38.6 | 35.9 | 31.2 | 35.5 | 28 | 21 | 32.4 | 31.4 | 35.9 | 32.3 | 32 | 30.2 | 34.2 | 0
2653 | 36.1 | 34 | 37 | 39.1 | 41.5 | 34 | 34.5 | 38 | 34.8 | 36.2 | 35.7 | 38.6 | 32.2 | 34.2 | 34.3 | 35 | 30.9 | 37.6 | 37 | 40.6 | 37.9 | 37.4 | 19.9 | 37.3 | 32.5 | 34.1 | 37.9 | 37.9 | 38.9 | 32 | 28.6 | 38.2 | 38.6 | 39 | 39.8 | 33.9 | 33.3 | 38.4 | 39.7 | 35.7 | 33.3 | 33.5 | 35.8 | 37.6 | 30.2 | 37.2 | 40.1 | 35.6 | 32.3 | 36.5 | 29.3 | 21 | 32.9 | 31.7 | 36.2 | 32.6 | 32.4 | 30.5 | 33.6 | 0
2654 | 37.5 | 33.3 | 36.9 | 39.8 | 42.3 | 35.4 | 34.8 | 38.2 | 35.1 | 36.9 | 37 | 39.4 | 33 | 34.1 | 35.3 | 35.9 | 31.8 | 37.8 | 37.4 | 41 | 38.6 | 37.9 | 22.1 | 38.2 | 33 | 34.1 | 39 | 38.5 | 39.4 | 32.3 | 29.4 | 38.2 | 40.2 | 39.8 | 40.4 | 33.5 | 33.2 | 38.4 | 39.8 | 36.1 | 33 | 34.6 | 37.4 | 39 | 30.5 | 37.6 | 40.8 | 36.2 | 33.6 | 37.5 | 31 | 21.4 | 33.2 | 30.8 | 36.5 | 33.2 | 32.5 | 30.5 | 32.4 | 0
2655 | 38.6 | 30.4 | 37.1 | 40.2 | 42.3 | 35.8 | 35 | 39 | 34.4 | 37 | 37.4 | 38.3 | 33.3 | 33.7 | 36.3 | 35.6 | 31.9 | 38.2 | 36.6 | 41.9 | 39.2 | 39.4 | 22.6 | 38.9 | 33.5 | 34.6 | 40 | 39.1 | 39.2 | 31.9 | 30.1 | 38 | 40.9 | 39.7 | 40.4 | 33.5 | 33.1 | 39.4 | 38.4 | 36.4 | 32.3 | 35.7 | 37.2 | 39.6 | 30.4 | 37.9 | 41.6 | 36 | 34.1 | 38 | 31 | 21.2 | 32.8 | 27.8 | 37.8 | 31.7 | 32.8 | 30.5 | 31.8 | 0
2656 | 38.3 | 29.1 | 36.9 | 39.9 | 42.3 | 36 | 35.1 | 39 | 33 | 36.7 | 37.6 | 37.6 | 32.7 | 32.7 | 36.5 | 35.5 | 31.7 | 38.2 | 35.5 | 41.4 | 39.1 | 36.9 | 22.8 | 39.1 | 33.5 | 34.7 | 40 | 39.2 | 38.4 | 31 | 30 | 37.9 | 40.9 | 39.3 | 40.4 | 32.7 | 32.1 | 39.4 | 36.5 | 36.3 | 31.9 | 35.8 | 36.7 | 40 | 30.7 | 37.6 | 40.6 | 36.2 | 34.2 | 37.9 | 30.3 | 20.6 | 32.2 | 26.7 | 35.7 | 30.5 | 32.8 | 30.2 | 31.1 | 0
2657 | 37.3 | 28 | 36.9 | 39 | 41 | 35 | 34.8 | 39 | 30.5 | 36.3 | 36.6 | 36 | 31.8 | 32 | 36.2 | 35.2 | 30.2 | 38.2 | 33.8 | 40 | 39.1 | 35.9 | 21.6 | 38.4 | 33.5 | 35.1 | 40 | 38.2 | 36.6 | 29.7 | 29.2 | 36.8 | 40.9 | 38.2 | 39.9 | 32 | 31.4 | 38.8 | 34.4 | 36 | 31.3 | 35 | 34.8 | 40.1 | 30.6 | 36.9 | 39 | 35 | 33.2 | 37.5 | 27.6 | 18.8 | 31.1 | 25.8 | 34.7 | 28.4 | 32.7 | 30.2 | 30.8 | 0
2658 | 35.1 | 24.8 | 36.4 | 37.4 | 39.5 | 33.4 | 33.2 | 38.3 | 29.9 | 34.9 | 35.7 | 35.8 | 30.3 | 30.8 | 36.1 | 34.2 | 28.4 | 36.4 | 32.9 | 36.6 | 38 | 35.9 | 21.1 | 36.8 | 33.2 | 34.6 | 39.4 | 36 | 34.4 | 28.5 | 27.6 | 35.8 | 40.1 | 37.2 | 38 | 31 | 30.2 | 37.5 | 32.6 | 34.7 | 30.5 | 33.1 | 33.5 | 39.5 | 29.6 | 35.4 | 35.8 | 33.8 | 32.2 | 36.5 | 24.9 | 16.6 | 30.2 | 24.8 | 33.5 | 27.9 | 33.4 | 29.5 | 30.1 | 0
2659 | 32.7 | 23.8 | 35 | 35.7 | 36.7 | 30 | 31.4 | 35.5 | 29.6 | 33.4 | 34.4 | 34.8 | 29.1 | 30.2 | 35 | 30.8 | 26 | 33.7 | 32.1 | 33.1 | 35.7 | 35.4 | 20.1 | 34.5 | 31.8 | 33.7 | 38.4 | 32.9 | 31.8 | 27.5 | 26.1 | 33.3 | 37.2 | 35.8 | 35.1 | 29.5 | 29.6 | 35 | 31.7 | 32.3 | 29.9 | 31.1 | 31.5 | 37.5 | 29.1 | 33.9 | 33.2 | 31.3 | 30.7 | 34.7 | 21.6 | 14 | 29.4 | 24.9 | 32.4 | 27 | 33 | 28.5 | 29.7 | 0
2660 | 31.5 | 22.7 | 33.3 | 34 | 34 | 27.8 | 23.7 | 33.2 | 29.6 | 30.4 | 33.6 | 34.3 | 27.8 | 30 | 30 | 28.4 | 24.2 | 31.7 | 32.1 | 29.4 | 33.2 | 34.4 | 20.2 | 32.4 | 30.5 | 32 | 35.6 | 29.8 | 29.6 | 27 | 24.8 | 31.3 | 34.7 | 34.8 | 32.1 | 29 | 29 | 32.7 | 31.2 | 29.7 | 29.7 | 29.4 | 30.4 | 35.7 | 28.8 | 32.2 | 31.2 | 29.2 | 29.8 | 32.8 | 19.6 | 12 | 29 | 25.2 | 31.6 | 27.2 | 31.5 | 28.2 | 29 | 0
2661 | 30.3 | 22.5 | 33.2 | 32.9 | 32.5 | 26 | 25.2 | 31.8 | 29 | 29.2 | 32.6 | 32.2 | 27 | 29.7 | 27.7 | 27.3 | 22.5 | 30.4 | 31.7 | 27.5 | 31.6 | 32.9 | 19.5 | 30.9 | 28 | 30.3 | 34.9 | 27.5 | 27.8 | 26.7 | 24.4 | 29.8 | 32.8 | 33.6 | 30.5 | 28.3 | 29.1 | 31.5 | 30.7 | 28.8 | 29.3 | 28.7 | 28.7 | 33 | 28.6 | 31.1 | 31.4 | 26.8 | 28.8 | 31.3 | 18 | 10.7 | 28.8 | 25.3 | 30.8 | 26.1 | 29.7 | 27.8 | 28.9 | 0
2662 | 29.6 | 22 | 32.4 | 32.2 | 31 | 24.9 | 26.6 | 29 | 28.6 | 27.9 | 32.2 | 30.5 | 26.3 | 29.6 | 26.7 | 26.3 | 21.9 | 29.7 | 31.5 | 26.3 | 30.2 | 32.4 | 19.6 | 30.4 | 27 | 28.5 | 34.9 | 26.3 | 26.8 | 26.5 | 24.2 | 29.5 | 32.2 | 32.9 | 29 | 28.5 | 28.7 | 31 | 30.4 | 29.4 | 29.3 | 28.2 | 28 | 31.1 | 28.4 | 30.1 | 32.1 | 26.2 | 28.2 | 30.5 | 18.3 | 10.5 | 28.9 | 25.3 | 30.3 | 25.6 | 28.5 | 27.7 | 28.5 | 0
2663 | 29.2 | 21.4 | 31.4 | 32 | 30.3 | 23.6 | 27.1 | 27.5 | 28.5 | 27.4 | 31.4 | 28 | 25.6 | 29.3 | 26.7 | 25.7 | 21.4 | 30.7 | 30.4 | 26.2 | 29 | 31.4 | 18.8 | 30.4 | 26 | 28.2 | 34 | 26 | 26 | 26 | 24 | 28.8 | 30.9 | 32 | 28.4 | 28.5 | 28.4 | 29.5 | 30.2 | 29.4 | 29.4 | 28 | 26.8 | 30.1 | 28 | 29.4 | 33.4 | 26.2 | 27.2 | 29.8 | 19 | 10.6 | 29 | 25.3 | 29.8 | 23.8 | 27.6 | 27.6 | 28.6 | 0
2664 | 28.8 | 20 | 30.4 | 31.7 | 29.5 | 22.6 | 26.8 | 27 | 26.5 | 27.3 | 31 | 27 | 24.5 | 29 | 27 | 25 | 21.3 | 30.7 | 29.1 | 25.3 | 27.7 | 30.9 | 18.8 | 30.4 | 25.5 | 27.1 | 32.6 | 25.8 | 25.4 | 25.3 | 23 | 28 | 30.5 | 31.3 | 27 | 28 | 27.2 | 29 | 29.9 | 29.3 | 29.2 | 26.9 | 26.4 | 29.1 | 27.5 | 28.3 | 33 | 27.7 | 26.1 | 29.5 | 20.9 | 11 | 29.2 | 25.4 | 29.5 | 22.9 | 27 | 27.3 | 28.2 | 0
2665 | 28.8 | 19.3 | 29.2 | 31.2 | 29.7 | 21.6 | 26.9 | 26 | 26.5 | 26.9 | 29.9 | 25.7 | 23.6 | 28.7 | 27 | 24.3 | 20.5 | 30.7 | 26.9 | 24.6 | 27.4 | 30.5 | 18 | 29.7 | 24.8 | 26.7 | 32.6 | 25.1 | 24.2 | 24.5 | 21.7 | 27.8 | 30.5 | 30.2 | 26.4 | 27.5 | 26.2 | 28.5 | 29.9 | 27.4 | 28.9 | 25.4 | 25 | 27.7 | 27.2 | 27.1 | 31.9 | 28.1 | 24.3 | 30.5 | 21.8 | 10.8 | 29.1 | 25.4 | 29.2 | 21 | 25.8 | 27.2 | 28.1 | 0
2666 | 28.4 | 19 | 28.9 | 30.2 | 29.7 | 21.5 | 27 | 27 | 26.5 | 26.5 | 29 | 25.6 | 22.4 | 28.5 | 27 | 24.3 | 19.6 | 30.8 | 25 | 23 | 26.5 | 29.4 | 17.8 | 28 | 24.2 | 26.6 | 31.8 | 23.4 | 22.8 | 24 | 20 | 27.8 | 29.1 | 29 | 25.4 | 27.5 | 25 | 27 | 29.4 | 26.6 | 28.8 | 23.4 | 24 | 27.6 | 26.9 | 25.6 | 29.4 | 28 | 22.4 | 29.5 | 22.6 | 10.4 | 29 | 25.3 | 28.8 | 20 | 24.7 | 27 | 27.8 | 0
2667 | 27.6 | 18.8 | 28.3 | 29.1 | 29 | 21.4 | 26.6 | 26 | 26.2 | 26.4 | 27.9 | 24.6 | 21.7 | 28 | 27.1 | 23.8 | 18.3 | 29.4 | 23 | 22.4 | 26.3 | 28.9 | 16.9 | 25.7 | 24 | 25.6 | 30.6 | 21.2 | 21.2 | 23.9 | 19 | 27.8 | 28.4 | 27.5 | 25 | 27 | 24.8 | 27.5 | 29.4 | 25.3 | 28.8 | 22 | 22.1 | 26.9 | 26.7 | 24.5 | 27.6 | 26 | 20.4 | 28.8 | 22 | 9.7 | 28.6 | 25.3 | 28.6 | 18.4 | 24.3 | 27 | 28 | 0
2668 | 27 | 18.7 | 27.6 | 27.9 | 28.6 | 20.7 | 26.4 | 24.5 | 26.2 | 26 | 27.9 | 24.7 | 21.1 | 27.7 | 27 | 22.5 | 18.1 | 28.7 | 22.5 | 22.2 | 25.8 | 27.9 | 17.3 | 23.9 | 23 | 25.6 | 30 | 19.4 | 20.7 | 24.4 | 18.7 | 27.7 | 27 | 26.6 | 26 | 26.5 | 24.5 | 26.5 | 28.9 | 24.6 | 28.8 | 21.4 | 21.4 | 26.1 | 26.6 | 23.8 | 25.9 | 24.5 | 19.7 | 27.7 | 22.1 | 9.9 | 28.5 | 25.3 | 28.3 | 18.6 | 23.6 | 26.9 | 28 | 0
2669 | 26.2 | 18.8 | 27.6 | 28 | 27.5 | 20 | 26.2 | 24.3 | 26.2 | 25.9 | 30.6 | 23.6 | 20.2 | 27.6 | 26.1 | 21.6 | 20.8 | 28.2 | 23.4 | 23 | 25.2 | 27.4 | 17.4 | 23.8 | 21.8 | 24.6 | 29.8 | 20.4 | 21 | 23.8 | 20.2 | 27.5 | 26.5 | 27.4 | 25.6 | 26.5 | 26.8 | 25.3 | 28.9 | 24.6 | 28.6 | 24.6 | 22.5 | 25.6 | 26.3 | 25.2 | 28.2 | 22.8 | 23.4 | 27.5 | 18.6 | 10 | 28 | 25.3 | 28.2 | 19.8 | 23.2 | 26.9 | 28 | 0
2670 | 25.5 | 18.8 | 25.8 | 28.3 | 32 | 19 | 26.1 | 23.2 | 26.3 | 25.9 | 30.4 | 24.8 | 20.2 | 27.7 | 25 | 21.3 | 22.6 | 26.7 | 24 | 25.6 | 24.6 | 26.9 | 17.7 | 25.7 | 21.8 | 24.3 | 29 | 21.7 | 22.9 | 24.4 | 22 | 27.3 | 26.1 | 27.3 | 25.4 | 26.2 | 26.8 | 24.8 | 28.4 | 22.8 | 28.5 | 26.2 | 23.5 | 25.3 | 26.1 | 26 | 28.3 | 25.1 | 24.2 | 26.3 | 19.6 | 13.6 | 28.5 | 25.3 | 27.9 | 21.7 | 22.7 | 26.7 | 28.6 | 0
2671 | 25.4 | 19.7 | 25.3 | 29.4 | 32.4 | 19.1 | 25.9 | 25 | 24.2 | 25.9 | 31.2 | 26.3 | 20.8 | 27.9 | 24 | 21.3 | 24.8 | 26.5 | 25.3 | 29.4 | 24.4 | 26.6 | 18.5 | 28.1 | 23 | 23.8 | 28.4 | 24.6 | 26.1 | 25.3 | 24.2 | 27.8 | 26.1 | 28.1 | 25 | 26.2 | 27.4 | 26.5 | 28.4 | 22.3 | 28.3 | 28.2 | 25.4 | 24.5 | 26.1 | 27.5 | 29.2 | 27.6 | 25.5 | 26.2 | 20.5 | 17.1 | 28.9 | 25.3 | 27.8 | 24 | 22.5 | 26.5 | 29.7 | 0
2672 | 26.6 | 25.2 | 26.5 | 31 | 30.5 | 22 | 26.5 | 28 | 24.7 | 26.9 | 31.6 | 28.4 | 22.2 | 29.6 | 24 | 25 | 27.4 | 29.2 | 27.4 | 33.5 | 26 | 27.9 | 19.4 | 31.6 | 26 | 25.8 | 28.6 | 28 | 30 | 26.4 | 26.8 | 29.6 | 30 | 29.2 | 26.9 | 27 | 28.4 | 29.4 | 30.3 | 24.3 | 28.4 | 30.6 | 27.6 | 25.9 | 26.5 | 29.4 | 30.6 | 30 | 27.6 | 27.2 | 22.6 | 20 | 29.6 | 25.7 | 29.3 | 26.8 | 24.3 | 26.5 | 31.4 | 0
2673 | 28.3 | 24.6 | 29 | 33.3 | 35 | 27 | 28.3 | 30.8 | 26.9 | 29.3 | 33.6 | 30.1 | 23.9 | 31.6 | 25.7 | 28.2 | 29.3 | 31.9 | 29.5 | 37.1 | 31.4 | 31.6 | 20.8 | 33.8 | 29 | 29.8 | 31.1 | 31.4 | 33.6 | 27.8 | 28.5 | 32.5 | 33 | 31.2 | 31.1 | 31 | 29.6 | 32.2 | 32.9 | 28.2 | 30.7 | 32.4 | 30.1 | 29.8 | 28.1 | 31.3 | 32.3 | 31.4 | 29.4 | 30.3 | 24.3 | 20.9 | 30 | 27 | 30.2 | 28.9 | 28 | 27.5 | 33.3 | 0
2674 | 29.6 | 27.2 | 31 | 35.6 | 37.5 | 30.2 | 30.1 | 33.4 | 27.7 | 31.8 | 35.2 | 32.1 | 26 | 32.8 | 28.4 | 31.4 | 30.8 | 34.4 | 31.7 | 39.3 | 35 | 34.1 | 22.1 | 36 | 31.3 | 33 | 33.3 | 34 | 36.3 | 29.5 | 29.9 | 34 | 35.9 | 33.2 | 33.3 | 30.6 | 30.6 | 34 | 35.4 | 31.4 | 31.9 | 34.2 | 32.3 | 33.5 | 29.4 | 33 | 34.2 | 32.3 | 31.1 | 32.6 | 27 | 20.9 | 30.6 | 28.3 | 31.9 | 30.6 | 31 | 28.5 | 35.1 | 0
2675 | 31 | 29.8 | 32.6 | 37.8 | 40.5 | 32.6 | 31 | 35.4 | 31.7 | 34.3 | 37.4 | 33.8 | 28 | 33.4 | 30.6 | 33.2 | 31.6 | 36.7 | 33.4 | 40.5 | 38 | 35.6 | 23.4 | 36.8 | 34.2 | 34.9 | 36 | 36 | 38 | 31.4 | 30.4 | 35.2 | 37.3 | 35.4 | 35.1 | 31.6 | 31.2 | 36.2 | 37.1 | 33.2 | 32.5 | 35.2 | 34.1 | 37.5 | 30.9 | 34.5 | 36 | 32.6 | 32.2 | 34.6 | 29.2 | 20 | 31.2 | 29.1 | 33.2 | 31.4 | 32 | 29.2 | 36.2 | 0
2676 | 32.6 | 31.4 | 34.6 | 39.4 | 42 | 34.2 | 32.5 | 36.9 | 32.7 | 36.5 | 38.2 | 35.9 | 30 | 34 | 32.6 | 34.9 | 32.4 | 37.7 | 34.9 | 40.8 | 40.1 | 37.1 | 24 | 38.3 | 35 | 36.7 | 37.5 | 37.3 | 39 | 33.3 | 31.1 | 36.7 | 39.8 | 36.9 | 36.7 | 31.7 | 31.4 | 37.7 | 38.4 | 34.7 | 32.7 | 36.3 | 35.3 | 39 | 31.1 | 36 | 37.7 | 33.4 | 33.3 | 36.4 | 31.9 | 20 | 32.2 | 30.2 | 34.6 | 31.9 | 33 | 29.6 | 36.6 | 0
2677 | 34.2 | 33.4 | 31.1 | 40.6 | 42.5 | 35.3 | 32.9 | 38.4 | 31.8 | 38 | 39.1 | 37.4 | 31.5 | 34 | 33.7 | 35.8 | 32.6 | 38.4 | 35.5 | 41.1 | 40.9 | 38.1 | 24.3 | 38.9 | 36 | 37.3 | 40 | 38.5 | 39.6 | 34.6 | 31.5 | 38 | 40.8 | 38.3 | 38.5 | 31.9 | 31.4 | 38.7 | 39.4 | 35.6 | 33.3 | 36.7 | 36.1 | 40 | 31.2 | 37.3 | 39 | 34.3 | 34 | 37.2 | 33.1 | 20.2 | 32.8 | 30.1 | 35.8 | 31.7 | 33.2 | 29.8 | 36 | 0
2678 | 35.5 | 34.1 | 36.8 | 41 | 43 | 36.2 | 33.5 | 38.9 | 31.5 | 38.2 | 38.8 | 38.6 | 32.6 | 33.6 | 34.4 | 36.2 | 32.8 | 38.9 | 35.6 | 41.4 | 41.1 | 38.6 | 24 | 40 | 36 | 38.1 | 41 | 39.4 | 40 | 35 | 32 | 38.2 | 41.7 | 39 | 39.2 | 31.6 | 31.4 | 39 | 38.8 | 36.9 | 32.7 | 37 | 36.4 | 40.7 | 32 | 38.4 | 39.9 | 35.4 | 34.8 | 38.1 | 33.4 | 21 | 33.2 | 30.1 | 36.2 | 31.2 | 33.5 | 30.1 | 34.8 | 0
2679 | 36.8 | 34.6 | 37.5 | 40.9 | 44.2 | 36.6 | 35 | 39 | 30.2 | 38 | 39.2 | 38.4 | 32.9 | 33.5 | 34.5 | 35.8 | 32.3 | 38.9 | 34.7 | 41.8 | 41.7 | 33.6 | 23.7 | 39.7 | 36 | 38.3 | 41 | 40 | 40 | 34.3 | 31.7 | 38 | 41.3 | 39.6 | 39.7 | 31.6 | 31.4 | 38.7 | 38.1 | 37.2 | 32.6 | 36.4 | 36.4 | 41.5 | 31.6 | 38.8 | 40.2 | 35.7 | 35.1 | 38.6 | 31.3 | 20.9 | 32.8 | 30.3 | 36.2 | 29.9 | 33.6 | 30.3 | 33.1 | 0
2680 | 37.5 | 23.7 | 37.5 | 40.2 | 42.1 | 37 | 33.4 | 38.9 | 30.1 | 37.9 | 38.6 | 37.6 | 32.6 | 33 | 34.8 | 36.1 | 31.5 | 38.9 | 33.3 | 41.5 | 41.7 | 32.6 | 23 | 39.5 | 36 | 38.7 | 41 | 39.8 | 39.4 | 32.7 | 31.1 | 34 | 42 | 39.5 | 39.4 | 31.1 | 30.9 | 38.8 | 36.9 | 37.2 | 32.4 | 35.6 | 35.8 | 41.6 | 31 | 38.5 | 39.9 | 35.5 | 35.3 | 38.3 | 28.9 | 20.3 | 32.2 | 30.2 | 36.7 | 28.7 | 33.6 | 30.3 | 31.5 | 0
2681 | 37.9 | 21.3 | 37.5 | 39 | 41.5 | 36.5 | 21.1 | 38.9 | 30.1 | 37.4 | 38.6 | 35.8 | 31.8 | 32.1 | 35 | 35.8 | 30.2 | 38.9 | 31.3 | 40.2 | 41 | 33.1 | 22.4 | 38 | 36 | 38.3 | 40.8 | 38.8 | 37.8 | 30.6 | 29.6 | 28.7 | 41.5 | 39.2 | 38.3 | 30.6 | 30 | 38.4 | 35.4 | 37.1 | 31.6 | 34.2 | 34.8 | 41.6 | 30.4 | 37 | 39 | 34 | 34.8 | 38.2 | 25.4 | 18.4 | 31.1 | 29.6 | 36.2 | 27 | 33.6 | 30.3 | 30.2 | 0
2682 | 38.6 | 21.4 | 36.9 | 37.3 | 40 | 33.8 | 20.8 | 37.7 | 29.3 | 36.3 | 37.5 | 34.2 | 30.8 | 31 | 34.7 | 34.7 | 29 | 36.7 | 29.5 | 37.5 | 38.7 | 33.1 | 21.6 | 36.9 | 36 | 37.7 | 40.3 | 36.9 | 35.3 | 28.7 | 28.1 | 26.5 | 41.2 | 38 | 37.1 | 30 | 28.4 | 37 | 33.3 | 36.6 | 30.9 | 33.2 | 33.2 | 40.5 | 29.5 | 34.8 | 37.7 | 32.2 | 34.1 | 37.4 | 23.1 | 16.5 | 30.3 | 29.4 | 34 | 25.8 | 36.7 | 30.1 | 29.4 | 0
2683 | 36.6 | 21.9 | 34.9 | 35.6 | 37.5 | 30.5 | 21.1 | 35.9 | 28.7 | 34.8 | 37 | 32.4 | 29.5 | 30.4 | 33.8 | 31.2 | 27.7 | 34.2 | 27.9 | 34.2 | 37.2 | 33.1 | 21.1 | 34.8 | 34 | 36.8 | 39.1 | 34.8 | 32.4 | 27.3 | 26.3 | 26 | 38.1 | 36.8 | 34.7 | 29.1 | 26.4 | 33.9 | 31.9 | 34.7 | 30.3 | 32.1 | 31.4 | 38.5 | 29.1 | 32.1 | 36.3 | 30.1 | 32.5 | 35.4 | 20.7 | 14.4 | 29.4 | 28.8 | 33.2 | 24.6 | 35 | 29.3 | 29 | 0
2684 | 34.8 | 22.2 | 33.7 | 34 | 34.2 | 28.4 | 21.5 | 34.4 | 27.7 | 32.3 | 36 | 31.2 | 28.4 | 30.1 | 32.8 | 28.1 | 26.8 | 32.6 | 26.9 | 30.8 | 35.2 | 32.6 | 20.6 | 33.4 | 31.5 | 34.3 | 37.5 | 33 | 29.6 | 26.6 | 25.2 | 26.3 | 36 | 35.2 | 33.2 | 28.6 | 24.6 | 33.7 | 31.4 | 32.2 | 30 | 31.6 | 29.5 | 36.5 | 29 | 29.6 | 35 | 28.6 | 30.8 | 34.4 | 19.6 | 13.4 | 29 | 28 | 32.2 | 24 | 32.4 | 28.5 | 28.8 | 0
2685 | 32.9 | 21.5 | 32.6 | 32.9 | 33.5 | 27 | 21.5 | 33 | 27.4 | 30.8 | 36 | 29.9 | 27.2 | 29.7 | 32.3 | 26.3 | 25.9 | 32.2 | 26.3 | 28.5 | 33.5 | 32.6 | 20.5 | 31.3 | 29.5 | 32.5 | 36 | 31.9 | 27.5 | 26.3 | 24.2 | 26.5 | 34.3 | 34 | 32.2 | 28.1 | 23.6 | 31.8 | 30.9 | 30.2 | 29.9 | 30.9 | 28.1 | 34.5 | 28.6 | 27.7 | 34 | 27.4 | 28.7 | 33.4 | 18 | 12.7 | 28.5 | 27.7 | 30.9 | 23.3 | 30.6 | 28.4 | 28.6 | 0
2686 | 32 | 20.3 | 31.6 | 31.9 | 33.5 | 26 | 21.9 | 31.9 | 26.5 | 29.6 | 35.1 | 29.3 | 26.3 | 29.6 | 31.7 | 25.2 | 25.4 | 31.2 | 26.3 | 27.1 | 32 | 32.1 | 20.1 | 30.4 | 28.2 | 31.8 | 36 | 31.4 | 26.5 | 26.2 | 24 | 26 | 32.8 | 32.8 | 32.3 | 28.1 | 23.5 | 30 | 30.4 | 29 | 29.7 | 30.4 | 26.9 | 32.5 | 28.4 | 26.8 | 33.4 | 26.9 | 27.3 | 32.1 | 17.6 | 12.8 | 28.3 | 27.7 | 29.6 | 23 | 29 | 28.3 | 28.5 | 0
2687 | 31.7 | 20.1 | 30.6 | 31.4 | 31.8 | 25 | 21.8 | 31 | 26 | 28.9 | 34.6 | 28.4 | 25.4 | 29.5 | 31.1 | 24.7 | 24.8 | 29.7 | 26.5 | 26.6 | 31.2 | 31.4 | 19.8 | 29.4 | 27.5 | 30.2 | 35.8 | 31 | 26 | 26 | 23.8 | 26 | 32.3 | 32 | 31.6 | 28.1 | 24.4 | 29 | 30 | 27.9 | 29.5 | 29.6 | 26 | 31.2 | 28 | 26.6 | 33 | 26.4 | 26.2 | 32.1 | 17 | 12.4 | 28 | 27.5 | 29.2 | 22.4 | 27.7 | 28.3 | 28.4 | 0
2688 | 30.5 | 20 | 29.1 | 30.8 | 30.6 | 24.3 | 21.9 | 29.6 | 25.6 | 28.3 | 32.7 | 27.9 | 24.7 | 29 | 30.7 | 23.4 | 24.3 | 29.7 | 26.8 | 26.1 | 30 | 30.6 | 19 | 29.5 | 27.5 | 30.3 | 35.8 | 30 | 25.6 | 25.6 | 23.8 | 26.5 | 31.6 | 30.9 | 30.6 | 28.2 | 25.7 | 28.2 | 29.9 | 27.2 | 29.4 | 28.8 | 25.1 | 30.5 | 27.5 | 26.8 | 32.6 | 25.9 | 25.9 | 30.5 | 17.8 | 12 | 28.1 | 26.5 | 28.8 | 22 | 26.8 | 26.9 | 28.5 | 0
2689 | 30.5 | 20 | 28.6 | 30.2 | 29.6 | 24 | 21.9 | 29.1 | 25.6 | 27.8 | 31.5 | 26.8 | 23.9 | 28.7 | 29 | 23.4 | 23.3 | 28 | 26.6 | 25.2 | 30.1 | 30.1 | 18.4 | 28.6 | 25.5 | 29.2 | 35.4 | 28.1 | 24.8 | 24.9 | 23 | 26.5 | 30.7 | 30.1 | 30.1 | 28.2 | 27 | 28 | 29.9 | 26.9 | 29 | 27.4 | 24.2 | 29.7 | 27.4 | 26.7 | 31.9 | 24.7 | 25.5 | 30.1 | 18.1 | 10.4 | 27.9 | 26.4 | 28.5 | 21.2 | 25.8 | 26.8 | 28.4 | 0
2690 | 29.7 | 19.2 | 26.2 | 29.4 | 28.5 | 23.8 | 22.3 | 27.3 | 25.5 | 27.7 | 30 | 25.8 | 23 | 28.5 | 28.1 | 24.7 | 22.2 | 27.4 | 26 | 23.8 | 29.4 | 29.1 | 17.6 | 27.8 | 25 | 27.9 | 34.5 | 25.4 | 23.4 | 24.2 | 22 | 26.7 | 30.3 | 29 | 28.9 | 27.6 | 27.6 | 27.6 | 29.6 | 26.2 | 28.7 | 26.2 | 23.2 | 29 | 27.2 | 26.4 | 31 | 23.4 | 25.2 | 29.5 | 19 | 9 | 28 | 26.4 | 28 | 20.4 | 25.4 | 26.8 | 28.4 | 0
2691 | 28.7 | 19.3 | 26.1 | 28.7 | 27.4 | 23.3 | 22.2 | 27.5 | 25.4 | 27.2 | 30 | 24.4 | 21.9 | 28 | 27.7 | 24.1 | 20.9 | 26.8 | 24.8 | 22.5 | 29.1 | 28.3 | 17.3 | 25.6 | 24.6 | 28.3 | 33.6 | 22.7 | 21.8 | 23.7 | 20.6 | 27 | 29.1 | 28.3 | 28.2 | 27.1 | 27.6 | 27.7 | 29.4 | 25.6 | 28.2 | 24.8 | 22.5 | 27.5 | 26.7 | 25.7 | 29.8 | 22.1 | 24.3 | 28.5 | 18.7 | 7.7 | 27.8 | 26.2 | 27.7 | 19.4 | 25 | 26.8 | 28.2 | 0
2692 | 27.8 | 19.5 | 24 | 28.1 | 26.5 | 23.5 | 22.2 | 27.4 | 25.2 | 26.8 | 29.9 | 23.8 | 20.9 | 27.5 | 27.3 | 23.4 | 20.5 | 26.2 | 23.9 | 22 | 28.4 | 27.3 | 17.1 | 24.5 | 24.4 | 27.2 | 32.5 | 20.7 | 20.7 | 23.6 | 20 | 27.4 | 28.7 | 27.6 | 27.3 | 26.9 | 27.2 | 25.7 | 28.9 | 24.9 | 28.1 | 24.4 | 22.1 | 27 | 26.5 | 25.2 | 28.8 | 21.9 | 23.8 | 28.3 | 18.9 | 8.1 | 27.9 | 26 | 27.1 | 19.3 | 24.8 | 26.7 | 28 | 0
2693 | 27.1 | 19.5 | 22.6 | 27 | 26.4 | 23.1 | 22.4 | 26.2 | 25.2 | 26.3 | 30.2 | 24.4 | 20.6 | 27.5 | 26.8 | 26.7 | 20.2 | 25.7 | 23.4 | 25.4 | 27.5 | 26.7 | 16.8 | 26 | 24.4 | 27.7 | 31 | 27 | 21.6 | 22.4 | 22.4 | 27.5 | 28.5 | 27.8 | 26.6 | 26.6 | 23.6 | 25.8 | 28.9 | 24.4 | 27.9 | 26.4 | 23 | 26.5 | 26.2 | 23.5 | 28.6 | 23 | 22 | 27.3 | 14.6 | 11 | 26.4 | 26 | 27 | 20.8 | 22.6 | 26.4 | 27 | 0
2694 | 26.7 | 18.5 | 21.4 | 27.1 | 25.5 | 23 | 22.5 | 25.9 | 25.2 | 26.1 | 30.5 | 25.6 | 21.5 | 27.4 | 26.6 | 24.1 | 20.3 | 24.9 | 24 | 27.9 | 27.2 | 26.1 | 18.4 | 26.6 | 24.2 | 27.4 | 30.2 | 27.5 | 23.2 | 23.2 | 24.1 | 27.5 | 28.5 | 28.3 | 25.8 | 26.1 | 23.6 | 25.6 | 28.8 | 23.9 | 27.5 | 26.5 | 23.8 | 26 | 25.9 | 25.2 | 28.5 | 24.7 | 23.6 | 27.6 | 16.8 | 13.5 | 27.1 | 26 | 26.7 | 22.2 | 22.6 | 26.3 | 27.6 | 0
2695 | 26.6 | 20.5 | 21.9 | 28.4 | 26 | 22.2 | 22.8 | 25.9 | 26 | 26.1 | 31.4 | 27.4 | 23.5 | 28.2 | 26.4 | 23 | 20.3 | 25.7 | 25.3 | 31.3 | 26.7 | 26.1 | 20.2 | 28 | 24.7 | 27.4 | 29.7 | 28.7 | 26.3 | 24.8 | 26.2 | 28.5 | 28.5 | 29 | 25.9 | 26.1 | 23.5 | 26.8 | 28.7 | 24.2 | 27.3 | 26.9 | 25.1 | 25.5 | 25.9 | 27.6 | 28.8 | 27 | 25.6 | 27.6 | 20.4 | 16.7 | 27.8 | 26.2 | 27.1 | 22.9 | 22.8 | 26.3 | 28.9 | 0
2696 | 27 | 24.7 | 24.8 | 30.4 | 26 | 24.5 | 24 | 26.8 | 27.3 | 27.3 | 32.6 | 29.4 | 26 | 29.8 | 26.6 | 25 | 20.8 | 27.7 | 27.4 | 34.4 | 28 | 27.6 | 22.4 | 30.2 | 29 | 28.2 | 29.7 | 30.6 | 29.6 | 27 | 28 | 30.3 | 31.8 | 29.8 | 26.7 | 27.1 | 23.4 | 30 | 29.8 | 26.1 | 27.5 | 28.4 | 26.8 | 26.5 | 26.4 | 29.8 | 30 | 30 | 27.8 | 29.6 | 23.8 | 19.6 | 28.7 | 27.5 | 28.7 | 25 | 25.4 | 26.9 | 30.6 | 0
2697 | 28.2 | 27 | 29.8 | 33.2 | 28 | 28.3 | 26.3 | 30.4 | 29.2 | 28.7 | 34.5 | 31.4 | 28.8 | 30.8 | 28.7 | 28.7 | 20.5 | 29.4 | 29.5 | 37.1 | 32.3 | 29.8 | 23.5 | 32.4 | 31.8 | 32.8 | 32.8 | 32.5 | 33.3 | 29.3 | 29.5 | 31.9 | 34.5 | 31.4 | 27.9 | 28.8 | 23.7 | 34.4 | 33.2 | 31 | 29.7 | 29.5 | 29 | 30.7 | 28.4 | 31.9 | 31.9 | 32.2 | 29.3 | 31.8 | 27.1 | 21.1 | 29.4 | 29.3 | 30.3 | 25.6 | 30.5 | 27.8 | 32.3 | 0
2698 | 30.4 | 29.4 | 31.3 | 35.7 | 29 | 31.5 | 27.5 | 32.5 | 32.5 | 32.2 | 36.6 | 33.2 | 31.2 | 32.6 | 29.9 | 29.8 | 20.6 | 32.3 | 31.7 | 38.8 | 35.1 | 31.3 | 24.2 | 34.4 | 33.8 | 36.7 | 34.7 | 34.4 | 35.9 | 31.4 | 30.6 | 33 | 36.5 | 33.3 | 28.5 | 30.2 | 24.7 | 36 | 35.2 | 33.8 | 31.5 | 30.9 | 31.3 | 34.3 | 29.7 | 33.5 | 34.6 | 34.1 | 30.6 | 34.7 | 29 | 21 | 30.2 | 30.3 | 31.8 | 27.6 | 32.5 | 28.4 | 33.7 | 0
2699 | 32.5 | 31 | 32.8 | 38 | 31 | 33.4 | 29.4 | 34.4 | 31.8 | 35.5 | 38.8 | 34.8 | 33.2 | 34 | 31.8 | 31.4 | 20.2 | 33 | 33.4 | 40 | 37.3 | 33.8 | 24 | 35.8 | 35.2 | 38.2 | 36.7 | 35.8 | 38 | 33 | 31.4 | 34.9 | 37.7 | 35.6 | 30.6 | 30.8 | 26.4 | 37 | 37.6 | 36 | 32.5 | 31.6 | 33.5 | 36.5 | 31.8 | 35 | 37.4 | 35 | 31.6 | 36.6 | 30.6 | 19.4 | 31 | 31.8 | 34.2 | 28.2 | 33.6 | 28.5 | 34.4 | 0
2700 | 34.5 | 32 | 33.7 | 39.3 | 33.3 | 35.2 | 30.6 | 35.8 | 31.6 | 37.3 | 40.3 | 36 | 34.4 | 33.9 | 33.2 | 32.6 | 20.8 | 32.8 | 34.9 | 40.7 | 40.5 | 36.8 | 24.2 | 36.8 | 37.2 | 39 | 38.2 | 37.2 | 38.9 | 34.1 | 31.9 | 35.4 | 39.6 | 37.4 | 32.4 | 31.1 | 28.5 | 38.5 | 39.2 | 37.8 | 32.7 | 32.7 | 35.1 | 38 | 32 | 36.2 | 39.9 | 35.9 | 33 | 37.6 | 31.4 | 17.4 | 32 | 33.5 | 35.2 | 29.9 | 37.6 | 29.2 | 34.4 | 0
2701 | 35.5 | 32.8 | 35.3 | 40.4 | 35.3 | 36.2 | 31.9 | 36.8 | 35.4 | 38.5 | 41.2 | 36.8 | 35.3 | 34 | 34.6 | 34 | 21.2 | 35.8 | 35.5 | 41.5 | 41 | 37.8 | 24 | 37.5 | 37.6 | 39.9 | 39.7 | 38.2 | 39.7 | 34.5 | 32.2 | 36.4 | 41 | 38.8 | 33.4 | 31.1 | 30.2 | 40 | 40.2 | 38.3 | 33.2 | 33 | 36.2 | 39.5 | 32.1 | 37.5 | 41.5 | 36.4 | 34.2 | 38.5 | 32.7 | 15.8 | 32.6 | 33 | 36.1 | 29.3 | 38 | 29.5 | 33.8 | 0
2702 | 37 | 33.7 | 35.8 | 41 | 35.8 | 37.2 | 33.4 | 37.1 | 36.9 | 39.9 | 41.2 | 37.2 | 35.8 | 33.4 | 36.2 | 34.3 | 22.2 | 37 | 35.6 | 42 | 41.5 | 38.8 | 24.2 | 38.2 | 37.6 | 40.5 | 40.2 | 39 | 40 | 34.4 | 32 | 36.7 | 41.4 | 39 | 34.5 | 31 | 31.2 | 40 | 39.1 | 39.3 | 33 | 33.6 | 36.5 | 40.5 | 31.9 | 38.4 | 42 | 37 | 35.4 | 39.5 | 33.8 | 15.2 | 33 | 33.3 | 37.6 | 28.4 | 38.2 | 29.8 | 33 | 0
2703 | 37.6 | 33.7 | 36.2 | 41.6 | 36.3 | 37.7 | 34.4 | 37.4 | 37.4 | 40.1 | 41 | 37 | 36.2 | 33.7 | 35.8 | 34.6 | 22.3 | 37.8 | 34.7 | 42.2 | 41.6 | 38.8 | 23.7 | 38.5 | 37.7 | 40.5 | 40.2 | 39.2 | 40.4 | 33.8 | 31.5 | 36.9 | 42.1 | 38.6 | 35.4 | 31 | 31 | 40.2 | 37.5 | 39.6 | 32.7 | 33.3 | 36.4 | 40.5 | 32.2 | 39 | 41.4 | 36.9 | 35.7 | 39.7 | 35.1 | 15.3 | 32.6 | 33.2 | 38.3 | 24.6 | 38.4 | 30.5 | 32.1 | 0
2704 | 38.5 | 34.2 | 36.3 | 41.6 | 36.5 | 37.4 | 34.2 | 37.8 | 37.2 | 40.4 | 40.4 | 36.2 | 36 | 33.1 | 34.9 | 34.2 | 22.6 | 37.8 | 33.3 | 41.4 | 41.5 | 38.8 | 23.3 | 38.3 | 37.7 | 40.8 | 40.2 | 38.9 | 39.8 | 32.8 | 30.5 | 36.4 | 41.6 | 37.3 | 35.4 | 31.1 | 30.1 | 40.4 | 36.7 | 39.6 | 32.4 | 33.1 | 35.6 | 40.3 | 31.6 | 38.5 | 40.4 | 36.4 | 35.5 | 39.6 | 34.8 | 15.7 | 31.8 | 31.8 | 38.3 | 21.7 | 38.3 | 30.4 | 31.3 | 0
2705 | 39.3 | 33.6 | 36.3 | 41 | 36.3 | 37.7 | 33.7 | 37.7 | 33.3 | 39.7 | 40 | 35 | 35.4 | 31.8 | 31.7 | 33.3 | 22 | 36 | 31.3 | 39.4 | 41.3 | 38.3 | 22 | 37.2 | 38.6 | 40.2 | 40.2 | 37.8 | 38.4 | 31.6 | 29.4 | 34.4 | 41.7 | 35.8 | 35.4 | 30.8 | 28.8 | 40.6 | 34.4 | 39 | 32 | 32 | 34.4 | 40.1 | 31.4 | 37.4 | 39.1 | 35 | 34.4 | 39.5 | 33.4 | 15.4 | 30.6 | 28.1 | 38.1 | 18.6 | 38 | 29.9 | 30.6 | 0
2706 | 39.7 | 32.9 | 35.8 | 39.2 | 35.5 | 31.8 | 28.5 | 37.6 | 31.4 | 37.7 | 39.5 | 33.5 | 34.1 | 30.4 | 29.7 | 32 | 21.8 | 34.8 | 29.5 | 36.2 | 39.2 | 37.3 | 20.9 | 35.1 | 37.8 | 39.4 | 40.2 | 36.2 | 35.5 | 30.3 | 28.4 | 32.6 | 41.4 | 34.1 | 35.4 | 30.2 | 27.9 | 40 | 32.7 | 38.3 | 31.2 | 31.2 | 32.7 | 39 | 30.9 | 35.5 | 38.1 | 33.4 | 33.3 | 38.5 | 30 | 14.3 | 29.5 | 27.2 | 37 | 18.6 | 37.4 | 29.8 | 30.1 | 0
2707 | 38.4 | 30.9 | 33.7 | 36.8 | 34.2 | 28.7 | 26.9 | 35.8 | 29.8 | 34.8 | 39.2 | 32 | 32.5 | 29.7 | 29.7 | 29.8 | 21 | 33 | 27.9 | 32.9 | 36.6 | 35.8 | 19.4 | 32.3 | 36 | 38.6 | 39.4 | 34.1 | 32.5 | 29 | 28 | 29.4 | 38.9 | 32.7 | 33 | 29.2 | 27.5 | 35.4 | 31.7 | 36.1 | 30.3 | 29.4 | 30.9 | 37 | 29.5 | 33.9 | 37.2 | 31.2 | 32 | 36.8 | 26.4 | 12.5 | 28.6 | 25.8 | 34.8 | 18.8 | 34 | 28.8 | 29.6 | 0
2708 | 35.6 | 27.4 | 30.5 | 34 | 32.8 | 26.4 | 21.7 | 33.6 | 28.5 | 32.5 | 38.6 | 30.8 | 30.8 | 29.4 | 26.4 | 27.3 | 20.8 | 32 | 26.9 | 29.8 | 34.8 | 34.8 | 18.4 | 29.4 | 34.9 | 36.4 | 38.5 | 32 | 29.4 | 28 | 28 | 29 | 37 | 31.4 | 31.5 | 28.8 | 27.6 | 34.6 | 31.1 | 32.6 | 30 | 28 | 29 | 34.7 | 29.4 | 32.6 | 36.4 | 29.6 | 31.2 | 34.7 | 23 | 10.8 | 28.2 | 25.9 | 33 | 20.6 | 31.5 | 28.2 | 29.2 | 0
2709 | 33.8 | 25.2 | 28.3 | 31.8 | 32.2 | 25.3 | 22.6 | 33.4 | 28.4 | 31 | 37.8 | 30 | 29.5 | 29.2 | 27.3 | 27.1 | 20.1 | 30.8 | 26.3 | 27.9 | 33.5 | 32.3 | 17.4 | 27.1 | 31.6 | 34.4 | 37.3 | 30.1 | 27.6 | 27.2 | 28.3 | 28.4 | 35.5 | 30.5 | 31.4 | 28.3 | 27.8 | 33.8 | 30.7 | 30 | 29.7 | 26.2 | 27.3 | 32.2 | 28.6 | 32.2 | 35.4 | 28.1 | 30.3 | 34.7 | 21.3 | 9.7 | 28 | 26.2 | 31.7 | 20.5 | 30 | 27.8 | 28.9 | 0
2710 | 33.1 | 23.5 | 28.5 | 30.2 | 31.7 | 24.1 | 23.7 | 32 | 28 | 29.4 | 36.5 | 29.3 | 28.2 | 28.9 | 27.6 | 25.4 | 20.4 | 30.3 | 26.3 | 26.9 | 31.9 | 32.3 | 17.3 | 25.9 | 29.6 | 33.5 | 36.7 | 29.1 | 26.4 | 26.6 | 28.2 | 28 | 33.4 | 29.4 | 30.9 | 28 | 27.7 | 30.6 | 30.3 | 28.3 | 29.6 | 25.5 | 25.8 | 30.3 | 28.5 | 31.8 | 34.3 | 27.6 | 29.8 | 32.3 | 20.4 | 9.5 | 28.1 | 26.2 | 31.3 | 21.1 | 28.2 | 27.6 | 28.7 | 0
2711 | 31 | 22.2 | 27.6 | 29.6 | 31.9 | 23.4 | 23.9 | 30.5 | 28 | 28 | 35 | 28.6 | 27.2 | 28.5 | 27.9 | 24.2 | 20.6 | 29.3 | 26.5 | 26.6 | 31 | 31.8 | 17.2 | 25.8 | 28.7 | 32.5 | 36.7 | 28.6 | 26.2 | 26.2 | 27.6 | 26.9 | 32.2 | 28.4 | 30.5 | 27.8 | 27 | 31.6 | 30.1 | 26.3 | 29.4 | 25.4 | 24.6 | 28.8 | 28.2 | 31.2 | 33 | 27.2 | 28.8 | 31 | 20.4 | 10 | 28 | 26.2 | 30.5 | 20.2 | 26.5 | 27.3 | 28.6 | 0
2712 | 30.3 | 20.9 | 27.4 | 29.3 | 30 | 22.6 | 24.3 | 29.5 | 27.9 | 27.4 | 33.2 | 27.6 | 25.9 | 28 | 27.6 | 23.6 | 21.7 | 28.5 | 26.8 | 26.1 | 29.8 | 31.3 | 17.8 | 26.5 | 28.7 | 32.2 | 35.6 | 28.8 | 25.5 | 25.8 | 26.1 | 25.4 | 31.7 | 27.3 | 29.5 | 27.3 | 26 | 29.8 | 29.6 | 26.1 | 29.1 | 26.7 | 23.5 | 27.7 | 27.9 | 29.5 | 31.9 | 27.2 | 27.7 | 30.3 | 19.6 | 10.6 | 27.9 | 25.9 | 29.8 | 21 | 25 | 26.9 | 28.6 | 0
2713 | 30.2 | 20.4 | 26 | 29.3 | 29.3 | 22.4 | 24.3 | 28.6 | 28 | 27 | 31.8 | 26.5 | 24.5 | 27.5 | 26.2 | 23.6 | 22.2 | 27.5 | 26.6 | 25.3 | 29.2 | 30.8 | 17.7 | 27.2 | 28.2 | 31 | 35.2 | 28.9 | 24.6 | 25.1 | 24.2 | 24.4 | 31.2 | 26.6 | 28.9 | 27.1 | 24.8 | 29.8 | 29.6 | 25.9 | 29 | 27.6 | 22.9 | 26.5 | 27.9 | 27.3 | 30.9 | 26.4 | 25.9 | 30 | 18.3 | 10.8 | 27.5 | 25.9 | 29.3 | 20.8 | 25.8 | 26.9 | 28.4 | 0
2714 | 29.3 | 20 | 26.8 | 28.8 | 29 | 21.8 | 24 | 28.7 | 22.2 | 26.5 | 30.6 | 25.2 | 22.8 | 27.2 | 25.7 | 23.8 | 22.6 | 27 | 26 | 24.2 | 28.7 | 29.8 | 17.6 | 27.4 | 26.8 | 29.8 | 34.2 | 28.8 | 23 | 24.2 | 22.4 | 24.3 | 30.9 | 26.2 | 28.4 | 27 | 24 | 29.6 | 29.4 | 25.5 | 28.5 | 28.6 | 22.4 | 25.6 | 27.8 | 24.8 | 30.2 | 25.4 | 24.2 | 29.1 | 16 | 10.4 | 27 | 25.9 | 28.9 | 21.8 | 25.4 | 26.8 | 28 | 0
2715 | 28.6 | 19.9 | 25.1 | 28.3 | 28.3 | 21.7 | 23.6 | 27.8 | 22 | 26.1 | 30.1 | 24.3 | 21.5 | 26.8 | 25.5 | 24.8 | 21.8 | 26.4 | 24.8 | 23.6 | 28.1 | 29.3 | 16.8 | 27 | 26.5 | 28.5 | 32.7 | 28.1 | 21.8 | 23.2 | 21.3 | 23.4 | 30.4 | 26.6 | 27.8 | 26.9 | 23.5 | 29.2 | 29.4 | 25.8 | 28 | 28.1 | 22.4 | 25 | 27.4 | 23.2 | 29.6 | 23.8 | 22.4 | 29 | 14.4 | 9.8 | 26.4 | 25.9 | 28.7 | 21 | 25 | 26.5 | 27.5 | 0
2716 | 28.5 | 19.9 | 25 | 27.4 | 27.8 | 21.4 | 23 | 26.1 | 22.4 | 25.6 | 30 | 23.9 | 20.5 | 26.4 | 25.2 | 24.1 | 21.2 | 25.8 | 23.9 | 23.8 | 27.7 | 28.8 | 16.6 | 26.3 | 26 | 27.4 | 31 | 27.4 | 21 | 22.5 | 21.3 | 22.8 | 30.1 | 27.1 | 27.3 | 26.9 | 23.5 | 29 | 29.4 | 24.8 | 28 | 27.5 | 22.5 | 24.5 | 27.4 | 22.6 | 29.1 | 23 | 21.8 | 28.8 | 13.5 | 9.8 | 26.3 | 25.9 | 28.5 | 21.4 | 24.8 | 26.3 | 27 | 0
2717 | 27.5 | 19.9 | 25.2 | 27.4 | 27.7 | 21.2 | 23.2 | 25.9 | 22.1 | 25.5 | 29.6 | 24.4 | 21.8 | 26.2 | 25.3 | 24.3 | 19.8 | 25.3 | 20.8 | 24.4 | 27.5 | 28.3 | 15.8 | 23.2 | 25.9 | 26.3 | 29.3 | 25 | 21.6 | 23.4 | 23.4 | 22.4 | 29.5 | 24.2 | 26.9 | 26.9 | 26 | 29.2 | 29.3 | 23.9 | 27.7 | 21.4 | 19.6 | 24.2 | 27.4 | 27.6 | 28.6 | 21.4 | 24.4 | 28 | 18.6 | 10 | 26.2 | 25.8 | 28.2 | 18.8 | 22.6 | 26.3 | 27.4 | 0
2718 | 26.9 | 19.9 | 22.3 | 28.3 | 27.2 | 20.9 | 23 | 25.9 | 22.2 | 25.2 | 28.9 | 25.9 | 22.8 | 25.9 | 25.2 | 23.6 | 20.1 | 24.8 | 21.9 | 26.3 | 26.9 | 26.8 | 16.7 | 24.6 | 26.2 | 25.1 | 27.7 | 26.2 | 23.9 | 24.9 | 23.1 | 22.9 | 28.5 | 24.7 | 26.6 | 26.9 | 26.1 | 27.2 | 29.2 | 23.3 | 27.5 | 22.2 | 20.5 | 24 | 26.5 | 28.9 | 28.7 | 24 | 25.6 | 27.8 | 20.3 | 13 | 26.9 | 25.8 | 28.2 | 19.9 | 22.6 | 25.8 | 28 | 0
2719 | 26.5 | 20.9 | 21.8 | 30.5 | 27.2 | 20.8 | 22.7 | 26.5 | 22.4 | 25.1 | 28.8 | 28 | 25 | 27.4 | 25 | 23.7 | 20.5 | 25.3 | 23.3 | 29.7 | 26.7 | 26.3 | 17.7 | 26.9 | 26.5 | 24.1 | 27.2 | 28.3 | 27.5 | 26.8 | 23.2 | 24.2 | 28.5 | 25.5 | 26.9 | 26.8 | 26.8 | 29.2 | 29.2 | 22.9 | 27.5 | 23.7 | 22.8 | 23.5 | 26.4 | 30.2 | 29.8 | 27.3 | 27 | 27.5 | 22.8 | 14.8 | 27.6 | 25.8 | 27.9 | 20.5 | 22.8 | 25.8 | 29.5 | 0
2720 | 27.5 | 24.3 | 25.3 | 33 | 27.4 | 22.7 | 24.1 | 28.5 | 22.5 | 26 | 29.4 | 30.4 | 27.8 | 29.5 | 25.5 | 25.2 | 21 | 26.4 | 24.6 | 32.2 | 29.5 | 27.3 | 19.4 | 29.6 | 30.5 | 24.9 | 28.2 | 30.6 | 31 | 29.3 | 23.6 | 25.9 | 31 | 26.8 | 27.9 | 27.3 | 27.6 | 31.4 | 29.2 | 27.1 | 28.2 | 25 | 25.6 | 24 | 26.9 | 32.4 | 30.4 | 30.8 | 29 | 28.8 | 25.4 | 16.2 | 28.6 | 26.3 | 28.3 | 21.6 | 25.4 | 26.3 | 31.4 | 0
2721 | 31.4 | 28.6 | 29.4 | 36.2 | 29 | 25.9 | 26 | 31 | 23.5 | 28.4 | 31.1 | 32.3 | 30.9 | 31.5 | 28.3 | 26.1 | 21.3 | 25.3 | 26 | 35.5 | 34.5 | 30.4 | 20.9 | 32.6 | 34 | 26.5 | 31.6 | 32.8 | 34.1 | 31.5 | 24.3 | 29.6 | 35 | 27.8 | 28.3 | 28.6 | 29 | 34 | 30.6 | 31.8 | 30.2 | 26.6 | 29.2 | 27.2 | 29.4 | 33.3 | 32.1 | 33 | 30.3 | 30.4 | 28.1 | 15 | 29.3 | 28.5 | 31.1 | 21.5 | 30.5 | 28.3 | 33.5 | 0
2722 | 34 | 31.4 | 31.7 | 38.5 | 31 | 29.9 | 27.1 | 33.4 | 24.9 | 33.9 | 33.5 | 33.8 | 33.6 | 33 | 30 | 23.5 | 21.5 | 27.8 | 27.2 | 37.1 | 37.3 | 32.4 | 22.8 | 35 | 36.1 | 29.8 | 34.4 | 34.6 | 35.9 | 33.6 | 25.3 | 31.3 | 37 | 28.9 | 30 | 29.8 | 30.2 | 37.5 | 34.6 | 35.3 | 32 | 28 | 32.1 | 30.2 | 30.8 | 34.3 | 33.3 | 34.3 | 31.6 | 33.1 | 30.2 | 13.9 | 30.2 | 30.5 | 32.8 | 21.9 | 32.5 | 29.8 | 35.1 | 0
2723 | 36.1 | 33.7 | 32.9 | 40.6 | 32.7 | 31.9 | 29.3 | 35.2 | 25.8 | 37.2 | 36.4 | 34.6 | 35.8 | 34.5 | 31.7 | 25.5 | 21.4 | 32 | 28.2 | 39.2 | 39 | 34.9 | 24.2 | 37 | 37.5 | 33.1 | 36.4 | 35.9 | 37.2 | 35.2 | 26.2 | 32.6 | 38.7 | 29.6 | 31.9 | 30.5 | 31.4 | 37.2 | 36.7 | 37.6 | 32.6 | 29.4 | 34.8 | 32.7 | 32.8 | 34.2 | 35.4 | 34.6 | 32.2 | 36.1 | 32 | 12.2 | 31 | 31.5 | 34.2 | 21.6 | 33.6 | 30 | 36 | 0
2724 | 38.6 | 34.8 | 34.4 | 41.3 | 34.5 | 34.3 | 30.7 | 36.4 | 27 | 38.6 | 38.9 | 35.2 | 37.2 | 36 | 33.3 | 25.7 | 21.2 | 35.3 | 28.9 | 39.7 | 40.3 | 36.4 | 25.7 | 38.1 | 39.5 | 36.2 | 37.9 | 36.8 | 37.9 | 36.7 | 27 | 33.5 | 40.2 | 30.7 | 33.5 | 31 | 31.9 | 39.6 | 38.3 | 39.1 | 33 | 30.5 | 36.2 | 34.7 | 33.3 | 34.8 | 36.7 | 35 | 33.2 | 37.7 | 33.4 | 12.7 | 32 | 33 | 36.1 | 22.4 | 37.6 | 36.3 | 35.7 | 0
2725 | 39.3 | 35.4 | 35.4 | 42 | 36 | 36.4 | 31.9 | 37.5 | 27.5 | 39.5 | 40.7 | 35.6 | 38.3 | 36.3 | 34.4 | 25.8 | 21 | 35.3 | 29.3 | 41.2 | 41.1 | 37.9 | 26.1 | 38.8 | 39.5 | 38 | 39 | 37.5 | 39 | 37.4 | 27.4 | 34.5 | 41.4 | 31.7 | 35.4 | 31.1 | 32.3 | 40 | 40.1 | 39.4 | 33 | 31.6 | 37.2 | 37.2 | 33.2 | 34.7 | 38.6 | 35.3 | 33.8 | 38.9 | 34.8 | 13.3 | 32.8 | 33.5 | 37 | 22.6 | 38 | 31.8 | 34.8 | 0
2726 | 40.1 | 36.3 | 36.5 | 42 | 37.5 | 36.6 | 32.6 | 38.3 | 29.6 | 39.7 | 41.6 | 36 | 38.8 | 36 | 34.9 | 25.6 | 20.8 | 36.3 | 29.2 | 41.8 | 41.6 | 37.9 | 26 | 39 | 39.5 | 38.8 | 39.5 | 38 | 40 | 37.6 | 27.6 | 36.1 | 41.7 | 33 | 35.8 | 31 | 32.2 | 40.3 | 37.4 | 40.1 | 32.7 | 32.2 | 37.3 | 38.7 | 33.3 | 35 | 39.6 | 36 | 34.6 | 39 | 35.8 | 15 | 33.2 | 33 | 38.5 | 23.2 | 38.2 | 31.8 | 33.4 | 0
2727 | 40.7 | 36.4 | 37 | 42.5 | 38 | 37.4 | 33.5 | 38.3 | 30.4 | 40.2 | 41.8 | 36.2 | 39 | 35.4 | 35.5 | 29.5 | 20.6 | 36.3 | 28.7 | 43.2 | 41.5 | 39.4 | 24.6 | 39 | 39.5 | 39.6 | 39.5 | 38.3 | 40.9 | 36.7 | 27.4 | 36.6 | 42.1 | 33.8 | 36.4 | 31 | 32.3 | 40.2 | 36.2 | 40.5 | 32.5 | 32.7 | 37.4 | 38.7 | 32.3 | 34 | 40.7 | 36.3 | 34.7 | 39.5 | 36.4 | 15 | 32.8 | 33.1 | 38.3 | 22.5 | 38.4 | 31.8 | 32.2 | 0
2728 | 40.7 | 36.1 | 37.4 | 42.2 | 38.5 | 37.3 | 33.4 | 38.1 | 30.3 | 40 | 41.4 | 36.2 | 38.5 | 34.1 | 36.5 | 30.2 | 20.6 | 36.3 | 27.9 | 42.4 | 41.3 | 37.9 | 23.2 | 38.4 | 39.6 | 39.8 | 39.6 | 38 | 40.5 | 35.2 | 26.8 | 35.6 | 42.2 | 34.4 | 36.5 | 30.6 | 31.8 | 40.5 | 35.2 | 40.5 | 32.1 | 32.4 | 36.5 | 39.2 | 32.2 | 33.3 | 40.1 | 36.3 | 34.7 | 39.7 | 35.8 | 14.9 | 32 | 32.5 | 38.6 | 22.1 | 38.3 | 31.7 | 31.3 | 0
2729 | 40.7 | 35.3 | 37.4 | 41.8 | 38.4 | 36.9 | 33 | 38.1 | 30 | 38.8 | 40.8 | 35.8 | 37.4 | 32.9 | 34 | 30 | 20.4 | 34.8 | 26.8 | 41 | 41 | 37.4 | 21.6 | 37.2 | 39.4 | 39.6 | 39.4 | 37.2 | 39 | 33 | 26 | 32.6 | 41.6 | 34.2 | 36.2 | 30.5 | 31.4 | 40 | 33.4 | 40.3 | 31.7 | 31.8 | 35.2 | 38.8 | 30.8 | 31.4 | 39 | 35.2 | 34 | 39.6 | 34 | 13.4 | 30.6 | 32 | 38.5 | 20.8 | 38 | 31 | 30.8 | 0
2730 | 40.4 | 34.3 | 37.3 | 40.2 | 32.2 | 33.2 | 31.7 | 37.6 | 28.8 | 37.5 | 39.9 | 35.2 | 35.5 | 31.5 | 32.8 | 29 | 20.3 | 33.8 | 25.7 | 37.2 | 39.2 | 34.9 | 21 | 35.2 | 39.2 | 38.5 | 39 | 35.8 | 36.1 | 31 | 25 | 31.3 | 40.9 | 33.7 | 35.5 | 30.2 | 30.3 | 39.5 | 32.2 | 39.6 | 31 | 30.7 | 32.9 | 36.7 | 30.1 | 30.3 | 36.3 | 33.8 | 33.4 | 39 | 30.8 | 13 | 29.4 | 30.5 | 37.5 | 20.5 | 37.4 | 29.8 | 30.4 | 0
2731 | 38.9 | 31.8 | 35.6 | 38.5 | 35.8 | 30.5 | 30 | 35.5 | 26.8 | 35.4 | 39 | 34.2 | 33.5 | 30.4 | 32.8 | 27.1 | 20 | 28 | 24.7 | 34.3 | 38 | 34.9 | 20.5 | 32.9 | 38.8 | 37.5 | 38 | 34.1 | 33 | 29.2 | 23.9 | 22.3 | 38.7 | 32.6 | 33.9 | 28.8 | 29.4 | 35.3 | 31.1 | 36.1 | 30.2 | 29.8 | 30.7 | 34.2 | 24.3 | 28.4 | 34.5 | 31.9 | 32.4 | 36.7 | 27.3 | 12.2 | 28.4 | 30.1 | 35 | 19.7 | 34.2 | 28.6 | 30.1 | 0
2732 | 36.7 | 27.6 | 33.3 | 36.5 | 34.7 | 28.4 | 29.1 | 33.8 | 25.1 | 32.7 | 37.8 | 33.2 | 31.4 | 30 | 32.3 | 25.2 | 19.8 | 26.4 | 24 | 31.6 | 35.4 | 34.9 | 20.6 | 30.4 | 37.9 | 36 | 37 | 32.4 | 30.4 | 28 | 23 | 22.1 | 37.4 | 31.4 | 33.3 | 28.3 | 28.4 | 33 | 30.7 | 32.1 | 29.8 | 29 | 28.5 | 31.7 | 28.8 | 27.4 | 32.8 | 30.4 | 31.6 | 35.2 | 24 | 12.8 | 28 | 30 | 33.2 | 19.6 | 31.6 | 28 | 29.8 | 0
2733 | 34.6 | 24.2 | 30.6 | 35.4 | 33.8 | 26.8 | 28.7 | 32.1 | 24.6 | 30.9 | 36.6 | 32.1 | 29.9 | 29.7 | 31.5 | 24.3 | 19.6 | 26.3 | 23.5 | 31.8 | 33.4 | 34.4 | 20.1 | 28.5 | 36.6 | 34.8 | 36 | 31.1 | 29.2 | 27.1 | 22.3 | 22.5 | 36.7 | 30 | 32.5 | 27.8 | 28 | 32.1 | 30.5 | 29.6 | 29.4 | 28.7 | 27.3 | 29.7 | 28.7 | 26 | 33.1 | 29 | 30.5 | 33.9 | 21.8 | 12.6 | 27.8 | 29.8 | 32.1 | 18.7 | 29.8 | 27.8 | 29.6 | 0
2734 | 32.9 | 22.4 | 31.1 | 34.2 | 33.5 | 25.6 | 27.9 | 31.8 | 24.4 | 29.5 | 35.3 | 31.2 | 28.8 | 29.5 | 29 | 24 | 19.7 | 26 | 23 | 31.8 | 32 | 33.4 | 19.8 | 26.9 | 35.3 | 33.6 | 36 | 30.1 | 28.8 | 26.8 | 22.2 | 23 | 36.5 | 29 | 31.8 | 27.8 | 27.6 | 31.7 | 30.3 | 28.1 | 29.3 | 28.2 | 26.3 | 28.4 | 28.4 | 26 | 33.3 | 28.4 | 29.9 | 33 | 20.6 | 13.1 | 28 | 29 | 31.4 | 18.7 | 28.4 | 27.7 | 29.3 | 0
2735 | 32.6 | 21.9 | 31.4 | 33.6 | 32.6 | 24.9 | 27.5 | 30.7 | 24.2 | 28.7 | 34 | 30.2 | 28 | 28.1 | 28.2 | 23.6 | 19.8 | 25.8 | 22.4 | 32.6 | 30.9 | 32.9 | 18.8 | 26 | 34.9 | 32.6 | 35 | 29.4 | 28.8 | 26.4 | 22.4 | 23.5 | 35.7 | 28.2 | 31.2 | 27.7 | 27.6 | 31.3 | 30 | 27 | 29.1 | 27.6 | 25.8 | 28 | 28.3 | 26.2 | 34 | 27.6 | 29 | 33.1 | 20.2 | 12.4 | 28 | 28.2 | 30.6 | 18.2 | 27 | 27.5 | 29.2 | 0
2736 | 30.8 | 21.7 | 31.4 | 32.2 | 31.7 | 23.7 | 27 | 29.5 | 24.2 | 27.8 | 32.7 | 29.1 | 27 | 28.5 | 27.1 | 22.6 | 20.1 | 25.8 | 21.6 | 30.8 | 29.4 | 31.9 | 18.2 | 25.1 | 33.2 | 31.5 | 34.5 | 28.6 | 27.9 | 26.2 | 23 | 23.1 | 34.4 | 27.9 | 30.5 | 27.3 | 27.2 | 29.5 | 29.6 | 25.9 | 28.6 | 26.1 | 24.7 | 27.2 | 27.8 | 27.8 | 33 | 26.9 | 28.5 | 32.6 | 19.8 | 12.2 | 28 | 28 | 30.1 | 18.8 | 26 | 27 | 28.9 | 0
2737 | 28.8 | 21.3 | 29.9 | 30.9 | 31 | 23.1 | 26.3 | 28.8 | 24 | 27.2 | 31.9 | 27.7 | 25.8 | 28.2 | 26.4 | 22.5 | 20.2 | 25.3 | 20.7 | 28.6 | 29.1 | 30.9 | 17.3 | 24.3 | 29.5 | 29.8 | 33.6 | 27.6 | 26.3 | 25.4 | 23.6 | 23.1 | 33 | 27.2 | 30.1 | 26.8 | 27 | 29.2 | 29.6 | 25.6 | 28.5 | 24.5 | 23.5 | 26.7 | 27.7 | 28.6 | 31.9 | 25.2 | 27.5 | 31.5 | 19.3 | 10.6 | 27.5 | 27.5 | 29.7 | 18.9 | 25.3 | 27 | 28.5 | 0
2738 | 29.1 | 19.8 | 27.9 | 29 | 30.4 | 21.9 | 26.3 | 28.1 | 23.9 | 26.5 | 31.2 | 26.2 | 24.2 | 27.8 | 25.5 | 22.5 | 20.2 | 24.3 | 20 | 25 | 29 | 29.9 | 16.8 | 23.4 | 29.4 | 28.1 | 33 | 26.4 | 23.8 | 24.6 | 24 | 22.9 | 32.3 | 26.6 | 29.8 | 26.3 | 26.4 | 29 | 29.3 | 25.3 | 28.4 | 22.6 | 21.7 | 26.2 | 27.4 | 29.4 | 29.8 | 23.4 | 26.6 | 30.4 | 18.4 | 9.8 | 27 | 27.1 | 29.3 | 19.4 | 24.4 | 26.8 | 28 | 0
2739 | 27.7 | 18.8 | 26.9 | 27.9 | 29.5 | 21.7 | 26.1 | 27.5 | 23.9 | 26.2 | 30.8 | 24.8 | 22.8 | 27.4 | 25.5 | 22.1 | 20 | 23.8 | 19.8 | 23.5 | 28.5 | 28.9 | 16 | 22.8 | 29.3 | 27.4 | 32 | 25.3 | 21.8 | 23.5 | 24 | 22.6 | 31.6 | 25.5 | 29.4 | 25.8 | 26.2 | 28.5 | 29.1 | 24.9 | 28.2 | 21.5 | 20.4 | 26.2 | 27 | 28.5 | 28.9 | 21.4 | 25.2 | 29.4 | 17.8 | 8.3 | 26.3 | 27 | 29 | 18.9 | 23.3 | 26.6 | 27.6 | 0
2740 | 26.7 | 17.3 | 25.6 | 27 | 29 | 20.4 | 25.9 | 27.5 | 23.8 | 25.7 | 30.2 | 24.1 | 21.8 | 26.8 | 25.2 | 21.4 | 19.9 | 23.3 | 20 | 22.5 | 27.8 | 28.9 | 15.9 | 22.6 | 28.6 | 26.2 | 31 | 24.7 | 20.7 | 23.2 | 23.8 | 22.6 | 30.7 | 24.7 | 28.9 | 25.5 | 25.9 | 28 | 29.1 | 24.1 | 27.9 | 20.9 | 19.4 | 25.7 | 26.8 | 28.2 | 28.1 | 20.7 | 24.6 | 28.1 | 17.7 | 8.9 | 26.1 | 27 | 28.1 | 19 | 22.4 | 26.6 | 27.2 | 0
2741 | 26.8 | 17.8 | 25.9 | 28 | 28.5 | 20.4 | 25.8 | 26.7 | 23.9 | 25.2 | 27 | 27.4 | 22.6 | 26.5 | 24.9 | 21 | 19.4 | 22.8 | 20.8 | 34 | 26.8 | 27.9 | 17 | 24.2 | 27.7 | 25.5 | 30 | 23 | 24 | 22.6 | 21.4 | 22.6 | 30 | 23 | 28.4 | 25.5 | 25.4 | 28 | 29.1 | 23.6 | 27.6 | 25.4 | 21 | 25.2 | 26.8 | 23.6 | 29.8 | 24 | 21.8 | 27.5 | 16 | 12 | 27 | 26.8 | 28.1 | 17.6 | 21.5 | 26.5 | 28.6 | 0
2742 | 27.5 | 18.1 | 24.9 | 28.6 | 28.7 | 19.8 | 25.5 | 26 | 23.9 | 25 | 26.1 | 28.9 | 23.4 | 26.2 | 25 | 20.3 | 19.6 | 22.8 | 21.9 | 34.6 | 26.5 | 28.4 | 18.4 | 25.2 | 27.6 | 24.6 | 28.5 | 24.2 | 25.4 | 24 | 21.7 | 22.6 | 29.5 | 23.7 | 28.2 | 25 | 26.5 | 28.2 | 29.1 | 23.6 | 27.5 | 26.2 | 21.7 | 24.9 | 26.8 | 24.5 | 29.7 | 24.9 | 21.7 | 26.7 | 18.9 | 13.6 | 28 | 26.8 | 27.6 | 18 | 21 | 26.3 | 28.7 | 0
2743 | 27.4 | 19.2 | 24.4 | 30.8 | 28.8 | 19.5 | 25.6 | 26 | 24.6 | 25 | 26.1 | 31.1 | 25.9 | 27.9 | 24.5 | 22 | 20 | 24.8 | 23.3 | 34.9 | 26.3 | 28.1 | 19.4 | 27.3 | 27.3 | 24.5 | 27.9 | 26.8 | 27.8 | 26.4 | 22.3 | 23.6 | 30.6 | 25.3 | 28.5 | 25.1 | 27.8 | 29 | 29.1 | 22.9 | 27.3 | 27.2 | 23.5 | 24.6 | 26.8 | 25.7 | 30.9 | 26.6 | 21.7 | 26.6 | 23.1 | 15.4 | 28.8 | 26.8 | 27.7 | 18.8 | 21.3 | 26.3 | 29.6 | 0
2744 | 28.3 | 22.2 | 28 | 34 | 29.2 | 22.8 | 26.5 | 28.3 | 25.8 | 26.5 | 26.4 | 33.2 | 28.8 | 29.8 | 24.7 | 23.1 | 20.4 | 27.6 | 24.6 | 36 | 28.3 | 28.9 | 21 | 29.8 | 28.1 | 25.5 | 27.9 | 29.4 | 30.4 | 29.3 | 23.8 | 24.6 | 32.5 | 28 | 29.1 | 26.3 | 29.2 | 32.5 | 30.8 | 25.1 | 27.6 | 29 | 26 | 25.7 | 26.9 | 27.6 | 32.6 | 29 | 23 | 27.9 | 27.6 | 17.2 | 29.9 | 28 | 29.8 | 19.8 | 24.8 | 26.3 | 30.8 | 0
2745 | 30.8 | 28.7 | 30.7 | 37.5 | 30.5 | 25.7 | 27 | 32.1 | 26.7 | 30.1 | 28.3 | 35.2 | 32.7 | 31.5 | 26.6 | 25.8 | 20.9 | 27.6 | 26 | 36.6 | 33.3 | 32.6 | 21.5 | 33 | 32.8 | 26.4 | 30.3 | 32.6 | 33.1 | 32.2 | 25.4 | 28.3 | 35.1 | 30.5 | 28.8 | 28.5 | 30.3 | 35.5 | 33.5 | 27.4 | 29.7 | 30.4 | 29 | 28.5 | 27.6 | 29.5 | 35.1 | 31.2 | 23.3 | 29.3 | 31.2 | 18.2 | 30.6 | 30.3 | 30.7 | 21.3 | 31.2 | 28.1 | 32.3 | 0
2746 | 33.3 | 30.9 | 31.7 | 40.3 | 31.7 | 29.2 | 28.5 | 34.8 | 27.7 | 34.7 | 30.5 | 36.6 | 35.7 | 33.3 | 27.6 | 21.6 | 21.1 | 29.8 | 27.2 | 37.5 | 36.4 | 34.6 | 22.6 | 35.6 | 34.6 | 28.9 | 32.2 | 34.7 | 35.3 | 34.5 | 27.3 | 30.8 | 36.6 | 33 | 30.3 | 30 | 31.1 | 37.5 | 36.1 | 32.4 | 31.5 | 32 | 31.7 | 31.8 | 29.3 | 31.6 | 37 | 33 | 24.2 | 32 | 33.4 | 18.8 | 31.7 | 31.1 | 32.6 | 22.8 | 33.2 | 28.5 | 33.4 | 0
2747 | 36.3 | 33.3 | 33.1 | 42 | 33 | 32.2 | 29.2 | 36.1 | 28.5 | 36.8 | 33.8 | 37.6 | 38.4 | 34.2 | 30.7 | 17 | 21.4 | 30.7 | 28.2 | 38 | 39.3 | 35.1 | 23 | 37.8 | 37.6 | 32.5 | 34.4 | 36.6 | 37 | 36 | 28.6 | 31.3 | 38.1 | 34.6 | 31.8 | 30.6 | 31.8 | 39.5 | 38.3 | 35.1 | 32.2 | 33 | 34 | 35.5 | 30.8 | 33.4 | 38.8 | 34.2 | 24.4 | 34.7 | 34.4 | 18.8 | 32.8 | 32.1 | 34.9 | 24.4 | 36 | 29.3 | 34.2 | 0
2748 | 38.8 | 35.3 | 34.5 | 42.7 | 34.3 | 33.6 | 30.8 | 37.4 | 30.3 | 38.4 | 36.6 | 38.2 | 39.4 | 35.1 | 32.6 | 19 | 21.5 | 32.2 | 28.9 | 39 | 41.1 | 36.6 | 24.2 | 38.7 | 39.5 | 35.4 | 36.2 | 37.2 | 38 | 36.6 | 29.5 | 33.7 | 39 | 36 | 33.3 | 31.4 | 32.5 | 40 | 39.7 | 37.4 | 31.7 | 34.2 | 35.5 | 37.9 | 31.8 | 35.2 | 39.6 | 35 | 25.7 | 36.2 | 34.9 | 19 | 34.5 | 33.6 | 36 | 25.3 | 38.4 | 31.3 | 34.4 | 0
2749 | 40.2 | 36.5 | 35.3 | 42.9 | 35.5 | 34.6 | 31.5 | 37.7 | 31.3 | 39.5 | 39.5 | 38.9 | 40.3 | 34.9 | 33.9 | 22.1 | 21.8 | 32.8 | 29.3 | 39.4 | 42.4 | 36.1 | 24.4 | 39.1 | 40 | 37 | 37.3 | 38 | 38.6 | 36.5 | 29.3 | 34.7 | 40.1 | 36.7 | 34.3 | 31.4 | 33.1 | 40 | 39 | 38.9 | 31.8 | 34.7 | 36.5 | 39.4 | 31.9 | 36.4 | 40.3 | 35.5 | 26.4 | 37.7 | 35.5 | 18.9 | 35.9 | 34.1 | 37.9 | 25.9 | 38.5 | 31.6 | 34.3 | 0
2750 | 41.2 | 33.2 | 35.6 | 43 | 36.7 | 36.2 | 31.6 | 38.1 | 31.8 | 40.9 | 41.3 | 39.2 | 40.4 | 34.4 | 35.1 | 25.1 | 22 | 32.8 | 29.2 | 40 | 42.9 | 37.1 | 24.6 | 38.8 | 40.5 | 38.3 | 38.2 | 38.2 | 38.6 | 36 | 28.8 | 34.5 | 41.2 | 37.4 | 35.2 | 31.4 | 33.6 | 40.5 | 38.1 | 41.9 | 32 | 35.2 | 37 | 39.9 | 32.2 | 37.2 | 40.6 | 36 | 27.8 | 38.7 | 36.4 | 19 | 36.8 | 33 | 38 | 25.6 | 39 | 31.8 | 34 | 0
2751 | 41.5 | 32.5 | 36.1 | 43.3 | 37.8 | 36.2 | 27 | 38.1 | 31.7 | 41.1 | 42.7 | 39.4 | 41 | 33.9 | 35.6 | 26.9 | 22.3 | 32.6 | 28.7 | 39.8 | 42.9 | 36.8 | 23.1 | 38.5 | 40.5 | 39 | 38.7 | 38.9 | 38.3 | 35.3 | 27.7 | 35.2 | 41.1 | 37.5 | 35.7 | 31.1 | 33.7 | 40.7 | 36.6 | 42.6 | 32.5 | 34.8 | 37.3 | 40.6 | 32.1 | 37.2 | 41 | 36.2 | 27.9 | 39.5 | 37.1 | 18.5 | 36.4 | 32.5 | 39 | 25.1 | 39.5 | 31.7 | 33.6 | 0
2752 | 41.7 | 32.5 | 36.4 | 43.4 | 37.8 | 37.4 | 27 | 38.5 | 22.5 | 40.8 | 42.4 | 38.8 | 40.7 | 33.1 | 36.2 | 26.9 | 22.4 | 30.6 | 27.9 | 39.8 | 42.7 | 34.6 | 21.8 | 37.8 | 40.6 | 39.3 | 39.2 | 38.5 | 37.5 | 34.3 | 27.2 | 34.6 | 40.8 | 37.6 | 35.7 | 31 | 33.3 | 40.7 | 36 | 42.6 | 32.5 | 34.4 | 37.1 | 39.5 | 31.3 | 36.8 | 40.5 | 36 | 28.3 | 39.6 | 37 | 17.8 | 35.3 | 32.2 | 38.1 | 24.1 | 39.5 | 30.8 | 32.7 | 0
2753 | 41.8 | 32 | 36.4 | 43 | 37.3 | 35 | 25.9 | 38.2 | 20.8 | 40.4 | 41.4 | 37.8 | 40.2 | 32.1 | 36.2 | 25 | 22.2 | 25.2 | 26.8 | 39 | 42.7 | 34.6 | 19.8 | 37 | 40.1 | 39 | 39.2 | 37.8 | 36.2 | 33 | 26.8 | 33.8 | 40.7 | 37 | 35.5 | 30.9 | 32.4 | 40.5 | 34 | 42 | 31.9 | 33.2 | 36.5 | 38 | 30.4 | 36 | 39.4 | 35.2 | 27.4 | 39 | 35.6 | 16.4 | 33.4 | 31.8 | 37.3 | 23.2 | 39.5 | 30.5 | 31.4 | 0
2754 | 41.7 | 31.2 | 36.4 | 41.6 | 36.5 | 31.8 | 25.2 | 37.8 | 21.5 | 38.2 | 39.1 | 36.2 | 38.2 | 30.7 | 35.5 | 18.5 | 21.6 | 20.6 | 25.7 | 38.4 | 41 | 34.1 | 19.1 | 35.5 | 39 | 38.9 | 39.2 | 35.6 | 34.5 | 31.4 | 27.1 | 31.8 | 40.1 | 36.3 | 34.7 | 30 | 31.2 | 39.7 | 32.6 | 40.7 | 31.1 | 32.2 | 35.1 | 36.4 | 29.8 | 35.2 | 36.8 | 33.9 | 27.1 | 38 | 32.9 | 15.1 | 31.9 | 30.5 | 35.8 | 22.2 | 39.8 | 30 | 29.4 | 0
2755 | 40.9 | 33.2 | 35.2 | 39.3 | 35.4 | 28.9 | 25.7 | 36 | 21.5 | 35.4 | 37.2 | 34.7 | 36.2 | 30 | 33.9 | 18.5 | 21 | 21.2 | 24.7 | 36.7 | 39.1 | 33.6 | 18.2 | 33.9 | 37.7 | 38.3 | 37.8 | 33.6 | 32.9 | 29.9 | 27 | 30.8 | 38.9 | 35 | 33.7 | 29.4 | 30.1 | 35.7 | 31.6 | 37.4 | 30 | 30.5 | 33.2 | 34.4 | 28.8 | 34.1 | 34 | 32.2 | 25.8 | 36.5 | 29.3 | 13.7 | 30.5 | 30.1 | 34.4 | 21.7 | 37.2 | 29.2 | 27.3 | 0
2756 | 38.7 | 28.7 | 33.3 | 36.6 | 34.5 | 26.8 | 25.7 | 34.6 | 21.5 | 32.2 | 35.2 | 33.4 | 33.6 | 29.6 | 31.5 | 18 | 20.4 | 21.6 | 24 | 35 | 36.4 | 31.6 | 18.4 | 32 | 33.6 | 37 | 36.7 | 31.4 | 31.6 | 28.4 | 26.8 | 29.7 | 37.5 | 33.6 | 32.7 | 28.9 | 29.2 | 34 | 31.1 | 34.4 | 29.6 | 29 | 31.1 | 31.9 | 28.6 | 33 | 31 | 30.6 | 25.2 | 35.7 | 26 | 13 | 30 | 29.9 | 33.1 | 21.2 | 34.2 | 28.8 | 25.4 | 0
2757 | 36.8 | 25.5 | 30.5 | 34.2 | 34 | 25.6 | 25.6 | 32.7 | 21.5 | 30.9 | 34.5 | 32.8 | 32.1 | 29.3 | 31.2 | 18.3 | 20.2 | 21.8 | 23.5 | 32.6 | 34.5 | 31.1 | 17.8 | 30.6 | 33.3 | 35.7 | 36.7 | 30.7 | 30.9 | 27.4 | 25.7 | 28.8 | 37.1 | 32 | 31.5 | 28.4 | 28.7 | 33 | 30.9 | 31.7 | 29.3 | 27 | 29.3 | 30.5 | 28.4 | 31.5 | 29.3 | 29.4 | 24 | 33.6 | 23.5 | 12.5 | 29.5 | 29.6 | 32 | 21.1 | 31.7 | 28.6 | 24.4 | 0
2758 | 35.5 | 23.6 | 29.2 | 32.6 | 33.2 | 24.7 | 25.4 | 31.8 | 21.6 | 30 | 33.8 | 32.5 | 30.7 | 29 | 29.6 | 18.3 | 20.1 | 21.8 | 23 | 31 | 33.1 | 30.6 | 17.8 | 29.2 | 31.4 | 35.5 | 36.2 | 30 | 30.3 | 26.6 | 24.5 | 24.6 | 35.7 | 30.8 | 30.8 | 28.4 | 28.5 | 32.4 | 30.5 | 30.1 | 29.2 | 25.8 | 27.7 | 29.4 | 28.3 | 30.2 | 28.7 | 28.8 | 24.3 | 32.9 | 22.2 | 12.7 | 29.4 | 29.3 | 30.7 | 20.8 | 30.5 | 28.5 | 24.4 | 0
2759 | 34 | 23.9 | 28.5 | 32 | 33.7 | 23.6 | 25 | 30.6 | 21.6 | 29.6 | 33.6 | 32.2 | 30 | 28.7 | 29.4 | 19.7 | 20.2 | 21.8 | 22.4 | 30 | 31.7 | 30.1 | 17.2 | 28.2 | 31.1 | 35.4 | 35.5 | 30 | 29.8 | 26.2 | 23.2 | 23.8 | 35.8 | 29.8 | 30.3 | 28.4 | 28.2 | 31.7 | 30.2 | 29.1 | 28.7 | 25 | 26.5 | 29.6 | 27.8 | 28.6 | 29.4 | 28.6 | 24.6 | 32.5 | 21.6 | 12.8 | 29 | 28.8 | 30 | 20.4 | 29.4 | 28.3 | 25.4 | 0
2760 | 32.7 | 23.2 | 30.6 | 31.9 | 31.3 | 22.5 | 24.6 | 29.6 | 21.6 | 28.6 | 32.4 | 31.3 | 28.5 | 28.2 | 28.2 | 21.1 | 20.1 | 21.6 | 21.6 | 30.6 | 30.5 | 29.6 | 17.5 | 27 | 30 | 34.8 | 33.7 | 28.8 | 28.7 | 25.6 | 22.7 | 23.3 | 35.1 | 29.2 | 29.3 | 27.6 | 27.7 | 30 | 29.5 | 28.6 | 28.5 | 25.4 | 25.3 | 27.9 | 27.4 | 27.3 | 30.2 | 28.5 | 26.2 | 31.9 | 21.1 | 13 | 28.7 | 28.1 | 29.1 | 19.5 | 26.5 | 27.9 | 26.7 | 0
2761 | 33 | 22.5 | 29.7 | 31.9 | 31 | 22.4 | 24.2 | 29.6 | 21.7 | 27.4 | 31.3 | 30 | 27.1 | 28 | 27.8 | 18.5 | 20 | 21.6 | 20.7 | 31.5 | 30.6 | 29.8 | 17.2 | 26 | 28.6 | 33.5 | 32.2 | 27.3 | 27.3 | 24.9 | 22.3 | 22.8 | 33.9 | 28.2 | 29.1 | 27.6 | 26.9 | 29.8 | 29.5 | 27.4 | 28.2 | 25.6 | 24.3 | 27.4 | 27.1 | 26 | 31.2 | 27.9 | 26.7 | 31.2 | 19.8 | 12.7 | 27.9 | 28.1 | 28.5 | 18.7 | 26.4 | 27.9 | 28.1 | 0
2762 | 32.4 | 21.8 | 29 | 31.2 | 30 | 22.3 | 23.9 | 28.4 | 21.7 | 26 | 29.6 | 28.4 | 25 | 27.8 | 26.8 | 17.4 | 19.6 | 21.6 | 20 | 33 | 30 | 29.1 | 17.4 | 24.8 | 28.1 | 32.5 | 30.2 | 25 | 25.6 | 23.8 | 22.4 | 22.8 | 33 | 27 | 28.6 | 27.6 | 26 | 28.6 | 29.4 | 26.9 | 27.9 | 26.2 | 23 | 26.8 | 26.8 | 25 | 31.2 | 26.8 | 27 | 30.4 | 18 | 12.2 | 27.4 | 27.9 | 27.5 | 17.8 | 25.7 | 27.9 | 28.8 | 0
2763 | 30.9 | 21.3 | 27.7 | 30 | 29.2 | 21.8 | 23.6 | 25.7 | 21.7 | 25.2 | 28.7 | 27.2 | 23.7 | 27.6 | 26 | 16.5 | 19.4 | 21.6 | 19.8 | 33.6 | 29.8 | 29.1 | 16.8 | 24.2 | 27.7 | 31.5 | 29.7 | 23.5 | 24.3 | 22.8 | 22.1 | 22.3 | 32.4 | 25.2 | 28.1 | 26.9 | 25.2 | 27.8 | 29.1 | 26.4 | 27.7 | 25.9 | 21.9 | 26.3 | 26.5 | 24 | 31 | 25.4 | 25.3 | 29.9 | 16.1 | 11.5 | 26.7 | 27.7 | 27.2 | 17.5 | 25.2 | 27.8 | 29 | 0
2764 | 30 | 21.6 | 27.6 | 28.6 | 29 | 21.3 | 23.6 | 29.9 | 21.7 | 24.6 | 27.5 | 26.7 | 22.4 | 26.4 | 25.7 | 15.9 | 19.2 | 21.6 | 20 | 34.1 | 29.1 | 28.6 | 17 | 23.7 | 27.6 | 30.2 | 28.7 | 22.4 | 23.5 | 22.2 | 21.9 | 22 | 32.5 | 23.8 | 27.7 | 26.4 | 25 | 29.1 | 28.9 | 25.9 | 27.7 | 25.7 | 21.1 | 25.9 | 26.6 | 23.6 | 30.1 | 24.3 | 23.8 | 29 | 15.2 | 11.4 | 26.7 | 27.4 | 27.1 | 17.3 | 24.7 | 27.7 | 28.8 | 0
2765 | 29.3 | 20.2 | 26.6 | 29.6 | 28.2 | 20.5 | 23.5 | 29.8 | 22.3 | 24.4 | 29 | 28.4 | 25 | 26.2 | 25.6 | 15.3 | 19.8 | 21.6 | 20 | 30.4 | 28.7 | 27.6 | 15.8 | 24.4 | 27 | 28.9 | 27.7 | 25.4 | 24.6 | 24.8 | 21.8 | 21.9 | 31 | 23.8 | 27.6 | 26.1 | 26.2 | 29.3 | 28.7 | 25.1 | 27.7 | 24 | 21.4 | 25.4 | 26.5 | 27 | 26 | 25.4 | 19.2 | 28.5 | 16.6 | 11.8 | 27 | 27.1 | 26.8 | 18.8 | 23.9 | 27.5 | 27.6 | 0
2766 | 28.4 | 20.1 | 26 | 30.1 | 28.7 | 20.5 | 23.1 | 27 | 22.3 | 24.2 | 29 | 29.2 | 24.5 | 25.9 | 24.9 | 14.7 | 20.3 | 21.2 | 19.4 | 29.9 | 27.9 | 27.6 | 16.9 | 25.6 | 26.4 | 28.3 | 26.4 | 26.2 | 26 | 25.3 | 23.3 | 21.3 | 30.3 | 25.1 | 27.8 | 25.5 | 27.1 | 27.5 | 28.5 | 24 | 27.7 | 24.5 | 22.7 | 25 | 26.7 | 27.7 | 27.5 | 26.2 | 21.6 | 27.6 | 19.5 | 12.7 | 27.9 | 27.1 | 26.5 | 19 | 23.3 | 27.4 | 27.7 | 0
2767 | 28.1 | 20.9 | 25.9 | 31.9 | 28.8 | 20.6 | 23.1 | 27 | 23.1 | 24.2 | 30.1 | 31.4 | 25.9 | 26.8 | 24.5 | 16.4 | 21 | 21.1 | 19.2 | 30.1 | 27.6 | 27.6 | 18.7 | 27.7 | 26.2 | 28.2 | 26.2 | 28.6 | 28.3 | 26.1 | 25.3 | 21.3 | 30.1 | 27.5 | 27 | 25.6 | 28.3 | 28.5 | 28.5 | 23.9 | 27.7 | 25.9 | 24.7 | 25 | 27.1 | 28 | 30.5 | 27.3 | 24.5 | 27.5 | 23.9 | 13.9 | 28.6 | 27.1 | 26.6 | 19.7 | 23.2 | 27.3 | 28.6 | 0
2768 | 28.9 | 24.3 | 28.4 | 33.8 | 30 | 23 | 23.9 | 30.3 | 24.9 | 25.3 | 31.4 | 34 | 28 | 29.4 | 24.9 | 18.6 | 21.8 | 22 | 19.6 | 29.8 | 29.6 | 28.6 | 20.8 | 30 | 28.1 | 29.5 | 27.4 | 29.8 | 31 | 27.4 | 27.6 | 21.3 | 30.6 | 31.4 | 25.7 | 26.4 | 30 | 33.2 | 29.5 | 26.9 | 28.2 | 27.6 | 27.6 | 25.6 | 27.8 | 29.2 | 32.6 | 29.4 | 27.6 | 28.4 | 28.6 | 15 | 29.8 | 28.3 | 28.1 | 20.8 | 24.5 | 27.5 | 29.2 | 0
2769 | 30.4 | 26.6 | 31.1 | 36.7 | 32 | 25.3 | 25.2 | 32.5 | 28 | 28.7 | 33.6 | 36.9 | 32.4 | 31 | 27.3 | 21.8 | 22.4 | 24.8 | 20.7 | 31.2 | 34 | 30.3 | 22.9 | 32.5 | 32.9 | 32 | 30.6 | 33 | 33.6 | 28.8 | 29.3 | 21 | 32.1 | 34.2 | 27.1 | 30 | 31.4 | 34.3 | 33.4 | 31.1 | 29.7 | 29.7 | 30.2 | 29.9 | 30.2 | 29.8 | 35.2 | 31 | 29.6 | 30.9 | 32.4 | 16 | 30.4 | 30.2 | 30.4 | 22.6 | 34.6 | 28.8 | 31 | 0
2770 | 33 | 29.7 | 32 | 39.1 | 32.7 | 28.7 | 26.5 | 35.1 | 29.5 | 31.2 | 35.7 | 38.7 | 36.4 | 32.9 | 29.8 | 23.3 | 23 | 27.6 | 22.3 | 32.5 | 36.7 | 33.8 | 24.5 | 34.5 | 33.7 | 34.7 | 33.2 | 34.8 | 35.5 | 30.5 | 30.6 | 19.7 | 34.2 | 36.8 | 28.5 | 31.1 | 32.7 | 35.8 | 35.4 | 34.7 | 31.2 | 31.3 | 32.8 | 33.4 | 32.5 | 31.5 | 36.5 | 33.1 | 31 | 33.9 | 34.9 | 16.6 | 31.5 | 30.8 | 32.2 | 24.6 | 36 | 29 | 32.4 | 0
2771 | 35.1 | 31.8 | 32.3 | 41.4 | 34.2 | 31 | 27.7 | 36.7 | 30.5 | 34.6 | 38 | 39.6 | 40.6 | 34.3 | 32.3 | 25.4 | 23.4 | 29.8 | 24 | 34.8 | 39.6 | 35.3 | 25.4 | 36.4 | 37.6 | 36.5 | 36.2 | 37.6 | 36.8 | 32 | 31.2 | 20.2 | 36.4 | 37.6 | 31 | 31.4 | 33.4 | 37 | 37.4 | 37 | 31.7 | 32.4 | 34.6 | 36.6 | 32.5 | 32.8 | 38 | 34.4 | 31.6 | 36.8 | 36 | 17 | 32.6 | 31.4 | 34.1 | 26.6 | 38.3 | 30.6 | 34 | 0
2772 | 37.1 | 33.5 | 34 | 42.4 | 35.5 | 34.3 | 29.8 | 37.6 | 31.8 | 36.3 | 39.5 | 39.4 | 42.4 | 34.5 | 33.8 | 27.3 | 23.9 | 31.6 | 25.6 | 36 | 40.8 | 36.8 | 25.6 | 37.9 | 37.2 | 37.6 | 38 | 38 | 37.5 | 33.4 | 31.7 | 22.4 | 37.5 | 38.6 | 31.8 | 32.1 | 33.8 | 38.5 | 39.1 | 39 | 32.2 | 32.5 | 36.2 | 38.6 | 34.5 | 35.1 | 38.4 | 35.9 | 32.5 | 38 | 36.5 | 17.3 | 34.5 | 31.9 | 36.2 | 27.9 | 40.2 | 31 | 34.2 | 0
2773 | 38.3 | 35.1 | 34.6 | 43.3 | 35.7 | 35.8 | 30.6 | 38.1 | 32.9 | 38.3 | 41 | 39.2 | 43.6 | 34.9 | 34.6 | 28.1 | 24.3 | 32.4 | 26.7 | 37.4 | 42.5 | 37.3 | 25.5 | 39.3 | 37.4 | 38.1 | 39.2 | 39.3 | 37.9 | 34 | 31.9 | 23 | 38.7 | 38.5 | 32.5 | 31.6 | 33.7 | 39.5 | 39.3 | 39.8 | 32.6 | 32.4 | 36.7 | 40 | 34.9 | 36 | 39.9 | 36.4 | 33.1 | 39.4 | 36.9 | 17.6 | 35.9 | 32 | 36.9 | 28.5 | 40.7 | 31.2 | 34.2 | 0
2774 | 39.8 | 36.3 | 36.3 | 43.4 | 35.7 | 36.7 | 31.3 | 38.6 | 33.2 | 39.8 | 41.6 | 39 | 43 | 34.3 | 35.3 | 29.1 | 24.8 | 33.2 | 27.2 | 37.6 | 43.3 | 37.3 | 25 | 40.2 | 39.7 | 38.6 | 39.5 | 39 | 38 | 34 | 32 | 22.7 | 39.8 | 39.2 | 33.4 | 31.3 | 33.4 | 40.3 | 38.1 | 40.5 | 32.7 | 32 | 36.7 | 40.5 | 35.8 | 36.4 | 40.6 | 36.6 | 34 | 39.8 | 37.6 | 17.8 | 37 | 32.1 | 37.6 | 28.2 | 41.2 | 31 | 33 | 0
2775 | 40.5 | 36.4 | 36.1 | 44 | 35.7 | 36.6 | 32.5 | 38.5 | 32.8 | 41.1 | 42.1 | 39.4 | 43.1 | 34.3 | 35.8 | 29.3 | 25 | 33.4 | 27.2 | 38.2 | 43.2 | 37.8 | 24.5 | 40.6 | 39.8 | 32.3 | 39.5 | 40.2 | 37.9 | 33.1 | 31.5 | 24.7 | 40.2 | 39 | 33.8 | 31.2 | 32.7 | 40.5 | 36.4 | 40.8 | 32.7 | 32 | 35.4 | 41 | 35.3 | 34.6 | 41.9 | 35.4 | 34.2 | 40.5 | 38.2 | 17.8 | 36.5 | 31.6 | 38.1 | 27.5 | 41.6 | 30.6 | 32.3 | 0
2776 | 40.6 | 36.5 | 36.7 | 43.6 | 35.7 | 36 | 32.9 | 38.5 | 31 | 40.9 | 41.7 | 39.5 | 42.2 | 33.8 | 36.5 | 28.8 | 25 | 33.4 | 26.7 | 37.5 | 43 | 37.3 | 23.9 | 39.9 | 39.6 | 33 | 40 | 39.2 | 37.2 | 31.8 | 30.6 | 26.2 | 40.5 | 39.4 | 34 | 31.1 | 31.9 | 40.5 | 35.6 | 40.3 | 32.2 | 31.9 | 33.7 | 41 | 34.2 | 32.6 | 41.1 | 34.1 | 34.1 | 40.8 | 38.1 | 17.3 | 35.4 | 31.8 | 38.1 | 26.2 | 41.7 | 31 | 31.1 | 0
2777 | 41 | 35.6 | 36.7 | 43.2 | 35.5 | 34.7 | 32.3 | 38.4 | 32.3 | 40.7 | 41 | 39 | 42 | 32.7 | 36.5 | 28.3 | 24.4 | 32.8 | 25.8 | 37 | 42.8 | 26.3 | 23.2 | 38.2 | 39 | 33.7 | 39.5 | 38.6 | 36 | 30.2 | 29 | 26.2 | 40.4 | 38.8 | 33.8 | 31 | 31 | 40.5 | 33.7 | 40.3 | 31.7 | 32 | 31.4 | 40 | 31.7 | 29.8 | 39.6 | 32 | 33.2 | 40 | 36.6 | 16.4 | 33.3 | 31.1 | 37.7 | 25.2 | 41.5 | 30.4 | 30.6 | 0
2778 | 41.2 | 34.6 | 36.4 | 41.4 | 34.5 | 32 | 31.2 | 37.1 | 28.7 | 39.5 | 39.4 | 37.1 | 40.4 | 31.3 | 36.2 | 27.7 | 23.6 | 31.6 | 24.7 | 35.2 | 41.2 | 27 | 22.3 | 35.5 | 38.4 | 33.6 | 39.2 | 35.3 | 34.3 | 28.9 | 27.2 | 25.9 | 39.5 | 38.5 | 33.4 | 30.7 | 30.3 | 39.3 | 32.4 | 38.1 | 30.4 | 31.6 | 29.5 | 38.1 | 30.1 | 28.6 | 36 | 30.5 | 32.4 | 39.5 | 33.7 | 15.2 | 31.7 | 29.9 | 37.3 | 24.2 | 41.5 | 29.4 | 29.5 | 0
2779 | 38.7 | 31.4 | 35.6 | 39.7 | 32.9 | 29.8 | 22.7 | 35.2 | 28.3 | 36.4 | 38.1 | 34.6 | 39.5 | 30.2 | 34.8 | 24.8 | 22.4 | 29.8 | 23.5 | 34.1 | 38.8 | 27.3 | 21.3 | 32.8 | 36.7 | 33 | 38 | 33.5 | 32.5 | 27.7 | 25.4 | 24.7 | 38.5 | 36.9 | 32.1 | 29.1 | 29.6 | 36.5 | 31.4 | 35.1 | 29.9 | 31 | 27.6 | 35.3 | 29.6 | 27.5 | 33.1 | 28.6 | 31.2 | 37.4 | 29.7 | 14.2 | 30.1 | 29.2 | 34.9 | 23.6 | 39.2 | 28.8 | 29.3 | 0
2780 | 37 | 28.8 | 33.9 | 37.4 | 31.5 | 27.5 | 22.1 | 33.2 | 24.4 | 33.2 | 36.8 | 31.8 | 37.6 | 29.8 | 32.8 | 22.5 | 21.4 | 28.6 | 22.4 | 32.6 | 36 | 27.8 | 20.4 | 30.4 | 33 | 31.9 | 34.3 | 31 | 31 | 27 | 24.2 | 23.7 | 37.5 | 35.4 | 30.9 | 29 | 29.2 | 34.5 | 31.1 | 34.3 | 29.7 | 30 | 26.5 | 32.7 | 29.8 | 27.8 | 30.6 | 27.4 | 30.6 | 35.4 | 25.8 | 13.6 | 29.6 | 28.5 | 33.5 | 23.2 | 36.4 | 28.2 | 28.8 | 0
2781 | 35.5 | 27.4 | 32.7 | 36.2 | 30.7 | 26.2 | 22.6 | 33.3 | 24 | 30 | 36.3 | 30 | 36.8 | 29.4 | 31.5 | 21.1 | 20.5 | 27.2 | 21.5 | 32.4 | 34 | 28.3 | 19.8 | 29.1 | 32.7 | 29.7 | 32 | 31.4 | 30.2 | 26.3 | 23.5 | 23.2 | 36.7 | 33 | 29 | 28 | 28.7 | 34.5 | 30.8 | 34.3 | 29.6 | 29.2 | 25.4 | 31.5 | 29 | 27.4 | 30.8 | 25.9 | 29.8 | 34.4 | 22.6 | 13.5 | 29 | 28.1 | 31.6 | 23.1 | 34.7 | 28.1 | 29.1 | 0
2782 | 34.2 | 26.4 | 31.4 | 34.7 | 29.7 | 25.1 | 23 | 32.6 | 22 | 27.9 | 35.7 | 29 | 35.1 | 29.3 | 30.6 | 20 | 20 | 26.6 | 21 | 31.6 | 33.2 | 28.8 | 19.3 | 28.5 | 32.4 | 29.6 | 30.2 | 30.7 | 29.8 | 26 | 23.6 | 22.9 | 35.6 | 31.9 | 27.6 | 27.6 | 28.5 | 32.2 | 30.4 | 32.5 | 29.6 | 28.3 | 25 | 30.5 | 28.5 | 27.8 | 31.3 | 25.4 | 29.2 | 34.3 | 20.9 | 13.8 | 29.2 | 27.8 | 31 | 22.6 | 33.7 | 28 | 28.7 | 0
2783 | 33.4 | 25.3 | 31.5 | 34 | 29.5 | 24.2 | 23 | 32 | 22.2 | 26.7 | 35.4 | 29.4 | 34 | 29 | 29.4 | 19.8 | 19.8 | 26.2 | 20.8 | 31.4 | 33.1 | 28.3 | 19 | 28.4 | 29.6 | 29.6 | 29 | 31 | 29.6 | 25.6 | 23.8 | 22.7 | 34.8 | 30.8 | 26.6 | 27.2 | 28.2 | 32 | 30 | 30.9 | 29 | 27.6 | 24.6 | 30.1 | 28.4 | 27.4 | 32.6 | 25 | 28 | 33.5 | 20.2 | 14 | 29 | 26.9 | 30.6 | 22 | 32.7 | 28 | 28.6 | 0
2784 | 32.2 | 24.4 | 31 | 32.5 | 27.7 | 23.1 | 23.5 | 31.1 | 22.7 | 26.1 | 34.3 | 29.9 | 31.5 | 29 | 28.5 | 18.8 | 19.9 | 25.6 | 21 | 30 | 32.1 | 27.8 | 18.5 | 27.9 | 29.6 | 29.7 | 28.5 | 28.4 | 29.1 | 25.5 | 24 | 22.5 | 34.1 | 31.1 | 27 | 27.1 | 28.1 | 31 | 29.2 | 30.3 | 28.5 | 26.7 | 24.6 | 28.9 | 27.9 | 28 | 31.8 | 25.7 | 26.6 | 32.5 | 20 | 13.8 | 29.2 | 25.1 | 30.5 | 21 | 31.4 | 27 | 27.4 | 0
2785 | 32.1 | 23.5 | 29.9 | 31.5 | 26.5 | 22.8 | 23.8 | 31.1 | 22.7 | 25.5 | 33.1 | 30.4 | 29.8 | 29 | 27.7 | 18.9 | 20 | 25.6 | 21.2 | 29.5 | 31.3 | 27.8 | 17.8 | 27.1 | 29.4 | 27.6 | 28.5 | 26.5 | 28.1 | 25.3 | 23.6 | 22.2 | 33.4 | 30.4 | 26.4 | 26.7 | 27.6 | 30.2 | 29.1 | 29.5 | 28.2 | 26 | 24 | 27.8 | 28 | 27.8 | 30.3 | 26.1 | 24.2 | 31.5 | 19.3 | 13.3 | 28.7 | 25.1 | 30.2 | 20.1 | 30.2 | 27 | 26.8 | 0
2786 | 31.3 | 23.4 | 28.1 | 30 | 26.2 | 22.2 | 23.5 | 30 | 22.7 | 24.9 | 31.4 | 30 | 27.4 | 29 | 27.2 | 17.4 | 20 | 25.4 | 21.4 | 28.6 | 30.7 | 27.4 | 16.8 | 25.8 | 29.2 | 27.6 | 28.5 | 23.4 | 26.6 | 25.2 | 22.8 | 21.7 | 32.6 | 29.6 | 24.5 | 26.7 | 27.2 | 30.5 | 28.9 | 28.8 | 27.7 | 25 | 23.4 | 27.1 | 27.9 | 28.2 | 27.4 | 26.6 | 21.8 | 30.7 | 18 | 12.4 | 28.4 | 25.4 | 30.1 | 19.2 | 29.2 | 26.8 | 26 | 0
2787 | 30.6 | 22.8 | 26.6 | 29.5 | 25.7 | 21.8 | 23.3 | 30.9 | 22.8 | 24.8 | 30.3 | 29.4 | 26.5 | 28.1 | 26.6 | 16.5 | 19.8 | 24.8 | 21.2 | 29.3 | 30.1 | 26.8 | 16 | 24.7 | 28.9 | 27.1 | 29.5 | 23.3 | 25.2 | 24.9 | 21.8 | 21.7 | 31.8 | 27.1 | 24.1 | 26 | 26.5 | 29.7 | 28.5 | 27.5 | 27.2 | 24.4 | 22.2 | 26.5 | 27.9 | 27.5 | 25.8 | 26.1 | 19.5 | 30.7 | 16.4 | 11.7 | 27.4 | 25.5 | 29.8 | 18.9 | 28.2 | 26.8 | 26.4 | 0
2788 | 29.4 | 22.9 | 25.3 | 29 | 24.7 | 21.3 | 23 | 28.8 | 23 | 24.5 | 29.2 | 28.4 | 25.1 | 27.9 | 25.1 | 15.9 | 19.7 | 24.4 | 20.7 | 29.5 | 29.2 | 26.8 | 15.5 | 24 | 28.9 | 26.1 | 28.3 | 23.2 | 24.3 | 24.8 | 21.4 | 21.7 | 31.1 | 25.2 | 24 | 25.8 | 26.2 | 29.5 | 28.4 | 26.8 | 27 | 23.9 | 21.6 | 26 | 27.7 | 27.5 | 24.8 | 25.8 | 18.7 | 29 | 15.7 | 11.4 | 27.2 | 25.5 | 29.2 | 18.6 | 27.2 | 26.8 | 26.7 | 0
2789 | 28.1 | 22.4 | 25.2 | 30 | 24.2 | 20.3 | 23 | 28.5 | 23.1 | 24.4 | 30.6 | 26.4 | 29.4 | 27.9 | 24.7 | 15.3 | 18.6 | 23.9 | 20.4 | 27.2 | 28.3 | 26.8 | 17.4 | 24.8 | 28.7 | 26.6 | 26 | 24.2 | 24.4 | 24.6 | 22.2 | 21.7 | 30 | 30.2 | 23.5 | 25.5 | 25.4 | 28.3 | 27.9 | 25.3 | 26.7 | 24.8 | 20.4 | 25.9 | 27.9 | 23.6 | 29.2 | 25 | 21 | 27.7 | 19.6 | 14 | 28 | 25.6 | 28.8 | 19 | 26.5 | 26.6 | 28 | 0
2790 | 27.4 | 21.7 | 24.3 | 30.1 | 24.2 | 20.4 | 23.3 | 26.8 | 23.2 | 24.4 | 30.8 | 28.3 | 30.4 | 27.4 | 24 | 14.7 | 21.2 | 23.6 | 21.2 | 27.8 | 27.7 | 26.8 | 19.3 | 25.3 | 28.5 | 26.6 | 25 | 25.3 | 26 | 24.9 | 24.3 | 22.1 | 29.5 | 31.1 | 23.4 | 25.1 | 25.5 | 27 | 27.8 | 25.8 | 26.5 | 25.4 | 20.9 | 25.5 | 27.8 | 25 | 29.5 | 25.7 | 23 | 27.4 | 22.6 | 15.8 | 28.6 | 25.6 | 28.6 | 18.7 | 25 | 26.5 | 28.6 | 0
2791 | 26.7 | 23.3 | 25.7 | 31.4 | 24.5 | 20.3 | 23.4 | 27.1 | 23.4 | 24.5 | 31.6 | 31 | 30.7 | 28.5 | 24 | 16.4 | 23.9 | 23.6 | 21.7 | 29.3 | 27.8 | 26.8 | 21.1 | 27 | 28.8 | 27.1 | 25 | 28.1 | 28.5 | 26 | 26.1 | 23.4 | 29.6 | 32.6 | 24.5 | 25.9 | 26.4 | 27.6 | 27.8 | 25.7 | 26.6 | 26.8 | 23 | 25.4 | 27.8 | 27.2 | 30.2 | 27 | 25.7 | 27 | 26.2 | 18.1 | 29.4 | 25.8 | 28.8 | 19.2 | 25 | 26.5 | 29.6 | 0
2792 | 27.1 | 25.6 | 28.1 | 33 | 28 | 23 | 24.2 | 30.2 | 25.2 | 25.2 | 32.6 | 33.8 | 31.6 | 30.1 | 24.1 | 18.6 | 26.6 | 25.2 | 22.8 | 31.6 | 30.2 | 28.8 | 23 | 29.6 | 31 | 28.6 | 27.4 | 30.6 | 31.4 | 27.4 | 29 | 25.7 | 31.1 | 34.4 | 27 | 27.7 | 27.6 | 30.2 | 29.7 | 27.5 | 27 | 28.4 | 25.5 | 26 | 27.8 | 30 | 31.6 | 28 | 29 | 27.9 | 30 | 20.4 | 30.7 | 26.3 | 30.3 | 20.6 | 27 | 26.6 | 31 | 0
2793 | 28.4 | 29.5 | 32.8 | 35.7 | 30 | 27.4 | 26.1 | 34.4 | 28.1 | 28.5 | 34.3 | 36.4 | 31.1 | 31.6 | 25.4 | 21.8 | 28 | 28.9 | 23.6 | 34 | 34.5 | 31 | 23.9 | 32.5 | 31.6 | 30 | 31.2 | 34 | 33.8 | 29.4 | 30.2 | 27.5 | 32.7 | 36.1 | 33 | 28.4 | 29.4 | 33.5 | 31.4 | 30.5 | 28.3 | 30.3 | 29 | 28.5 | 29.6 | 32.1 | 32.9 | 30 | 31.3 | 30.5 | 32.7 | 21.8 | 31.7 | 27.9 | 31.1 | 22.6 | 33.6 | 28.4 | 32.3 | 0
2794 | 30.6 | 31.9 | 35 | 38 | 35 | 31 | 27.6 | 36.9 | 30.1 | 31 | 36 | 38.2 | 31.8 | 32 | 28.6 | 23.3 | 28.9 | 31.2 | 24.9 | 36.2 | 37.9 | 33 | 24.7 | 35.3 | 32.8 | 33 | 34.7 | 36.2 | 35.6 | 31.1 | 31.9 | 28.8 | 34.8 | 37.5 | 33.3 | 30.3 | 31.1 | 36 | 33.5 | 32.2 | 30.5 | 31.9 | 32 | 32.5 | 30.9 | 33.9 | 34.3 | 31.8 | 33 | 33.4 | 34.5 | 21.8 | 32.8 | 29.8 | 32.8 | 24.7 | 35.4 | 28.5 | 33.4 | 0
2795 | 33.4 | 33.9 | 35.7 | 40.4 | 37 | 34.1 | 29.7 | 37.7 | 31.4 | 33.8 | 37.8 | 39.4 | 32.6 | 33.6 | 31.2 | 25.4 | 29 | 32.2 | 26 | 37.6 | 40.8 | 36 | 25 | 37.6 | 38.5 | 35.7 | 37.5 | 38.2 | 36.6 | 32.8 | 32 | 29.8 | 36.7 | 38.4 | 34.7 | 32 | 32.6 | 37.5 | 34.8 | 33.2 | 31.3 | 33.2 | 34.7 | 36.2 | 32.8 | 34.9 | 35.4 | 34 | 33.8 | 35.6 | 35.4 | 20.6 | 33.4 | 30.7 | 34 | 26.4 | 40 | 29.5 | 34 | 0
2796 | 35.6 | 35.2 | 36.7 | 41.6 | 38 | 36.5 | 31 | 38.4 | 32.4 | 34.1 | 38.9 | 40 | 35.6 | 34.1 | 34.1 | 27.3 | 29.5 | 33.2 | 27.3 | 38.5 | 43.5 | 37.5 | 25.7 | 39.2 | 39.1 | 37.5 | 39.5 | 38.5 | 37.4 | 33.6 | 33 | 31.3 | 38.3 | 39 | 35.9 | 32.5 | 33.3 | 39 | 35.8 | 34.4 | 32.3 | 34 | 36 | 38 | 32.2 | 36.1 | 36.6 | 35.2 | 34.7 | 38 | 36.4 | 18.7 | 34.2 | 31.3 | 34.7 | 27.4 | 41.3 | 29.7 | 34.1 | 0
2797 | 37.3 | 36 | 37.2 | 42.8 | 39 | 37.6 | 33 | 39.1 | 33.2 | 37.9 | 39.8 | 40.3 | 38.3 | 34.3 | 35 | 28.1 | 29.8 | 33.7 | 27.7 | 38.7 | 44 | 38.5 | 26.1 | 40.1 | 40.5 | 39.1 | 41.5 | 39.2 | 38 | 34.3 | 32.2 | 31.7 | 39 | 39.4 | 36.7 | 32 | 33.7 | 40 | 35.8 | 34.9 | 31.9 | 34.6 | 36.9 | 39.7 | 31.6 | 37 | 37.6 | 36.5 | 35.2 | 39.3 | 37.5 | 16.8 | 34.4 | 31.6 | 35.1 | 27.6 | 41.2 | 29.9 | 33.7 | 0
2798 | 38 | 36.8 | 37.9 | 43.2 | 39.7 | 37.5 | 34 | 39.2 | 33.5 | 38.9 | 40 | 40.4 | 41.4 | 33.9 | 35.8 | 29.1 | 30.4 | 34.7 | 27.6 | 38.8 | 44.5 | 38.5 | 26.6 | 40.4 | 40.7 | 39.4 | 42.5 | 39 | 38.6 | 34.4 | 31.4 | 32.3 | 40 | 39.8 | 37.2 | 32 | 33.4 | 40.5 | 35.2 | 33.9 | 32.1 | 34.8 | 36.8 | 40 | 31.4 | 38 | 38.6 | 36.6 | 36 | 40.4 | 38.8 | 15.6 | 34.6 | 27.4 | 36.5 | 27.2 | 41.2 | 30 | 33 | 0
2799 | 38.4 | 36.9 | 38.4 | 43.9 | 39.9 | 36 | 34.4 | 39.7 | 33.7 | 39.4 | 40.2 | 40.3 | 42.1 | 33.3 | 36.9 | 29.3 | 30.2 | 34.7 | 26.2 | 38.6 | 44.5 | 39 | 26.2 | 40.2 | 40.7 | 40.2 | 42.7 | 39.7 | 38.6 | 34.6 | 28.4 | 32.2 | 40 | 40.1 | 37.3 | 32 | 33.1 | 40.3 | 34.8 | 34.5 | 32.6 | 34.9 | 36.9 | 40.5 | 31 | 38.2 | 39 | 36.9 | 36 | 40.8 | 39.4 | 15.1 | 34.1 | 26.8 | 32.5 | 26.6 | 41.3 | 30 | 32.1 | 0
2800 | 38.8 | 36.8 | 38.4 | 43.7 | 39.4 | 36.9 | 34.3 | 39.4 | 32 | 39.4 | 39.8 | 39.6 | 42.2 | 32.6 | 37.2 | 28.8 | 29.7 | 34.7 | 24.7 | 38.2 | 44.4 | 39.5 | 25.7 | 39.6 | 40 | 40 | 42.7 | 39.1 | 38 | 34.1 | 26.1 | 31.8 | 40.8 | 40.2 | 37.3 | 32 | 32.4 | 39.8 | 34.1 | 35.2 | 32.5 | 34.6 | 36.1 | 40.7 | 31 | 38.1 | 39 | 36.1 | 35.7 | 40.7 | 39.2 | 15.1 | 33.6 | 27.2 | 32.9 | 26.1 | 41 | 29.9 | 31.2 | 0
2801 | 39.7 | 36.6 | 38.4 | 43.2 | 38.9 | 35.2 | 33.9 | 39.4 | 29.7 | 37 | 39.4 | 38.4 | 40.4 | 31.9 | 37.2 | 28.3 | 28.2 | 34.2 | 23 | 37.2 | 43.4 | 38.5 | 24.6 | 38.4 | 39.6 | 39.8 | 42.7 | 38.4 | 36.4 | 33.4 | 23.2 | 31.5 | 40.3 | 39.8 | 37.6 | 32 | 31.8 | 40 | 32.8 | 31.3 | 31.6 | 34 | 35.3 | 40.5 | 30.4 | 37 | 38.2 | 35.4 | 34.6 | 40 | 37.4 | 15.2 | 32.8 | 27.3 | 33.1 | 25.8 | 40.6 | 29.9 | 30.4 | 0
2802 | 39.7 | 35.5 | 37.7 | 41.4 | 37.5 | 32.2 | 32.7 | 39.2 | 28.2 | 34.9 | 38.5 | 36.7 | 39.4 | 30.8 | 37 | 27.7 | 26.8 | 32.7 | 22.3 | 35.7 | 41.8 | 38.5 | 24.1 | 36.7 | 38.6 | 39.2 | 42.7 | 35.8 | 34.3 | 31.9 | 22.7 | 30.3 | 39.5 | 38.9 | 36.3 | 31 | 30.8 | 38.7 | 31.5 | 30 | 30.8 | 33 | 33.4 | 39.6 | 30.4 | 35.8 | 36.9 | 33.8 | 33.5 | 39.9 | 34.7 | 15 | 32.3 | 27.9 | 33.5 | 25.8 | 39.5 | 29.6 | 29.8 | 0
2803 | 39.2 | 33.3 | 35.6 | 39.6 | 35 | 30.1 | 31.2 | 37.4 | 27.6 | 32.6 | 37.7 | 35.1 | 37.6 | 30.4 | 36 | 26.7 | 25.3 | 30.5 | 22 | 33.4 | 39.8 | 37 | 23.4 | 34.8 | 37 | 38.2 | 41.2 | 33.6 | 31.9 | 30.4 | 22.1 | 29.3 | 38.3 | 37.6 | 32.8 | 30 | 30 | 35 | 30.5 | 27.3 | 30 | 32.1 | 31.7 | 38.2 | 29.8 | 34.1 | 34.9 | 32.7 | 32.1 | 38 | 31.1 | 14.4 | 31.5 | 27.7 | 32.6 | 25.7 | 35.7 | 29 | 29.3 | 0
2804 | 36.7 | 30.2 | 33.2 | 37.4 | 32.7 | 28.3 | 29.7 | 36.6 | 27.3 | 30.2 | 36.6 | 33.8 | 37 | 30.3 | 34.1 | 24.2 | 24.4 | 29.2 | 22.4 | 31 | 38 | 35.5 | 23.4 | 33 | 33 | 36 | 38.5 | 31 | 30.2 | 28.8 | 23 | 28.7 | 36.7 | 36 | 30.6 | 29.5 | 29.2 | 33.5 | 30.2 | 25.5 | 29.7 | 31.2 | 29.6 | 34.5 | 29.8 | 33 | 33 | 31.2 | 31.2 | 36.7 | 28 | 13.8 | 31 | 27.3 | 31.7 | 25.4 | 33.6 | 28.5 | 29 | 0
2805 | 33.9 | 27.8 | 32.2 | 36.2 | 31.4 | 27.1 | 29.2 | 35.3 | 27.3 | 28.5 | 35.9 | 33.1 | 35.6 | 29.9 | 31.1 | 24.2 | 23.6 | 28.2 | 22.4 | 28.7 | 36.7 | 34.5 | 23 | 31.5 | 32.8 | 34.2 | 38.2 | 30.2 | 29.2 | 27.9 | 22.6 | 27.8 | 35.9 | 34.5 | 29 | 28.8 | 28.8 | 32.5 | 29.8 | 25.1 | 29.5 | 30.7 | 28.4 | 32.3 | 29.5 | 31.9 | 31.1 | 30.5 | 30.3 | 35.9 | 25.4 | 13.4 | 30.1 | 27.3 | 30.7 | 24.8 | 32.3 | 28.4 | 28.7 | 0
2806 | 32.5 | 26.6 | 31.2 | 35 | 30.4 | 26.4 | 28.6 | 34.7 | 27.2 | 27.5 | 34.9 | 32.7 | 35.2 | 29.8 | 29.7 | 24.2 | 23.3 | 27.5 | 22.4 | 27.3 | 35.2 | 33.5 | 22.7 | 30.6 | 32.7 | 32.7 | 38.2 | 29.5 | 29.2 | 27.1 | 23.1 | 27.3 | 35.4 | 33.3 | 28.1 | 28.5 | 28.4 | 34.3 | 29.8 | 25.5 | 29.3 | 30.3 | 27.2 | 31.1 | 29.5 | 31.6 | 30.1 | 29.3 | 30.1 | 35.5 | 24 | 13.4 | 29.6 | 27 | 30.1 | 24.1 | 31.8 | 28.1 | 28.5 | 0
2807 | 31.6 | 25 | 31.2 | 34.6 | 29.8 | 25 | 28.3 | 33.1 | 27.2 | 26.9 | 34 | 32.2 | 34 | 29.8 | 28.4 | 23 | 22.6 | 26.9 | 21.8 | 26.8 | 33.6 | 32.5 | 21.8 | 30 | 32.4 | 32.1 | 37.2 | 29.6 | 29.4 | 26.8 | 22.6 | 26.8 | 34.5 | 32.4 | 28 | 28.5 | 28.2 | 33.5 | 29.8 | 25.7 | 28.8 | 30 | 26.6 | 29.6 | 29.6 | 31 | 29.7 | 28.2 | 29.4 | 34 | 23 | 13.8 | 29 | 26.8 | 30 | 23.4 | 30.3 | 28 | 28.4 | 0
2808 | 30.6 | 24.4 | 29.4 | 33.6 | 29.4 | 24.3 | 27.7 | 31.8 | 26.9 | 26.5 | 32.7 | 31.1 | 33.9 | 29.5 | 27 | 22 | 21.9 | 26.3 | 21.5 | 27.1 | 32.8 | 31.5 | 20.9 | 29.5 | 32.4 | 31 | 35.7 | 28.3 | 29.5 | 26.3 | 23.5 | 26.3 | 33.2 | 31.7 | 27.4 | 28 | 27.6 | 33 | 29.2 | 25 | 28.3 | 29.2 | 25.3 | 28.7 | 29.6 | 30.5 | 30.1 | 26.2 | 28.7 | 32.5 | 22.4 | 14.2 | 29.1 | 26.5 | 29.7 | 22.8 | 29.2 | 27.8 | 28.4 | 0
2809 | 30.2 | 24 | 29.7 | 32.9 | 29.1 | 24 | 26.6 | 30 | 26.9 | 26.4 | 31.8 | 29.5 | 32.7 | 29.5 | 26.1 | 21.9 | 20.4 | 26.2 | 20.8 | 27.6 | 35.2 | 31 | 19.4 | 28.9 | 32 | 29.7 | 34.7 | 27.2 | 28.8 | 25.9 | 23.2 | 25.4 | 32.1 | 31.2 | 26.7 | 27.5 | 27.2 | 32 | 29.2 | 23.9 | 28.2 | 28.2 | 24.2 | 28.1 | 29.4 | 29.1 | 30.4 | 24.8 | 26.9 | 31.6 | 21.3 | 14.2 | 28.9 | 26.3 | 29.6 | 22.2 | 28.5 | 27.8 | 28.3 | 0
2810 | 29 | 23.7 | 29.2 | 31.6 | 28.4 | 23.3 | 25.8 | 28.8 | 26.9 | 26.2 | 30.8 | 27.6 | 32.2 | 29.1 | 25.1 | 23.7 | 19 | 25.7 | 20.6 | 28 | 34.7 | 30.5 | 18.2 | 27.8 | 31.2 | 29.1 | 34.5 | 25 | 27.4 | 25.2 | 23.6 | 24.5 | 31.1 | 30.6 | 26.2 | 27 | 26.4 | 31 | 29.1 | 23.2 | 27.5 | 26.8 | 22.5 | 27.4 | 29.4 | 27.4 | 30.6 | 23.4 | 24.8 | 30.5 | 20 | 13.8 | 29 | 26.3 | 29.6 | 21.6 | 28.4 | 27.6 | 28.2 | 0
2811 | 28.3 | 26.9 | 28 | 30.9 | 27.4 | 22.9 | 25.4 | 27.4 | 26.9 | 26 | 30.5 | 26.2 | 30.5 | 28.7 | 24.3 | 22.9 | 17.6 | 25.3 | 20.2 | 27.8 | 34.3 | 29.7 | 16.9 | 26.5 | 24 | 28.9 | 33.2 | 24.1 | 25.6 | 24.9 | 22.4 | 24.5 | 30.4 | 30.1 | 26.2 | 26.5 | 25.9 | 30 | 28.8 | 22.9 | 27.3 | 25.7 | 21.4 | 26.7 | 29.4 | 25.2 | 30.1 | 23.5 | 22.3 | 29.5 | 18.6 | 13.3 | 28.5 | 26 | 29.6 | 20.8 | 28.4 | 27.4 | 28 | 0
2812 | 28.5 | 24.2 | 25.2 | 30 | 26 | 21.7 | 24.1 | 27.7 | 26.9 | 26 | 30.3 | 25.6 | 30.1 | 28.4 | 23.9 | 22.8 | 17.6 | 25.2 | 20.3 | 27.4 | 34 | 29.5 | 16.8 | 25.3 | 28.3 | 27.1 | 32 | 23.2 | 24.4 | 24.4 | 22.5 | 25 | 30 | 29.9 | 26.2 | 26 | 25.4 | 29.3 | 28.8 | 22.8 | 26.9 | 24.8 | 20.3 | 26.3 | 29.1 | 23.9 | 29.7 | 23.8 | 21.1 | 28.6 | 18.4 | 13.2 | 28.3 | 25.8 | 29.4 | 19.8 | 28.4 | 27.4 | 27.9 | 0
2813 | 28.8 | 23.8 | 24.2 | 29.8 | 25.6 | 21.5 | 23.3 | 27.7 | 26.9 | 25.9 | 28.6 | 29 | 30 | 28.3 | 23.6 | 23.2 | 20.6 | 24.5 | 20 | 25.4 | 33.7 | 29.5 | 18.8 | 24.8 | 28.3 | 27.6 | 31 | 23.4 | 23.6 | 23.4 | 20.4 | 24.8 | 29.6 | 29 | 26 | 25.6 | 26.4 | 28.3 | 28.5 | 22.5 | 26.9 | 26 | 23.2 | 26 | 28.7 | 30.4 | 26.6 | 25 | 24.4 | 28 | 18.8 | 13 | 27.6 | 25.8 | 29.1 | 22.4 | 27.7 | 27.2 | 28.4 | 0
2814 | 28.6 | 22.1 | 25.2 | 30.3 | 24.9 | 21.2 | 22.7 | 27.8 | 24 | 25.9 | 27.9 | 30.4 | 29.5 | 28.3 | 23.1 | 23.2 | 21.5 | 24.2 | 20.7 | 26.1 | 33.4 | 29.5 | 19.5 | 25.7 | 28.3 | 27.1 | 29 | 24.6 | 25.2 | 24.1 | 21.3 | 25.3 | 29.1 | 30 | 25.9 | 25.5 | 27 | 28.5 | 28.3 | 21.5 | 26.6 | 27 | 23.9 | 25.7 | 28.8 | 31.2 | 27.2 | 26.1 | 25.6 | 27.2 | 21.1 | 14 | 28.1 | 25.8 | 28.8 | 22.7 | 25.5 | 27.1 | 29.2 | 0
2815 | 28.5 | 22.9 | 24.3 | 31.5 | 25.9 | 21.2 | 22.7 | 26.7 | 24.2 | 26 | 29.4 | 31.8 | 29.6 | 29.3 | 23.1 | 23.7 | 22.6 | 24.2 | 21.4 | 27.1 | 33.1 | 29.5 | 20.9 | 28 | 28.3 | 26.9 | 28.2 | 27.6 | 27.6 | 25.5 | 22.9 | 27.3 | 29.1 | 31.7 | 26.3 | 25.5 | 28.1 | 30 | 28.3 | 21.5 | 26.5 | 27.7 | 25.3 | 25.2 | 28.4 | 31.7 | 28.4 | 27.9 | 27.4 | 27.1 | 24.2 | 14.8 | 28.6 | 25.8 | 28.6 | 22.5 | 26.5 | 27 | 30.2 | 0
2816 | 28.8 | 23.9 | 27.8 | 33 | 28.4 | 23.5 | 23.6 | 29.2 | 28.5 | 27.1 | 29.8 | 34 | 30.8 | 30 | 23.6 | 25.3 | 24.2 | 26.7 | 22.4 | 28.4 | 33.1 | 30.5 | 22.6 | 31 | 29.1 | 29.2 | 28.2 | 30.4 | 30.4 | 27.4 | 24.6 | 28.3 | 30 | 34.2 | 27.7 | 27 | 29.6 | 32.5 | 28.3 | 23.5 | 27 | 30 | 27.2 | 26.1 | 28.5 | 32.7 | 30.4 | 30 | 29.4 | 28.5 | 27 | 15.8 | 29.4 | 27.3 | 29.3 | 22.6 | 30 | 27.2 | 31.4 | 0
2817 | 30.5 | 32.1 | 31 | 35.2 | 31.5 | 27.3 | 25.5 | 35.1 | 30.4 | 29 | 32.8 | 35.1 | 32.2 | 31.4 | 25.7 | 26.9 | 25.4 | 33 | 23.1 | 29.8 | 33.4 | 33.1 | 24.4 | 34.1 | 31.7 | 32.4 | 30.8 | 34.2 | 32.9 | 29.3 | 26.5 | 29 | 32.5 | 36.1 | 29.5 | 28.3 | 31.1 | 35.5 | 29.6 | 25.6 | 29.4 | 31.2 | 29.8 | 29.2 | 30.8 | 33.8 | 32.4 | 31.9 | 30.9 | 30.8 | 29.6 | 16 | 29.9 | 29.6 | 30.2 | 22.3 | 33.5 | 28.2 | 32.6 | 0
2818 | 32 | 33.1 | 34 | 37.3 | 34.1 | 31.4 | 27.7 | 36.4 | 31.8 | 30.5 | 34.1 | 36.7 | 34.2 | 32.7 | 28.3 | 28.1 | 26.7 | 33 | 23.9 | 31.1 | 34.6 | 35.6 | 26 | 36.4 | 32.3 | 36.3 | 33.5 | 36.6 | 34.7 | 30.9 | 28.1 | 22.5 | 34.2 | 37.8 | 31.4 | 31 | 32.3 | 37.8 | 31.9 | 27.3 | 30.3 | 33.4 | 32.3 | 33.6 | 32.1 | 35.9 | 34.5 | 33.4 | 32.2 | 33 | 31.5 | 16.2 | 30.6 | 30.1 | 32 | 22.5 | 35 | 29 | 33.8 | 0
2819 | 34.6 | 35.2 | 36.5 | 39.6 | 37.1 | 34.5 | 30.1 | 37.8 | 32.6 | 32.9 | 37 | 37.4 | 35.8 | 33 | 30.6 | 29.7 | 27.4 | 33 | 24.4 | 32.6 | 36.3 | 37.6 | 27 | 38 | 33 | 38.2 | 35.8 | 39 | 36 | 32.2 | 29.4 | 22 | 36 | 38.6 | 33.7 | 31.7 | 33 | 39 | 34.7 | 29.2 | 30.9 | 34.4 | 34.8 | 37 | 32.6 | 38 | 36 | 34.4 | 33 | 35.7 | 33.4 | 16 | 31.2 | 31.1 | 33.1 | 22.8 | 36.6 | 29.4 | 34.8 | 0
2820 | 36.6 | 36.1 | 37.5 | 41.2 | 39.6 | 36.4 | 31.3 | 38.7 | 33.5 | 34.1 | 37.6 | 39 | 37.6 | 33.1 | 32.4 | 30.8 | 28.1 | 33 | 25 | 34.1 | 38.5 | 39.1 | 27.4 | 38.7 | 37.5 | 39.7 | 39.5 | 39.5 | 36.9 | 33.2 | 30.1 | 23 | 37.4 | 39.4 | 35 | 32.2 | 33.3 | 39.5 | 36.5 | 31.5 | 31.5 | 36.2 | 36.5 | 39.6 | 33 | 40.3 | 37.4 | 35.1 | 34 | 38 | 35.1 | 16.4 | 32 | 31.8 | 34.1 | 23.8 | 39.8 | 30 | 35.4 | 0
2821 | 38.2 | 37.2 | 38.2 | 42.5 | 41.2 | 37.3 | 30.8 | 39.6 | 33.3 | 34.8 | 40.1 | 39.7 | 38.8 | 33.7 | 33.9 | 31.6 | 28.3 | 33 | 25.4 | 35.7 | 40.8 | 39.6 | 27.1 | 39.2 | 37.5 | 40.4 | 40.8 | 40.4 | 37.5 | 33.9 | 30.5 | 27.5 | 39.4 | 39.9 | 35.9 | 32.2 | 33.2 | 40.2 | 37.6 | 32.8 | 31.9 | 36.1 | 37.6 | 40.7 | 32.5 | 41 | 38.2 | 35.6 | 34.8 | 39.6 | 36.9 | 16.6 | 32.6 | 31.7 | 35.4 | 24.5 | 40.1 | 30.5 | 35.4 | 0
2822 | 39.6 | 37.8 | 38.5 | 43 | 41.7 | 38.1 | 31.1 | 40.4 | 32.6 | 34.9 | 41 | 40.6 | 40 | 33.4 | 35.6 | 32.3 | 28.4 | 33 | 25.6 | 37 | 42.9 | 39.6 | 26.4 | 39.6 | 40.5 | 41.7 | 41.6 | 40.2 | 38 | 34.4 | 30.4 | 27.5 | 39.3 | 40.6 | 36.9 | 32.2 | 33 | 40.2 | 39 | 34 | 32 | 36 | 37.8 | 40.5 | 31.7 | 40.4 | 38.6 | 36 | 35.8 | 40.8 | 38.2 | 17 | 33 | 31.8 | 28.2 | 25.2 | 40.3 | 30.7 | 34.8 | 0
2823 | 40.3 | 38.6 | 38.7 | 43.1 | 42.1 | 38.6 | 29.4 | 40.4 | 33 | 35.2 | 43.5 | 39.9 | 40.4 | 32.2 | 35.6 | 32.8 | 27.8 | 33 | 25.3 | 37.8 | 44.4 | 39.8 | 25.4 | 40 | 40.8 | 41.5 | 42 | 40.7 | 38.1 | 34.5 | 30 | 28 | 40 | 40.8 | 37.3 | 32 | 32.6 | 40.5 | 36.2 | 35 | 31.9 | 33.7 | 37.5 | 41.1 | 31.5 | 37.8 | 38.1 | 36.2 | 36.3 | 40.8 | 38.9 | 16.7 | 32.7 | 32.1 | 26.4 | 24.9 | 40.5 | 30.7 | 33.6 | 0
2824 | 40.7 | 38.1 | 38.4 | 42.4 | 42.1 | 37.7 | 25.7 | 40.2 | 32 | 34.8 | 42.6 | 39.3 | 40.7 | 31.4 | 37 | 32 | 27.1 | 33 | 24.9 | 37.7 | 44.7 | 39.6 | 24.3 | 40 | 41 | 41.2 | 42.4 | 39.8 | 37.7 | 34 | 29 | 29 | 40 | 41 | 37.3 | 32 | 32.1 | 40.4 | 34.7 | 34.8 | 31.9 | 32.2 | 36.3 | 41.3 | 31.5 | 34.8 | 37.4 | 36 | 36.3 | 41.5 | 38.4 | 16.4 | 32.3 | 31.5 | 27.1 | 24.5 | 40.5 | 30.5 | 32.1 | 0
2825 | 40.8 | 37.6 | 38.4 | 41.4 | 40.6 | 37 | 25.8 | 39.8 | 30.8 | 33.8 | 41 | 37.6 | 40.2 | 30.7 | 37 | 31.3 | 26 | 33 | 24.2 | 36.6 | 44.1 | 39.1 | 23.4 | 39.2 | 40.8 | 41.7 | 42 | 38.8 | 36.6 | 33 | 27.8 | 28.4 | 40.1 | 40.4 | 37 | 31.7 | 31.4 | 40.9 | 32.7 | 34.6 | 31.4 | 30 | 34.8 | 41.4 | 31.6 | 31.8 | 35.9 | 35.2 | 35.6 | 41 | 36.8 | 15.4 | 31.5 | 31 | 27.3 | 23.6 | 40.3 | 30.5 | 30.8 | 0
2826 | 40.9 | 35.6 | 38.4 | 39.7 | 39.6 | 32.1 | 25.7 | 39.3 | 29.7 | 32.4 | 35.3 | 36.8 | 39.4 | 30.3 | 37 | 29.5 | 25.2 | 33.2 | 23.6 | 34.7 | 42.9 | 38.6 | 22.8 | 37.4 | 40 | 40.7 | 41.5 | 35.9 | 34.9 | 31.5 | 26.2 | 27.5 | 39.2 | 39.6 | 36.1 | 31 | 30.5 | 40.2 | 31.2 | 33.8 | 30.4 | 29.7 | 32.7 | 40.8 | 30.8 | 30.4 | 34.3 | 33.8 | 34.6 | 40.7 | 34.3 | 14.8 | 30.9 | 30.3 | 27.6 | 23.2 | 40.8 | 30 | 29.9 | 0
2827 | 39.9 | 33.5 | 37 | 38.3 | 37.6 | 29.9 | 25.5 | 37.2 | 29.6 | 31.3 | 31.2 | 35.5 | 37.7 | 30.2 | 35.6 | 27.5 | 24.2 | 33.2 | 23 | 32.5 | 41.4 | 37.6 | 22.4 | 35.1 | 38.3 | 39.7 | 40.8 | 33.7 | 33.1 | 29.8 | 25 | 27 | 37.9 | 38.1 | 34.3 | 29.9 | 29.4 | 36.8 | 30.4 | 32.3 | 29.8 | 28.9 | 30.8 | 37.8 | 30.2 | 29.8 | 32.3 | 32 | 33.3 | 39.2 | 31.9 | 13.9 | 30.3 | 28.5 | 27.5 | 22.8 | 38.3 | 29 | 29.5 | 0
2828 | 35.6 | 31.6 | 34 | 36.8 | 37.1 | 27.7 | 25.2 | 34.4 | 24.6 | 29.8 | 27.2 | 35 | 36 | 30.2 | 33.1 | 25.9 | 23.6 | 33.2 | 22.6 | 30.4 | 39.6 | 35.6 | 22.2 | 32.6 | 36.3 | 37.7 | 39.6 | 31.4 | 31.6 | 28.2 | 24 | 26 | 36.8 | 36.8 | 32.9 | 29.2 | 28.4 | 35.2 | 30.1 | 30.7 | 29.4 | 29 | 29 | 36.1 | 29.6 | 30.4 | 30.6 | 30.2 | 32.2 | 37.3 | 29.8 | 13.6 | 30 | 27.3 | 27.8 | 22.8 | 36.6 | 28.5 | 29.6 | 0
2829 | 33.9 | 28.6 | 32.5 | 35.9 | 35.6 | 27 | 25 | 33.2 | 25.1 | 28.7 | 28.2 | 33.8 | 34 | 29.8 | 31.4 | 19.9 | 22.9 | 33.2 | 22.1 | 28.9 | 37.7 | 35.1 | 22.1 | 30.8 | 34 | 35.8 | 37.3 | 31.1 | 30.6 | 27 | 23.7 | 25 | 35.8 | 35.3 | 32.3 | 28.7 | 27.7 | 33.1 | 29.7 | 29.2 | 29.2 | 27.6 | 27.9 | 34.1 | 29.4 | 30.5 | 28.9 | 28.8 | 31.2 | 36.4 | 28.6 | 13 | 29.6 | 27.4 | 27.5 | 22.5 | 35.2 | 28.2 | 29.7 | 0
2830 | 32.7 | 30 | 32.1 | 35 | 35 | 25.9 | 24.7 | 31.2 | 25.3 | 28.1 | 29.6 | 33.3 | 32.8 | 29.7 | 29.7 | 19.4 | 22.6 | 33.2 | 21.9 | 27.9 | 36.3 | 33.8 | 21.9 | 29.8 | 32.5 | 34.7 | 35.3 | 30.7 | 30 | 26.4 | 23.6 | 24.3 | 35 | 34.6 | 31.4 | 28.7 | 27.4 | 32.6 | 29.2 | 28 | 28.9 | 27.1 | 26.9 | 32 | 29 | 30.6 | 28 | 28 | 30.7 | 35.5 | 27.5 | 13.1 | 29.4 | 27.6 | 27.5 | 22.5 | 33.5 | 28 | 29.8 | 0
2831 | 32 | 28.8 | 32.4 | 34.2 | 34.2 | 24.8 | 24.2 | 31 | 25.6 | 27.7 | 33.2 | 32.4 | 32.2 | 29.6 | 28.3 | 19.4 | 22.2 | 33.2 | 21.5 | 27.4 | 35.3 | 31.6 | 21.6 | 29.6 | 32 | 33.6 | 34.8 | 31 | 29.6 | 26.2 | 23.6 | 23.5 | 34.3 | 34 | 30.3 | 27.2 | 27.4 | 32.8 | 28.7 | 27.5 | 28.4 | 26 | 26.2 | 30.9 | 28.9 | 29.8 | 27.6 | 27.6 | 30 | 34.4 | 26.4 | 13 | 29 | 27.6 | 27.5 | 22.2 | 32.8 | 28 | 29.6 | 0
2832 | 30.5 | 26.8 | 32.1 | 33 | 32.9 | 24 | 23.7 | 31 | 25.5 | 26.9 | 33.3 | 32.4 | 32.7 | 29.5 | 27 | 18.8 | 22.2 | 33.2 | 21.2 | 27 | 34.3 | 30.6 | 21.2 | 29.4 | 31.4 | 33 | 34.2 | 29.5 | 28.8 | 26.1 | 23.1 | 23 | 33.7 | 33.9 | 29.9 | 27.7 | 27.6 | 30.7 | 28.3 | 26.7 | 27.9 | 26.7 | 25.2 | 30 | 28.5 | 29.4 | 28 | 27.3 | 29.3 | 32.5 | 24.4 | 13.4 | 28.9 | 27.2 | 26.6 | 22.3 | 30.8 | 27.5 | 29.2 | 0
2833 | 30.1 | 25.8 | 31.1 | 31.9 | 31.6 | 23.5 | 24 | 30.7 | 25.3 | 26.9 | 33.3 | 31.6 | 33.1 | 29.5 | 26.4 | 18.7 | 21.9 | 33.2 | 20.8 | 26.6 | 32.5 | 31.1 | 20.5 | 29 | 31.3 | 32.7 | 33.5 | 27.8 | 27.5 | 25.7 | 22.3 | 23.1 | 33.1 | 33.3 | 29.5 | 27.4 | 27.6 | 30.2 | 28.2 | 25.2 | 27.8 | 26.9 | 24.4 | 29 | 28.2 | 28.8 | 28.1 | 26.8 | 28 | 31.7 | 22 | 13.3 | 28.5 | 27 | 26.5 | 22.2 | 30 | 27.5 | 28.6 | 0
2834 | 29.5 | 24.6 | 29.5 | 30.6 | 29.6 | 23.5 | 23.8 | 30.3 | 25 | 26.8 | 30.4 | 31.2 | 33.4 | 29.5 | 25.2 | 18.9 | 21.6 | 33.2 | 20.4 | 26 | 31.6 | 31.6 | 19.8 | 27.8 | 31.3 | 31.7 | 32.8 | 25 | 25.8 | 25 | 21.2 | 23.5 | 32.4 | 32.4 | 29.3 | 26.9 | 27.4 | 30.7 | 28.2 | 24.3 | 27.4 | 27.8 | 23.5 | 28.1 | 27.9 | 29 | 28.2 | 26 | 26.6 | 30.7 | 19.4 | 13.4 | 28.2 | 27 | 26.5 | 22.4 | 29.6 | 27.5 | 28.2 | 0
2835 | 28.8 | 23.1 | 28.5 | 30 | 29.6 | 23.5 | 23.7 | 30.2 | 24.8 | 26.7 | 29.6 | 29.8 | 32.6 | 29.4 | 24.6 | 18.4 | 20.9 | 33.2 | 19.9 | 25.5 | 30.7 | 30.6 | 19.1 | 26.4 | 29.2 | 31.1 | 31.6 | 23.6 | 24.2 | 24.1 | 20.4 | 23.5 | 31.9 | 30.8 | 28.9 | 26.5 | 26.9 | 30.7 | 27.8 | 23.8 | 27.2 | 27 | 23.1 | 27.4 | 27.1 | 29.2 | 27.6 | 25.2 | 25.1 | 29.8 | 17.8 | 12.9 | 27.7 | 26.9 | 26.5 | 22.3 | 29.6 | 27.5 | 27.9 | 0
2836 | 28.2 | 23.1 | 28.5 | 29.5 | 29.1 | 22.1 | 23.6 | 29.9 | 24.6 | 26.6 | 27.8 | 29.4 | 31.5 | 29.3 | 24.3 | 18.4 | 20.7 | 33.2 | 19.9 | 25.2 | 29.6 | 30.1 | 18.7 | 25.1 | 29.2 | 31 | 30.5 | 22.4 | 23.3 | 23.5 | 20 | 23.5 | 31.4 | 29.6 | 28.3 | 26.2 | 26.5 | 29.9 | 27.7 | 23.3 | 26.9 | 26.9 | 22.8 | 26.8 | 26.9 | 30 | 27 | 24.7 | 24.3 | 29.2 | 17.5 | 12.9 | 27.6 | 26.8 | 26.4 | 22.5 | 28.4 | 27.5 | 28 | 0
2837 | 27.7 | 22.7 | 28 | 28 | 28.6 | 21.5 | 23.4 | 28.3 | 24.2 | 26.6 | 27 | 28.8 | 26.4 | 29.2 | 23.9 | 18.5 | 20.8 | 33.2 | 20.4 | 24.4 | 29 | 30.1 | 21 | 24.8 | 29.2 | 30.2 | 29.6 | 24.2 | 26.6 | 22.6 | 21.6 | 23.5 | 31.2 | 29.8 | 27.8 | 25.3 | 25.8 | 29.9 | 27.7 | 22.5 | 26.1 | 25.2 | 23.6 | 25.8 | 26.8 | 26.6 | 26.2 | 24.4 | 25.2 | 28.7 | 16.4 | 12.2 | 28 | 26.6 | 26.4 | 21 | 27.3 | 27.3 | 28.6 | 0
2838 | 27.2 | 25.4 | 26.5 | 28.4 | 27.6 | 21.1 | 23.3 | 27 | 24 | 26.7 | 26.7 | 29.2 | 27.1 | 28.7 | 23.5 | 17.9 | 21.2 | 33.2 | 21.2 | 25.4 | 29 | 29.8 | 21.5 | 25.4 | 29.1 | 27.7 | 28.3 | 25.5 | 27.4 | 23.7 | 23.2 | 23.8 | 30.9 | 30.2 | 27.8 | 25.7 | 26.6 | 29.3 | 27.1 | 22.2 | 25.9 | 25.9 | 24.5 | 25.2 | 26.4 | 27.2 | 27.2 | 24.5 | 25.9 | 28 | 18.6 | 12.7 | 28.4 | 26.7 | 26.5 | 21.1 | 26 | 26.8 | 29.5 | 0
2839 | 27.4 | 25.8 | 26.5 | 29.8 | 28 | 21.8 | 23.4 | 27.1 | 24.6 | 26.7 | 26.7 | 30.7 | 28.6 | 29.3 | 23.4 | 18.4 | 22.3 | 33.2 | 21.7 | 27.2 | 29.3 | 29.6 | 22.4 | 26.6 | 29.1 | 27.8 | 28.8 | 28.1 | 28.5 | 25.3 | 25.1 | 24 | 30.9 | 31 | 28 | 25.8 | 27.8 | 29.7 | 26.7 | 21.8 | 25.7 | 26.8 | 25.6 | 25.4 | 26.9 | 27.9 | 28.7 | 26.2 | 26.9 | 28.2 | 21.7 | 13.7 | 28.9 | 26.8 | 26.5 | 21.2 | 26 | 27 | 30.6 | 0
2840 | 28.5 | 28 | 28.5 | 32.2 | 29.1 | 24.4 | 23.8 | 29.4 | 26.6 | 27.2 | 27.8 | 32.6 | 30.6 | 30.3 | 23.4 | 20.4 | 23.8 | 33.2 | 22.8 | 30.2 | 32.1 | 32.1 | 23.4 | 29.8 | 29 | 29.2 | 29.6 | 30.8 | 29.8 | 27.4 | 27.4 | 24.5 | 31.4 | 32.2 | 28.9 | 27.2 | 29.4 | 31.4 | 28.8 | 23.4 | 25.9 | 28 | 27.4 | 26.5 | 28.2 | 30.2 | 30 | 29 | 29 | 29 | 26.4 | 14.4 | 29.5 | 28 | 27.5 | 21.8 | 28.2 | 27.5 | 32.2 | 0
2841 | 30.5 | 31.2 | 32.1 | 34.6 | 31.3 | 27.8 | 25.5 | 34.3 | 29.2 | 29.1 | 29.1 | 34.4 | 32.8 | 32 | 25.6 | 23.4 | 25.5 | 30.9 | 23.6 | 32.6 | 35.7 | 34.8 | 24.4 | 32.6 | 30.8 | 33.4 | 33.5 | 34 | 30.8 | 29.4 | 28.8 | 24.6 | 33.9 | 33.6 | 29.3 | 29.1 | 30.8 | 34.9 | 32.4 | 28.3 | 28.2 | 29.1 | 29.4 | 29.5 | 30.3 | 32.3 | 31.6 | 32.3 | 30.4 | 31.6 | 29.9 | 15.4 | 30 | 29.9 | 28.3 | 22.3 | 33.8 | 27.6 | 33.5 | 0
2842 | 31.7 | 32.4 | 33.8 | 36.8 | 32.4 | 31.1 | 27.5 | 36.7 | 31.7 | 30.8 | 31.4 | 35.3 | 34.8 | 33 | 28.7 | 25.5 | 26.8 | 31.7 | 24.9 | 34.7 | 38.2 | 36.8 | 25.2 | 35.9 | 31.5 | 37 | 35.7 | 36.3 | 31.6 | 31.4 | 30.1 | 25.2 | 35.8 | 35.1 | 30.2 | 30.5 | 31.9 | 35 | 34.4 | 31.8 | 30.5 | 30.3 | 32.3 | 33.1 | 31.2 | 35.6 | 33.1 | 34.8 | 32.3 | 34.7 | 33.2 | 16 | 30.5 | 30.9 | 30 | 23.4 | 35 | 28.2 | 34.7 | 0
2843 | 34.5 | 32.9 | 36.6 | 38.4 | 33.7 | 34 | 28.5 | 38.2 | 34 | 32.6 | 33.6 | 35.6 | 36.4 | 33.8 | 30.2 | 27.5 | 27.6 | 32.7 | 26 | 35.6 | 40.9 | 38.3 | 25.8 | 37.8 | 33.2 | 39.4 | 38 | 38.4 | 32 | 33 | 30.6 | 27.7 | 37.2 | 36.6 | 31.7 | 31.2 | 32.6 | 37.6 | 35.8 | 33.6 | 31.1 | 31.4 | 35 | 35.7 | 31.1 | 38 | 34.8 | 36 | 33.4 | 36.8 | 34.6 | 17 | 31 | 32.3 | 31.4 | 24.2 | 36.2 | 28.4 | 35.2 | 0
2844 | 36.7 | 34.4 | 38.1 | 39.6 | 35.4 | 36.2 | 30.3 | 39.6 | 34.6 | 34 | 36.4 | 35.7 | 37.5 | 34.6 | 32.4 | 29.2 | 27.8 | 33.4 | 27.3 | 36.4 | 43 | 39.3 | 26.1 | 39.8 | 37.3 | 40.5 | 40 | 39.3 | 32.5 | 34.4 | 31.4 | 27.2 | 38.4 | 38 | 33.6 | 31.5 | 33.1 | 38.4 | 37 | 34.5 | 32.1 | 32.6 | 37.6 | 38 | 31.7 | 40.4 | 36.2 | 35.4 | 35 | 38.9 | 36.2 | 17.7 | 31.5 | 32.8 | 32.9 | 25.3 | 39 | 30.3 | 35.5 | 0
2845 | 38.4 | 36 | 39.1 | 40.4 | 36.9 | 37.2 | 31.1 | 40.3 | 34.6 | 34.6 | 38.5 | 36.3 | 38.3 | 34.8 | 33.6 | 29.9 | 27.6 | 33.7 | 27.7 | 36.5 | 43.8 | 40.3 | 26.3 | 40.4 | 38.9 | 41.8 | 41.4 | 40.2 | 33 | 35.2 | 31.8 | 28.2 | 39.2 | 39.2 | 34.3 | 31.8 | 33.1 | 38.4 | 36.7 | 35.8 | 31.2 | 33.6 | 38.9 | 39.8 | 31.7 | 40.5 | 37.6 | 33.8 | 35.5 | 40.8 | 36.5 | 18.7 | 31.8 | 32.9 | 33.6 | 25.6 | 39.6 | 30.4 | 35.1 | 0
2846 | 39.5 | 37.1 | 39.6 | 41.2 | 38.3 | 38 | 31.6 | 40.3 | 34.7 | 34.8 | 40.2 | 37.4 | 38.8 | 34.7 | 35.4 | 31 | 27.2 | 33.9 | 27.6 | 37 | 44.8 | 40.8 | 26.4 | 41 | 40.5 | 42 | 41.8 | 40.4 | 33.6 | 35.6 | 32.2 | 29.7 | 40.1 | 40 | 34.8 | 31.8 | 33 | 38.9 | 36 | 35.8 | 32.5 | 34.4 | 38.8 | 41 | 31.3 | 39.4 | 38.4 | 32 | 35.8 | 41.8 | 37.4 | 19.4 | 32 | 32.9 | 34.4 | 25.6 | 40.5 | 30.4 | 34.4 | 0
2847 | 40.1 | 36.9 | 39.1 | 41.6 | 38.7 | 37 | 31.5 | 40.2 | 34.7 | 35 | 40.5 | 38.4 | 39.1 | 33.6 | 36.2 | 31.2 | 26.7 | 33.9 | 26.2 | 36.9 | 44.9 | 40.8 | 26.3 | 40.2 | 41.4 | 42.7 | 41.8 | 40.8 | 33.9 | 35.3 | 31.7 | 30.7 | 39.6 | 40.3 | 35.3 | 31.6 | 32.5 | 37.3 | 35.3 | 36.3 | 32.3 | 34.7 | 37 | 41.5 | 31.3 | 36 | 38.7 | 30.8 | 34.4 | 42.1 | 37.1 | 20.1 | 31.8 | 32.2 | 35.2 | 24.5 | 41 | 30.4 | 33.3 | 0
2848 | 40.6 | 37.4 | 38.8 | 41.9 | 38.6 | 36.8 | 31.4 | 40.2 | 34.8 | 34.3 | 40.6 | 38.3 | 39 | 32.1 | 37.1 | 31.4 | 26.2 | 33.9 | 24.7 | 37 | 44.8 | 41.3 | 25.8 | 39.7 | 41.2 | 42.8 | 41.8 | 40.3 | 33.8 | 34.5 | 31 | 30.7 | 40.3 | 40.1 | 35.7 | 31.6 | 31.9 | 35.8 | 35.3 | 36.2 | 32 | 34.4 | 34.6 | 42 | 31 | 33 | 38.2 | 30.2 | 32.8 | 42.2 | 37 | 20 | 31.3 | 31.3 | 30.1 | 23.6 | 41 | 30.8 | 32.2 | 0
2849 | 40.5 | 36.9 | 38.6 | 41.4 | 38 | 35.2 | 30.5 | 40.2 | 32.7 | 33.6 | 39.8 | 36.2 | 38.4 | 31.1 | 37 | 31 | 25.4 | 33.9 | 23 | 36.1 | 43.3 | 40.3 | 25 | 38 | 41 | 42.5 | 41.7 | 39.4 | 33 | 33 | 29.6 | 29.2 | 39.9 | 39.4 | 35.6 | 31.6 | 31 | 34.8 | 33.9 | 35.8 | 31.8 | 33.6 | 32.1 | 42 | 31.1 | 30 | 37.2 | 30 | 30 | 42.1 | 35.6 | 19.4 | 30.5 | 31.3 | 28.4 | 22.4 | 41 | 30.5 | 31.2 | 0
2850 | 40.5 | 36.2 | 38.6 | 40.5 | 37.4 | 32.3 | 30 | 40.1 | 30.7 | 32.3 | 39.3 | 32.1 | 37.3 | 30.5 | 36.6 | 30 | 24.4 | 34.3 | 22.3 | 34.9 | 41.1 | 38.5 | 23.9 | 36.7 | 40.2 | 41.9 | 41.5 | 37.3 | 31.8 | 31.4 | 28.5 | 27.2 | 39.2 | 38.4 | 35.2 | 30.8 | 30.1 | 34.4 | 32.3 | 35.3 | 31 | 32.5 | 30.7 | 40.4 | 30.4 | 29.2 | 35.7 | 29.4 | 27.9 | 41.3 | 34.2 | 18 | 29.8 | 30.9 | 28.7 | 22.1 | 41.4 | 30.3 | 30.6 | 0
2851 | 39.2 | 34.4 | 37 | 38.8 | 35.9 | 28.9 | 28.4 | 38.6 | 29.1 | 30.6 | 38.2 | 27 | 35.7 | 30.5 | 35.9 | 27.5 | 23.2 | 34.3 | 22 | 32.5 | 40 | 36.8 | 22.7 | 33.9 | 38 | 40.9 | 40.4 | 35.3 | 30.3 | 29.6 | 27.2 | 26.7 | 38.3 | 37.4 | 33.7 | 30.1 | 29.1 | 32.7 | 30.9 | 33.1 | 30.1 | 31.2 | 30 | 37 | 29.8 | 28.8 | 34.6 | 28.3 | 25.5 | 39.6 | 31.1 | 16.8 | 29.3 | 30.8 | 29.3 | 21.8 | 37.5 | 29.3 | 30.2 | 0
2852 | 37.4 | 31.2 | 35.6 | 37 | 34.2 | 26.7 | 28 | 36.1 | 28.2 | 29.5 | 37.2 | 22.4 | 34 | 29.9 | 33.2 | 23.5 | 22 | 34.3 | 22.4 | 30 | 38.3 | 34.3 | 21.6 | 31.2 | 36.6 | 38.8 | 38.3 | 33.2 | 29 | 28 | 26.4 | 26.7 | 36.9 | 36.6 | 32.6 | 29.7 | 28.4 | 31.5 | 30.1 | 31.1 | 29.9 | 30 | 30.1 | 33.5 | 29.1 | 29.6 | 33.6 | 26.6 | 24.2 | 38.5 | 28 | 15.6 | 29 | 30.3 | 29.3 | 22 | 35.2 | 28.6 | 30 | 0
2853 | 33.5 | 28.9 | 33.6 | 35.2 | 32.9 | 25.5 | 27.5 | 34.2 | 27.3 | 29 | 35.4 | 19.9 | 32.5 | 29.6 | 31.1 | 21.1 | 21.2 | 34.2 | 22.4 | 27.2 | 36.9 | 32.5 | 20.9 | 27.6 | 35.6 | 37.4 | 37.7 | 32.1 | 28.2 | 26.6 | 25.4 | 26.7 | 36.5 | 36 | 31.4 | 29.4 | 27.8 | 30.9 | 29.6 | 29.4 | 29.7 | 28.9 | 29.9 | 31.8 | 28.6 | 29.3 | 33.1 | 25.2 | 23 | 37.1 | 24 | 15.3 | 28.9 | 29.8 | 28.9 | 21.7 | 33.4 | 28.3 | 29.7 | 0
2854 | 32.6 | 27.4 | 32.1 | 34.1 | 31.9 | 24.5 | 25.7 | 34.1 | 27.2 | 28.6 | 34 | 20.1 | 31.3 | 29.5 | 29.2 | 20.7 | 20.9 | 33.9 | 22.4 | 25.7 | 35.9 | 31.3 | 20.7 | 25.6 | 33.5 | 35.4 | 35.4 | 31.1 | 27.9 | 25.7 | 25.1 | 26.2 | 35.6 | 35.4 | 30.2 | 29.4 | 27.5 | 30.4 | 29.4 | 27.8 | 29.7 | 28.1 | 29.4 | 30.5 | 28.6 | 29.3 | 32.5 | 24.3 | 23.4 | 36.6 | 21.5 | 15 | 29 | 29.4 | 28.8 | 21.7 | 32.8 | 28 | 29.6 | 0
2855 | 31.5 | 26.6 | 32.1 | 33.4 | 31 | 24.1 | 23.4 | 32.7 | 27.5 | 28.5 | 32.4 | 22.6 | 30.4 | 29.5 | 27.6 | 20.4 | 21 | 33.7 | 21.8 | 25 | 34.8 | 30.3 | 20.8 | 24.4 | 33 | 33.9 | 34.9 | 30.6 | 28 | 25 | 24.6 | 25.7 | 34.4 | 34.8 | 28.3 | 29.1 | 27.4 | 29.7 | 29 | 26.8 | 29.4 | 27.4 | 28.1 | 29.3 | 28.2 | 28.4 | 31.6 | 24.4 | 24 | 36 | 19.6 | 15 | 29 | 29.3 | 28.4 | 21.4 | 31.6 | 27.8 | 29.4 | 0
2856 | 31.1 | 26.1 | 32.1 | 33.2 | 29.9 | 23.7 | 20 | 32.4 | 27.2 | 28.1 | 31.7 | 26 | 29.7 | 29.5 | 26.7 | 18.9 | 21.3 | 33.4 | 21.5 | 25.8 | 33.4 | 29.8 | 21.1 | 25.4 | 32 | 32.9 | 32.7 | 29.2 | 28.2 | 24.6 | 24.5 | 25.2 | 33 | 33.9 | 26.8 | 28.8 | 27.4 | 29.6 | 28.4 | 25.8 | 29.2 | 26.8 | 26.8 | 28.4 | 28.1 | 28.6 | 30 | 25.1 | 25.8 | 35.8 | 19.6 | 14.3 | 29 | 28.8 | 28.4 | 21.6 | 31.8 | 27.6 | 29.4 | 0
2857 | 30.4 | 25.9 | 30.6 | 32.7 | 29.1 | 23.5 | 18.7 | 31.6 | 26.5 | 28 | 30.9 | 29 | 29 | 29.3 | 25.6 | 18.5 | 21.6 | 32.7 | 20.8 | 26.4 | 33.5 | 29.3 | 21.2 | 26.4 | 30.4 | 31.9 | 31.5 | 27.7 | 28 | 24 | 23.7 | 24.9 | 32.2 | 32.8 | 26.1 | 28.5 | 27.2 | 28.7 | 28.4 | 25.3 | 28.9 | 26.2 | 25.2 | 27.9 | 27.8 | 28.2 | 28.3 | 26.1 | 26.8 | 34.9 | 19.3 | 13.5 | 28.7 | 28.4 | 28.3 | 21.5 | 31.7 | 27.6 | 29.2 | 0
2858 | 30.1 | 25.4 | 31.4 | 31.8 | 28.8 | 23.5 | 18.9 | 30.2 | 24.7 | 28 | 30.4 | 30.4 | 28.1 | 29.3 | 24.9 | 17.2 | 21.6 | 32.4 | 20.6 | 26.8 | 32.6 | 30 | 21.2 | 27.6 | 30 | 31.8 | 30.2 | 25.6 | 27.6 | 23.4 | 23 | 24.7 | 31 | 31.6 | 25.1 | 27.4 | 26.8 | 27.9 | 28.4 | 25.3 | 28.6 | 25.6 | 24.2 | 27.3 | 27.4 | 28.6 | 26.6 | 26.4 | 27.6 | 34.2 | 19.2 | 12.4 | 28.4 | 28.3 | 27.9 | 21.8 | 31.4 | 27.5 | 29 | 0
2859 | 29.5 | 25.6 | 30 | 30.3 | 28 | 23.4 | 18.9 | 28.6 | 24.3 | 27.9 | 29.2 | 30.3 | 27.2 | 29 | 24.4 | 16.8 | 21.3 | 31.7 | 20.2 | 25.9 | 31.4 | 29.8 | 21 | 26.9 | 29.2 | 31.3 | 29.5 | 24.3 | 26.9 | 22.7 | 21.8 | 24.7 | 30.4 | 30.6 | 24.1 | 27.1 | 26.2 | 27.4 | 28.3 | 26.8 | 28.3 | 25.1 | 23.4 | 26.5 | 27.2 | 27.8 | 25.7 | 26.1 | 26.8 | 33.8 | 17.6 | 11.9 | 28 | 28 | 27.8 | 21.5 | 30.7 | 27.4 | 28.6 | 0
2860 | 28.5 | 24.8 | 29.1 | 28.9 | 27.5 | 23.3 | 19.1 | 27.3 | 24.5 | 27.6 | 28.3 | 29.4 | 26.5 | 28.1 | 24.2 | 16.3 | 20.9 | 31.7 | 20.3 | 25.1 | 30.4 | 29.8 | 20.9 | 26.2 | 29.2 | 30.4 | 28 | 23.5 | 26.5 | 22.4 | 21.4 | 24.7 | 30 | 29.9 | 23.7 | 27.1 | 25.8 | 26.8 | 28 | 26.8 | 27.8 | 25 | 23.4 | 26.1 | 26.9 | 27.5 | 25.5 | 25.1 | 26.1 | 32.2 | 16.9 | 11.7 | 27.9 | 27.8 | 27.5 | 21.4 | 30.2 | 27.3 | 28.5 | 0
2861 | 27.5 | 26.5 | 27.3 | 29 | 27.1 | 23.3 | 19.4 | 26.4 | 24.2 | 27.5 | 24 | 23.6 | 21.6 | 28.1 | 24.1 | 16.8 | 19.2 | 31.2 | 20 | 21.2 | 29.6 | 29.3 | 18.4 | 22.8 | 28.8 | 30.1 | 27 | 25.4 | 20.6 | 21 | 22.8 | 24.5 | 30.2 | 29.8 | 22.9 | 27.1 | 25 | 26 | 28.1 | 26.8 | 27.7 | 25.2 | 24.4 | 25.8 | 26.5 | 25.6 | 29 | 21.6 | 23.4 | 31.5 | 17 | 12 | 27.6 | 27.7 | 27.5 | 19.6 | 29.8 | 26.9 | 28.4 | 0
2862 | 26.6 | 25.3 | 27.1 | 29.1 | 26.4 | 23.2 | 19.2 | 26.4 | 24.1 | 27.4 | 22.4 | 25 | 22.1 | 27.6 | 23.6 | 17.4 | 21.4 | 31.2 | 20.7 | 23.5 | 29 | 27.8 | 17.9 | 24.3 | 27.4 | 29.7 | 27.4 | 26.4 | 22.5 | 22 | 24 | 24.4 | 30.1 | 31 | 22.3 | 26.6 | 26 | 25.5 | 28.1 | 26.5 | 27 | 26.2 | 25.4 | 25.3 | 26.1 | 27.1 | 28.8 | 23.3 | 25 | 30.1 | 20.5 | 13.4 | 28 | 27.7 | 24.9 | 19.5 | 29.6 | 26.8 | 29.3 | 0
2863 | 26.4 | 26.4 | 27.6 | 29.9 | 26.6 | 23.2 | 19.5 | 27.3 | 25.5 | 27.4 | 23.3 | 26.8 | 24.3 | 27.6 | 23.5 | 17.4 | 23.3 | 31.2 | 21.4 | 26.7 | 29.2 | 28.3 | 18.4 | 26.7 | 27.3 | 28.9 | 27 | 28.9 | 25.3 | 24.6 | 25.5 | 25.2 | 30 | 31.5 | 22.9 | 26.9 | 27.6 | 26.9 | 28.1 | 26 | 27 | 27.9 | 26.6 | 25 | 26.6 | 29 | 29.6 | 25.5 | 26.8 | 30 | 24.7 | 15.3 | 28.6 | 27.7 | 24.9 | 19.8 | 29.2 | 26.8 | 30.3 | 0
2864 | 28.3 | 29.4 | 30.6 | 31.4 | 28.9 | 24.9 | 20.4 | 30.3 | 26.3 | 27.9 | 25.8 | 28.2 | 27.4 | 28.9 | 24.1 | 21.5 | 25.2 | 31.3 | 22.4 | 30 | 32.2 | 31.5 | 19.2 | 29.6 | 28 | 31.4 | 29 | 31.4 | 27.6 | 27.6 | 28 | 26.2 | 30.9 | 33.4 | 26.3 | 28.6 | 29.4 | 30.2 | 30.1 | 26.8 | 27.4 | 29.6 | 28.1 | 26.1 | 27.9 | 31.4 | 31.2 | 27.6 | 28.6 | 31.1 | 29.6 | 18.2 | 29.3 | 28.3 | 24.6 | 20.8 | 29 | 27 | 31.8 | 0
2865 | 31.2 | 31.1 | 34.2 | 33 | 32.9 | 28.2 | 23.8 | 33.2 | 28.9 | 29 | 30.9 | 29.5 | 31.2 | 30.6 | 26.6 | 25.1 | 25.5 | 33 | 23.1 | 32.9 | 38 | 34.4 | 21.5 | 32.6 | 32.6 | 36.7 | 33 | 34.6 | 30.3 | 30.9 | 29.7 | 27.7 | 32 | 34.2 | 29.6 | 29 | 31.3 | 32.8 | 32.2 | 30.4 | 29.2 | 31.7 | 29 | 30 | 30.3 | 33.4 | 33.4 | 29.6 | 30 | 32.6 | 33.1 | 19.7 | 29.9 | 30.3 | 25 | 22.3 | 30.8 | 28.5 | 32.9 | 0
2866 | 32.7 | 32.5 | 35.9 | 34.7 | 35.5 | 32.7 | 25.6 | 35.6 | 30.4 | 30.6 | 35.8 | 30.3 | 34.4 | 31.5 | 29.4 | 27.3 | 25.9 | 33 | 23.9 | 34.8 | 40.1 | 35.9 | 23.8 | 35.2 | 36.1 | 39.7 | 36.5 | 36.9 | 32 | 32.9 | 31.2 | 29.2 | 34 | 36.3 | 32.3 | 29.8 | 32.7 | 33.8 | 34.2 | 32.6 | 29.7 | 33.2 | 30.1 | 34 | 31.3 | 35.3 | 35.4 | 31.4 | 31.1 | 35 | 35.6 | 20.8 | 30.5 | 31.4 | 25.2 | 24.2 | 31.5 | 29.5 | 34.2 | 0
2867 | 34.2 | 33.8 | 37.5 | 36.2 | 37.5 | 35.1 | 27.4 | 38.2 | 31.2 | 32.5 | 40.2 | 31 | 37 | 33.5 | 31.3 | 29.1 | 25.8 | 33.9 | 24.4 | 36 | 42.8 | 37.9 | 26.4 | 37.2 | 38.4 | 41.3 | 40.3 | 39 | 33.8 | 34.2 | 31.6 | 30.7 | 35 | 37.4 | 34.7 | 30 | 33.6 | 35.9 | 35.2 | 34.3 | 30.6 | 34.6 | 31.2 | 36.9 | 33 | 36.8 | 36.6 | 33.4 | 32 | 37 | 36.6 | 20.2 | 31 | 32.7 | 25.7 | 26 | 32.3 | 30.3 | 34.8 | 0
2868 | 35.3 | 35.5 | 38.4 | 37.6 | 39 | 36.6 | 29.6 | 40.3 | 32.4 | 34.6 | 41.7 | 31.3 | 38.5 | 33.7 | 33.2 | 31.8 | 27.1 | 35.5 | 25 | 36.8 | 43 | 39.4 | 27.6 | 38.4 | 38.6 | 42.7 | 42.5 | 39.9 | 34.6 | 34 | 32 | 31.7 | 36.7 | 39.5 | 36.7 | 31 | 33.8 | 37.3 | 35.3 | 35.8 | 32.1 | 35.2 | 33.2 | 38.6 | 33.5 | 38.3 | 36.5 | 35.4 | 33 | 38.9 | 37.3 | 20 | 31.5 | 34.4 | 29 | 27.3 | 33.1 | 31.3 | 35.4 | 0
2869 | 36.7 | 37.3 | 39 | 38.9 | 39.9 | 38.5 | 30.8 | 40.7 | 33.6 | 35.6 | 41.8 | 31.8 | 39.6 | 34.7 | 34.6 | 32 | 28.2 | 35.5 | 25.4 | 37.7 | 43.9 | 39.4 | 28.3 | 39.1 | 40.6 | 43.7 | 43 | 41 | 35.7 | 33.8 | 31.5 | 31.9 | 37.9 | 39.6 | 37.6 | 31.5 | 33.8 | 38.8 | 36 | 37.3 | 32.2 | 35.7 | 35.2 | 40.4 | 34 | 39.4 | 35.5 | 37.5 | 33.9 | 40.6 | 37.4 | 19.3 | 31.7 | 35.2 | 29.8 | 27.7 | 33.8 | 31.3 | 35.1 | 0
2870 | 37.5 | 38 | 39.3 | 40 | 40.3 | 38.4 | 32.1 | 41.2 | 34.4 | 37.2 | 40.2 | 32 | 40.2 | 33.7 | 36.2 | 32.3 | 29.8 | 35.5 | 25.6 | 38.6 | 44.3 | 40.4 | 27.6 | 39.4 | 42 | 44.3 | 44 | 41.4 | 36 | 33.4 | 31 | 32.7 | 38.3 | 39.4 | 38.1 | 31.1 | 33.4 | 38.8 | 37.1 | 37.6 | 32.5 | 35.6 | 37.4 | 41.4 | 34 | 40.2 | 33.9 | 39 | 34.6 | 41.5 | 37.8 | 19.6 | 31.8 | 34.3 | 30.4 | 27.2 | 35 | 31.3 | 34.6 | 0
2871 | 37.8 | 38.3 | 39.2 | 40.7 | 40.4 | 38 | 32.4 | 41.2 | 34.8 | 38.1 | 39.5 | 32.2 | 40.7 | 32.8 | 37.4 | 33 | 29.7 | 35.5 | 25.3 | 39.3 | 44.5 | 40.9 | 26.9 | 39.4 | 42.6 | 44.5 | 44 | 42 | 36.5 | 33.6 | 29.5 | 32.7 | 38.6 | 36.8 | 38.6 | 31.2 | 33 | 38.8 | 37.7 | 38 | 32.5 | 35.6 | 38.3 | 41.5 | 34.1 | 40 | 32.5 | 39.8 | 34.8 | 42.1 | 37.4 | 19.4 | 31.6 | 33.4 | 30.7 | 25.9 | 35.5 | 31.7 | 33.3 | 0
2872 | 38.1 | 38.6 | 39.2 | 40.9 | 40.4 | 36.5 | 32.5 | 41.3 | 34.6 | 38.1 | 38.7 | 31.7 | 40.4 | 32.3 | 37.7 | 33 | 28.9 | 35.5 | 24.9 | 39 | 44.4 | 40.9 | 25.6 | 38.9 | 42.6 | 43.9 | 44.2 | 41.4 | 35.8 | 33.4 | 28 | 32.7 | 39 | 35.2 | 38.6 | 31.2 | 32.3 | 39.5 | 34.7 | 37.8 | 32.1 | 35 | 38.3 | 41.7 | 33 | 39.2 | 31.6 | 39.1 | 34.6 | 42.5 | 37 | 19.9 | 31.1 | 33.4 | 31.2 | 24.7 | 35.8 | 31.7 | 32.2 | 0
2873 | 38.2 | 37.8 | 39 | 40.4 | 39.7 | 34.5 | 31.8 | 41.2 | 33.4 | 38.1 | 39 | 31 | 39.4 | 30.8 | 37.8 | 32.5 | 26.4 | 35.5 | 24.2 | 37.6 | 43.1 | 39.9 | 24.8 | 37.8 | 42.4 | 44.2 | 44.2 | 40.2 | 34.8 | 33 | 25.8 | 32.3 | 38 | 33.4 | 38.5 | 31 | 31.4 | 38 | 32.9 | 37.5 | 31.6 | 34.4 | 36.6 | 41.6 | 32 | 37.6 | 31.2 | 37.4 | 34 | 42.4 | 35.4 | 19.4 | 30.5 | 32.5 | 29.9 | 23.6 | 35.8 | 31.3 | 31 | 0
2874 | 38.3 | 37.1 | 38.5 | 39.3 | 37.9 | 31.7 | 30.6 | 41 | 31.7 | 37.6 | 38.4 | 29.7 | 37.2 | 30.4 | 37.9 | 31.7 | 24.2 | 35.5 | 23.6 | 35 | 42.1 | 39.7 | 23.7 | 36 | 41.7 | 43.7 | 44.3 | 37.5 | 32.7 | 31.4 | 24.1 | 31.4 | 37.5 | 34.2 | 37.1 | 30 | 30.2 | 37.8 | 31.3 | 36.3 | 31 | 33.2 | 34.5 | 40.4 | 31.3 | 36 | 31 | 34.9 | 33.3 | 41.4 | 33.6 | 19 | 29.9 | 31.6 | 29.1 | 23.2 | 36.5 | 30.8 | 30.6 | 0
2875 | 37.2 | 33.6 | 37 | 37.6 | 35.3 | 28.3 | 29.8 | 38.4 | 29.6 | 35.6 | 37.8 | 28.6 | 34.7 | 29.6 | 33.4 | 27.8 | 21.8 | 35.5 | 23 | 31.9 | 40.4 | 37.6 | 23.3 | 33.6 | 39 | 41.8 | 43 | 35 | 31.3 | 29.7 | 21.9 | 29.7 | 36.9 | 34.9 | 33.7 | 29.5 | 29.1 | 35.3 | 30.6 | 34.6 | 30.1 | 32.3 | 31.9 | 37.7 | 30.5 | 34.2 | 30.8 | 32.5 | 32.6 | 39.8 | 31 | 17.2 | 29.4 | 29.9 | 28.9 | 23.2 | 36 | 29.8 | 30.3 | 0
2876 | 34.8 | 31.6 | 35.5 | 36 | 32.9 | 26.5 | 27.9 | 35.9 | 28.2 | 32.6 | 36 | 27.6 | 32 | 29.3 | 30.5 | 25.8 | 20.8 | 35.4 | 22.6 | 29 | 38.6 | 35.9 | 22.8 | 31 | 36.4 | 39.5 | 39 | 32.6 | 30 | 27.8 | 20.6 | 29.2 | 33.5 | 36.4 | 31.6 | 29.5 | 28 | 33.5 | 30.2 | 33 | 29.7 | 31.4 | 30 | 34.2 | 30.1 | 33 | 30.3 | 30.6 | 32 | 38.4 | 28.6 | 15.6 | 29.2 | 29.7 | 28.7 | 23.4 | 35 | 29.4 | 30.4 | 0
2877 | 34.3 | 29.6 | 33.7 | 34.6 | 30.8 | 25.6 | 27.5 | 34.1 | 27.3 | 30.3 | 34.6 | 27.2 | 30.3 | 29.2 | 28.8 | 24.5 | 20 | 34.7 | 22.1 | 27.1 | 35.5 | 34.1 | 23 | 28.6 | 36.7 | 36.2 | 35.8 | 31.7 | 29.9 | 27 | 19.3 | 28.6 | 27.2 | 35.6 | 29.8 | 28.8 | 27.5 | 32 | 30 | 32 | 29.1 | 31.1 | 28.6 | 32 | 29.6 | 32 | 29.7 | 29.6 | 31.4 | 37.5 | 25.9 | 13.4 | 29.1 | 29.2 | 27.8 | 23.3 | 34 | 29.1 | 30.2 | 0
2878 | 32.2 | 29.6 | 32.7 | 33.8 | 28.9 | 25.1 | 26.1 | 33.6 | 26.8 | 28.8 | 32.6 | 26.8 | 29.2 | 29.2 | 27.6 | 23 | 20.5 | 33.5 | 21.9 | 25.9 | 32 | 32.5 | 22.6 | 26.6 | 34.3 | 33.3 | 34.5 | 31.2 | 29.3 | 26.7 | 19.4 | 28.3 | 27.7 | 34.9 | 29.5 | 29 | 27.1 | 30.9 | 29.7 | 30.7 | 29 | 30.5 | 28.3 | 30.6 | 28.7 | 31.4 | 29.1 | 28.9 | 30.5 | 36.7 | 24.2 | 12.7 | 29.1 | 28.9 | 27.3 | 23 | 33.3 | 28.6 | 30.1 | 0
2879 | 31.3 | 28.6 | 33.1 | 33.4 | 29.7 | 24.7 | 25.4 | 31 | 26 | 27.4 | 31.6 | 26.4 | 29 | 29.3 | 26.5 | 23.8 | 20.6 | 31.6 | 21.5 | 25.4 | 28.8 | 31 | 22.4 | 25.2 | 35.6 | 32.7 | 36.5 | 31.4 | 28.6 | 27 | 20 | 27.9 | 27.6 | 32.6 | 28.6 | 29.1 | 27 | 30.7 | 29.8 | 29.9 | 28.9 | 30 | 28.1 | 29.4 | 28.2 | 30.6 | 29 | 28.2 | 29.2 | 35.6 | 22.4 | 12.4 | 29 | 28.4 | 27 | 22.4 | 32.3 | 28.1 | 29.6 | 0
2880 | 30.4 | 27.2 | 32.7 | 33.2 | 29 | 24 | 24.5 | 30.3 | 25.6 | 26 | 30.2 | 25.4 | 28.5 | 29 | 26.2 | 21.6 | 21.2 | 27.8 | 21.2 | 24.7 | 25.8 | 31.2 | 21.3 | 24.2 | 35.3 | 30.8 | 36 | 30.5 | 26.2 | 26.6 | 21.7 | 27.3 | 28.5 | 31.8 | 27.5 | 28.6 | 26.6 | 29.2 | 29.6 | 30 | 28.3 | 28.6 | 28.3 | 28 | 27.8 | 29.8 | 29.3 | 26.7 | 27.5 | 34.2 | 21.3 | 13.7 | 28.9 | 27.3 | 26.4 | 21.8 | 31.3 | 26.8 | 29.4 | 0
2881 | 30.6 | 26.7 | 32.6 | 33.3 | 28.4 | 24.1 | 24.2 | 29.7 | 25.4 | 26.1 | 31.2 | 23.3 | 35.3 | 29.1 | 26.2 | 20.9 | 22.2 | 27.4 | 20.8 | 32.2 | 24.1 | 31 | 20.1 | 29.4 | 34.8 | 29.8 | 35.7 | 26.6 | 24.3 | 24.6 | 20 | 27.4 | 28.7 | 29.2 | 27.2 | 28.7 | 27.1 | 28.9 | 29.6 | 30 | 28.2 | 26.9 | 25.3 | 27.9 | 27.7 | 25.8 | 31.2 | 24.3 | 25.5 | 34.1 | 19.9 | 14.3 | 28.7 | 27 | 26 | 22.4 | 30.6 | 26.6 | 26.7 | 0
2882 | 29.2 | 25.2 | 31.3 | 31.4 | 27.4 | 23.6 | 23.5 | 28.4 | 25 | 25.7 | 29.4 | 22.4 | 33.3 | 29.1 | 25.5 | 19.8 | 21.4 | 26.9 | 20.4 | 31.8 | 22.5 | 30.1 | 20.2 | 28.8 | 34 | 28.6 | 30.6 | 26 | 24 | 24 | 19.2 | 27.1 | 28.6 | 28.4 | 26.5 | 28.4 | 26.5 | 28.3 | 29.5 | 29 | 27.6 | 26.8 | 23.6 | 26.9 | 27.4 | 26.4 | 29.2 | 22 | 23.8 | 32.8 | 18 | 14.8 | 28.4 | 26.6 | 25.5 | 22.2 | 29.1 | 25.7 | 28 | 0
2883 | 28 | 23.6 | 28.9 | 29.8 | 26.1 | 23.6 | 22.7 | 27 | 24.6 | 25.6 | 28.8 | 21.8 | 29.7 | 29 | 25.2 | 18.8 | 20.1 | 25.7 | 19.9 | 30.8 | 21.1 | 29.7 | 18.7 | 27.3 | 34 | 27.5 | 25.5 | 24.9 | 22.8 | 23.4 | 18.5 | 27 | 28.3 | 27.9 | 26.4 | 28.3 | 25.8 | 27.7 | 29.2 | 28.5 | 26.8 | 26.8 | 24.1 | 26.2 | 27.2 | 25.2 | 28.4 | 21 | 22.7 | 32.3 | 19.3 | 13.6 | 28 | 26.4 | 24.6 | 21.4 | 26.9 | 25.2 | 27.2 | 0
2884 | 26.9 | 21.6 | 29.2 | 28.3 | 25.1 | 23.9 | 22 | 25.7 | 24.3 | 25.6 | 27.8 | 21.7 | 26.4 | 29.1 | 25.3 | 18.5 | 19.5 | 24.9 | 19.9 | 29.2 | 19.4 | 28.9 | 17.6 | 25.6 | 32.5 | 26.3 | 23.6 | 24.7 | 22.4 | 23.3 | 18.5 | 27 | 27.8 | 27.6 | 25.9 | 28.1 | 25.1 | 26.5 | 28.8 | 29.1 | 26.5 | 25.3 | 22.7 | 26 | 26.9 | 25.8 | 27.6 | 20.6 | 22.6 | 31.3 | 20.8 | 12.8 | 27.9 | 26.3 | 24 | 21.6 | 25.8 | 25 | 27.5 | 0
2885 | 26 | 21.8 | 28.8 | 31.8 | 24 | 23.9 | 21.6 | 24.4 | 24 | 25.3 | 30.4 | 24.4 | 30.6 | 29.1 | 25.3 | 17.5 | 21 | 24.4 | 20.8 | 26.6 | 17.8 | 27.9 | 17.6 | 26.2 | 30.8 | 24.8 | 24.7 | 24.4 | 24.4 | 24 | 19 | 26.7 | 27.5 | 28.2 | 24.9 | 27.9 | 26 | 25.7 | 28.6 | 32.8 | 26.3 | 21 | 22.6 | 25.9 | 26.4 | 24.8 | 24.4 | 22.6 | 24 | 30.5 | 23.4 | 13 | 27.6 | 26.2 | 23.5 | 22.4 | 25.4 | 24.5 | 25.2 | 0
2886 | 25.5 | 20.8 | 30 | 32.5 | 24.1 | 23.4 | 21.6 | 25 | 24 | 25 | 29.8 | 24.8 | 30.6 | 28.9 | 25.4 | 17.4 | 21 | 24 | 21.8 | 27.8 | 17.7 | 27.7 | 17.9 | 27.5 | 29.5 | 25 | 24.2 | 25.6 | 25.4 | 24.9 | 19.8 | 26.8 | 27.2 | 29.8 | 24.9 | 27.9 | 26.7 | 25.4 | 28.3 | 33.8 | 25.8 | 22.5 | 22.8 | 25.4 | 26.4 | 25.6 | 23.3 | 22.7 | 25.6 | 30 | 24 | 13.9 | 28 | 26.2 | 23.5 | 22.7 | 25.8 | 24.4 | 26.2 | 0
2887 | 25 | 23.2 | 29.5 | 33 | 24.5 | 23.3 | 21.8 | 26.6 | 25.6 | 24 | 30.5 | 25.9 | 30.9 | 29.3 | 25.5 | 18 | 21.6 | 24.8 | 22.7 | 29.3 | 18 | 27.8 | 19 | 29.8 | 29.7 | 24.6 | 26.2 | 28.2 | 26.4 | 26 | 20.6 | 27.6 | 27.4 | 31.6 | 25.3 | 28.3 | 27.9 | 25.7 | 28.7 | 33.4 | 25.8 | 24.9 | 23.4 | 25.4 | 26.8 | 26.8 | 23.8 | 24.5 | 27.5 | 31 | 25.9 | 14.9 | 28.6 | 26.2 | 23.6 | 23.5 | 27.2 | 24.5 | 28.2 | 0
2888 | 28.5 | 26.3 | 31.6 | 35 | 25.9 | 26.1 | 23 | 29 | 27.6 | 26.7 | 31.8 | 27.4 | 31 | 31.1 | 26.7 | 20.4 | 23 | 26.7 | 23.8 | 31.8 | 18.7 | 29.9 | 20.4 | 31.8 | 33.3 | 25.6 | 28.5 | 30.6 | 27.6 | 28.2 | 21.6 | 29.5 | 28.3 | 33.8 | 28 | 29.8 | 29.6 | 27.8 | 31.2 | 34.4 | 26.3 | 26.6 | 25 | 25.7 | 27.2 | 28.2 | 25 | 26 | 30 | 32.6 | 27.6 | 16 | 29.3 | 27.3 | 25.3 | 24.8 | 30.6 | 25.5 | 30.4 | 0
2889 | 28.7 | 29.6 | 33.5 | 36.2 | 26.2 | 30.9 | 25.2 | 31.6 | 31.2 | 29.2 | 34.3 | 29.2 | 32.1 | 34.9 | 29.4 | 21.5 | 24.6 | 29 | 24.3 | 33.6 | 21.9 | 32.1 | 22.1 | 34.3 | 36.1 | 26.1 | 30.8 | 33.5 | 28.6 | 30.3 | 22.2 | 32.3 | 29.8 | 35.1 | 29.1 | 30 | 31.1 | 31 | 33.1 | 36.8 | 29 | 29.1 | 26.6 | 27.2 | 27 | 30 | 28.4 | 28.8 | 31.5 | 33.9 | 29.9 | 16.6 | 29.9 | 29.8 | 29.8 | 26.6 | 31.2 | 28.1 | 33.2 | 0
2890 | 30.7 | 32 | 35.7 | 38.6 | 28.3 | 33 | 27 | 33.9 | 33 | 30.5 | 36.4 | 31.1 | 33.2 | 35.1 | 30.2 | 22.5 | 26.1 | 32 | 25 | 35.7 | 23.5 | 33.4 | 23.1 | 36.2 | 39.2 | 31.4 | 33.1 | 35.4 | 29.8 | 33 | 22.9 | 33.8 | 31.7 | 36.4 | 31.2 | 31.3 | 32.5 | 32.5 | 35.7 | 39.3 | 30.8 | 30.6 | 28.5 | 29.2 | 28.5 | 31.8 | 31.9 | 30.2 | 32.9 | 35.1 | 31.2 | 17 | 30.5 | 30.1 | 32 | 28.4 | 34.2 | 29.4 | 35.2 | 0
2891 | 33.2 | 33.5 | 38 | 40 | 29.6 | 34.6 | 28.5 | 35.5 | 33.8 | 32 | 38.4 | 32.8 | 34.8 | 35.6 | 31.6 | 24.9 | 27 | 33.5 | 25.4 | 37 | 25.3 | 34.6 | 23.6 | 38 | 40.8 | 33.7 | 35.2 | 37 | 31 | 35.2 | 23.4 | 35.3 | 33.1 | 37.2 | 32.7 | 31.9 | 33.2 | 33.8 | 37.5 | 41 | 32 | 32.6 | 30 | 31.7 | 28.8 | 33.8 | 36 | 32 | 33.4 | 36.6 | 32.6 | 17 | 31 | 31 | 32.4 | 30 | 36.8 | 29.7 | 36.6 | 0
2892 | 34.7 | 35.4 | 40.2 | 42.2 | 31.5 | 36.5 | 29.6 | 36.5 | 34.3 | 33.4 | 38.9 | 34.1 | 35.7 | 35.6 | 33.4 | 26.8 | 27.3 | 35 | 26.3 | 38.9 | 27.2 | 35.7 | 23.2 | 38.8 | 42 | 35.2 | 37.4 | 37.5 | 32.5 | 37.3 | 24.2 | 36.3 | 34.3 | 38.6 | 34.7 | 32.3 | 33.6 | 35.4 | 41.5 | 42.3 | 32.4 | 33.3 | 31.6 | 34.1 | 28.4 | 35.3 | 38.3 | 32 | 34.4 | 39 | 33.2 | 17.1 | 31.5 | 31.7 | 33.9 | 30.9 | 40.2 | 29.8 | 36.5 | 0
2893 | 36.4 | 36.1 | 41.2 | 42.5 | 31.7 | 37.4 | 30.2 | 37.1 | 34.8 | 35 | 39.3 | 35 | 36.6 | 35 | 33.9 | 27.4 | 26.9 | 35.6 | 27.1 | 39.9 | 28.6 | 36.7 | 22.8 | 39.6 | 43 | 36.3 | 39.1 | 38.4 | 33.7 | 37.9 | 24.7 | 36.8 | 35.7 | 39.6 | 35.5 | 32.3 | 33.5 | 36.9 | 41.6 | 43.4 | 33 | 34.4 | 32.5 | 36 | 28.4 | 36.5 | 40.1 | 32.9 | 34.9 | 40 | 34.5 | 17 | 31.7 | 31.7 | 34.9 | 30.9 | 41.4 | 29.9 | 35.8 | 0
2894 | 37.9 | 37.4 | 41.4 | 42.4 | 33.3 | 37.4 | 30.5 | 37.6 | 33.5 | 36.3 | 39 | 35.4 | 36.6 | 34.4 | 35.1 | 28 | 26.4 | 36 | 28 | 41 | 29.7 | 36.7 | 22.4 | 39.8 | 43.4 | 37.1 | 40.5 | 38.8 | 34.5 | 37.6 | 25.2 | 36.8 | 36.9 | 40.8 | 36 | 32.2 | 33.2 | 37.6 | 39.9 | 44 | 33.3 | 34.4 | 33.2 | 37.4 | 28.8 | 37 | 40 | 33 | 35.8 | 40.5 | 35.4 | 17 | 31.8 | 32.2 | 35.4 | 30.2 | 42.3 | 29.9 | 34.2 | 0
2895 | 39.2 | 38.1 | 41.8 | 39.8 | 34.2 | 38.3 | 31.2 | 37.9 | 31.5 | 36.6 | 39.5 | 35.3 | 36.8 | 33.6 | 35.8 | 28.3 | 25.8 | 32.4 | 28.2 | 40.8 | 30.3 | 37.7 | 22.6 | 40.2 | 43.1 | 37.8 | 41.6 | 39.7 | 34.4 | 35.7 | 25 | 36.3 | 38.1 | 40.8 | 36.6 | 32.3 | 32.5 | 38 | 38.7 | 43.5 | 32.9 | 34.9 | 33.1 | 37.9 | 29.1 | 37 | 39 | 34.2 | 35.7 | 40 | 36.6 | 16.6 | 31.6 | 31.8 | 36.1 | 29 | 42.8 | 29.7 | 33 | 0
2896 | 39.7 | 36.9 | 42.2 | 37.3 | 34.4 | 35.5 | 31.7 | 37.9 | 32.1 | 35.6 | 39.6 | 34.6 | 36.3 | 32.3 | 36 | 28.3 | 25.4 | 32.5 | 28.2 | 40.6 | 30.2 | 37.7 | 22.7 | 39.7 | 43.1 | 38 | 42.4 | 39.4 | 33.5 | 33.7 | 24.7 | 35.6 | 38.6 | 40.6 | 35.8 | 31.9 | 31.8 | 38.4 | 36.5 | 42.4 | 32.2 | 34.1 | 32.8 | 37.8 | 29.1 | 36.2 | 38.8 | 33.8 | 35.6 | 30.1 | 36.2 | 16 | 31.1 | 28.5 | 36.4 | 27.5 | 42.8 | 29.6 | 31.6 | 0
2897 | 40.2 | 36.8 | 41.7 | 33.8 | 33.8 | 33.6 | 31 | 37.1 | 31.1 | 29.4 | 40 | 33.6 | 36 | 31.6 | 35.7 | 28.1 | 25 | 32.4 | 27.4 | 39.4 | 30.1 | 37.1 | 22.8 | 39.2 | 42.6 | 37.4 | 42.7 | 38.4 | 31.9 | 31.4 | 24 | 34.1 | 38.9 | 39.4 | 35.2 | 31.4 | 31 | 38.1 | 34.9 | 42.7 | 31.8 | 33.4 | 31.8 | 37 | 29 | 35.2 | 37.8 | 33 | 34.6 | 32.5 | 34.6 | 15 | 30.5 | 30.6 | 36.1 | 26.2 | 42.4 | 29.5 | 30.8 | 0
2898 | 40.2 | 36.4 | 41.2 | 31.9 | 31.3 | 33.4 | 30.1 | 35.5 | 29.8 | 27.6 | 39.2 | 32.3 | 35.2 | 31.1 | 34.7 | 27.4 | 24.6 | 31 | 26.7 | 38.7 | 29.5 | 36.1 | 22.1 | 37.7 | 41.8 | 37 | 42.5 | 35.7 | 30.1 | 30.1 | 23.6 | 32.3 | 38.4 | 38.4 | 33.7 | 30.8 | 30.4 | 36.4 | 32.7 | 41.1 | 30.8 | 31.5 | 30.7 | 35.7 | 28.6 | 33.8 | 35.7 | 29.7 | 33.9 | 33.5 | 30.8 | 14.1 | 29.9 | 30 | 35.9 | 25 | 38.8 | 29.3 | 29.8 | 0
2899 | 36.8 | 32.9 | 39.5 | 29.8 | 30.5 | 31.8 | 29.3 | 33.2 | 28.8 | 29.6 | 38.3 | 31.1 | 34.8 | 30.6 | 33.5 | 26.1 | 23.8 | 29 | 25.5 | 37.2 | 28.3 | 34.2 | 21 | 36.4 | 39.9 | 36 | 42.1 | 33.1 | 28.3 | 28.9 | 23 | 31.3 | 36.2 | 36.9 | 32.2 | 29.7 | 29.6 | 33.8 | 31.8 | 36.6 | 30.2 | 30.8 | 29 | 33.1 | 27.9 | 32.6 | 34.4 | 26.8 | 32.7 | 33.5 | 27 | 13.1 | 29.4 | 29.2 | 34.9 | 24.2 | 34.8 | 28.2 | 29.5 | 0
2900 | 34.2 | 29.4 | 37 | 29 | 29.7 | 29.2 | 28.8 | 31 | 28.3 | 28.5 | 36.6 | 30 | 34 | 30.6 | 32.9 | 24.4 | 23 | 27.8 | 24.6 | 36 | 27 | 33.4 | 19.4 | 34.8 | 37.2 | 34 | 41 | 30.4 | 27 | 28.4 | 22.8 | 30.6 | 34.4 | 36 | 32.1 | 29.2 | 29 | 33 | 31.5 | 34.6 | 29.9 | 30 | 27.4 | 32 | 27.5 | 31.6 | 32.8 | 23.8 | 32 | 33.4 | 23.4 | 12.6 | 29.2 | 28.9 | 33.4 | 23.6 | 32.8 | 27.7 | 29 | 0
2901 | 33.2 | 26.9 | 34.3 | 27.5 | 29 | 27.9 | 28.1 | 29.4 | 28.1 | 27.5 | 35.5 | 29.3 | 33.7 | 30.4 | 30.5 | 23 | 22.1 | 26.9 | 23.4 | 34 | 26.2 | 33 | 18.3 | 33.9 | 35.7 | 32.6 | 39.9 | 29.4 | 26 | 27.3 | 22.3 | 27.3 | 33.6 | 34.6 | 31.7 | 28.8 | 28.3 | 31.3 | 30.5 | 33.4 | 29.7 | 30.7 | 25.6 | 30.4 | 27.1 | 31 | 32.6 | 23.5 | 30.9 | 32.5 | 22.1 | 12.2 | 29.1 | 28.6 | 32 | 23.3 | 31.4 | 27.4 | 29.1 | 0
2902 | 32.2 | 25.1 | 32.6 | 27.5 | 28.3 | 27.3 | 23.8 | 28.7 | 27.8 | 26.5 | 34.3 | 28.8 | 32.8 | 30.4 | 29.1 | 22.5 | 21.7 | 26.2 | 22.6 | 32.8 | 25.7 | 33.6 | 17.6 | 32.7 | 35.6 | 32 | 38.8 | 28.9 | 25.5 | 26.5 | 22.1 | 24.3 | 32.9 | 33.9 | 31.2 | 28.6 | 27.9 | 30.5 | 30.5 | 32.2 | 29.5 | 30.5 | 24.5 | 29.1 | 27.1 | 30.2 | 31.9 | 23.7 | 30.4 | 31.8 | 22.1 | 12.3 | 29.1 | 28.4 | 31.4 | 23.1 | 30.4 | 27.3 | 28.8 | 0
2903 | 31 | 24.3 | 31.6 | 27.4 | 27.6 | 25.5 | 21.8 | 28 | 27.8 | 26.3 | 34 | 28.4 | 32 | 30.2 | 28.1 | 22.5 | 21.6 | 25.6 | 21.8 | 31.2 | 24.9 | 32.7 | 17.6 | 31.6 | 34.6 | 30.5 | 37.6 | 29.2 | 25 | 25.4 | 21.6 | 24.3 | 32.4 | 32.8 | 31.1 | 28.2 | 27.6 | 30.1 | 30.5 | 31.4 | 29.2 | 30 | 23.8 | 28.4 | 27 | 29.4 | 31.8 | 25.4 | 29.6 | 31.2 | 23.6 | 12.5 | 29 | 28.4 | 27.9 | 23 | 30.4 | 27.3 | 28.6 | 0
2904 | 30.7 | 22.1 | 34.2 | 29.3 | 27 | 25.6 | 21.3 | 27.4 | 27.3 | 25.5 | 33.3 | 27.8 | 30.6 | 29.8 | 27 | 22.3 | 22 | 25.4 | 21.6 | 30.6 | 24 | 32 | 17.7 | 29.7 | 33.8 | 29.6 | 36.5 | 28.5 | 24.7 | 25.1 | 21.3 | 24.3 | 32.1 | 32.2 | 30.4 | 27.4 | 27.5 | 29.7 | 30 | 30.9 | 28.9 | 27.2 | 24 | 27.5 | 26.6 | 28 | 30.4 | 25.5 | 29.2 | 30.8 | 24.5 | 12.9 | 28.9 | 27.7 | 28.4 | 22.9 | 30.4 | 26.7 | 27.6 | 0
2905 | 29.9 | 22.5 | 33 | 30.6 | 26.5 | 25.6 | 21.3 | 27 | 27.3 | 25.4 | 33.2 | 27 | 29.9 | 29.8 | 26.6 | 21.5 | 22.4 | 25 | 21.1 | 29.6 | 24 | 31.2 | 18.1 | 27.9 | 33.8 | 28.9 | 35.5 | 27.7 | 24.3 | 24.6 | 20.5 | 24.8 | 30.3 | 31 | 29.7 | 26.7 | 27.3 | 29 | 30 | 30.3 | 28.8 | 24.4 | 24.2 | 27.1 | 26.1 | 26.6 | 29.3 | 25.6 | 28 | 30.7 | 25.1 | 13 | 28.7 | 27.6 | 27.3 | 22.8 | 29.8 | 26.1 | 26.7 | 0
2906 | 28.7 | 21.4 | 32.8 | 32.4 | 26.2 | 25.3 | 21.4 | 26.6 | 27.3 | 25.1 | 32.4 | 26 | 29.2 | 29.6 | 26 | 21.5 | 22.6 | 24.5 | 21 | 29 | 23.7 | 29.7 | 18 | 26 | 32.6 | 28.2 | 34.5 | 25.8 | 24 | 24.6 | 20 | 25.1 | 29.6 | 30 | 29.6 | 26.3 | 27 | 28.4 | 30 | 29.4 | 28.4 | 21 | 24.4 | 26.7 | 26.1 | 25.2 | 27.4 | 24 | 26.8 | 31 | 24.4 | 13 | 28.4 | 27.5 | 26.9 | 22.6 | 29.3 | 25.7 | 25.4 | 0
2907 | 27.7 | 21.5 | 32.7 | 32.4 | 25.6 | 25.2 | 21.4 | 26 | 27.3 | 25 | 32 | 25.1 | 29.6 | 29.3 | 25.9 | 21.4 | 22.2 | 24.4 | 20.5 | 27.6 | 23.5 | 29.2 | 17.9 | 25.3 | 31.5 | 28 | 33.4 | 24.7 | 23.7 | 24.1 | 19.2 | 23.3 | 29.1 | 28.5 | 29 | 26.1 | 26.4 | 27.6 | 30 | 29.4 | 28.3 | 19.8 | 23.8 | 25.9 | 25.9 | 24.5 | 26.5 | 23.4 | 25 | 30.9 | 23.9 | 12.7 | 28 | 27.3 | 26.9 | 22.5 | 29.3 | 25.4 | 24.9 | 0
2908 | 26.8 | 21.1 | 32.5 | 32.6 | 25.4 | 23.8 | 21.4 | 25.2 | 27.1 | 25.1 | 30.9 | 24.5 | 29.9 | 29.3 | 25.5 | 21 | 21.6 | 24.4 | 20.6 | 27 | 22.9 | 29.7 | 17.5 | 25.1 | 32.3 | 25.8 | 32.4 | 23.7 | 23.9 | 24.1 | 19 | 23.2 | 28.9 | 28.1 | 28.7 | 25.9 | 26.1 | 27.3 | 29.9 | 29.8 | 28.3 | 19.3 | 23.3 | 25.9 | 25.5 | 24.3 | 25 | 22.2 | 24.2 | 30.1 | 23 | 12.7 | 27.9 | 27.1 | 26.9 | 22.3 | 29 | 25 | 24.5 | 0
2909 | 26.3 | 22.5 | 31.9 | 25.2 | 25.3 | 23.4 | 21.5 | 24.4 | 27 | 25 | 32.6 | 26 | 26.4 | 29.1 | 24.9 | 20.6 | 20.8 | 23.5 | 21 | 28 | 22.9 | 26.9 | 17.2 | 28 | 31.9 | 25 | 31.4 | 26 | 22 | 23.4 | 19.8 | 22.8 | 28.6 | 30.6 | 28.6 | 25.9 | 26 | 26.8 | 29.7 | 29.8 | 28.4 | 24.2 | 21 | 25.9 | 25.1 | 27 | 25.6 | 23.4 | 24.8 | 29.1 | 19.8 | 13.4 | 26 | 27 | 26.9 | 22.2 | 28.4 | 24.8 | 27.4 | 0
2910 | 26.2 | 21.4 | 31.7 | 26.4 | 25.3 | 23.4 | 21.3 | 25.1 | 27 | 24.5 | 32.1 | 26.9 | 26.8 | 28.8 | 24.7 | 20.1 | 22 | 23.2 | 21.6 | 27.5 | 22.5 | 26.2 | 18.2 | 28.7 | 30.8 | 24.5 | 30.3 | 27 | 23.3 | 23.9 | 20.1 | 23 | 28.3 | 31.7 | 28.2 | 26 | 26.3 | 26 | 29.5 | 29.8 | 28.4 | 24.4 | 21.3 | 25.9 | 24.9 | 29.9 | 27.7 | 24.4 | 26.2 | 28.5 | 21.8 | 13.9 | 26.9 | 26.8 | 26.8 | 22.9 | 27.8 | 24.8 | 28.1 | 0
2911 | 25.7 | 23.4 | 31.3 | 28.1 | 25.6 | 23.4 | 21 | 26.6 | 27.8 | 24.7 | 32.6 | 27.2 | 28 | 29.5 | 24.8 | 20.2 | 23.4 | 24 | 22.4 | 28.3 | 22.5 | 26.4 | 19.9 | 30.4 | 31.4 | 23.9 | 30.1 | 28.9 | 25.2 | 25.2 | 20.4 | 25.1 | 28 | 33.2 | 28.2 | 26.9 | 27.5 | 27.4 | 29.7 | 30 | 28.2 | 26.4 | 22.9 | 26 | 24.9 | 30.6 | 31.4 | 26.1 | 27.9 | 28.5 | 24.8 | 14.8 | 27.9 | 26.9 | 27.4 | 24.2 | 28.8 | 25.2 | 29.2 | 0
2912 | 25.7 | 27.2 | 32 | 30 | 27.8 | 23.7 | 22.6 | 28.7 | 27.8 | 25.4 | 33.2 | 28.6 | 29.4 | 30.8 | 25 | 22.6 | 24.8 | 26.5 | 23 | 29.4 | 22.7 | 26.7 | 22 | 32.6 | 32.6 | 24.2 | 30.5 | 31 | 27.5 | 27.4 | 20.8 | 27.8 | 29.5 | 34.9 | 28.8 | 28.2 | 29.2 | 32 | 31.4 | 31.9 | 28.7 | 28 | 24.6 | 26.4 | 25.3 | 31.2 | 33 | 28 | 30.2 | 30.6 | 28.8 | 15 | 29 | 28 | 28.9 | 25.6 | 30.8 | 26.2 | 30.4 | 0
2913 | 28.4 | 29.4 | 35.5 | 32 | 29.5 | 26.5 | 24.8 | 30.8 | 29.3 | 27 | 35.3 | 29.8 | 31.4 | 32 | 26.7 | 25.2 | 25.9 | 30.3 | 23.6 | 31.8 | 24.8 | 27.8 | 24.6 | 34.8 | 34.6 | 26.6 | 31.5 | 33.6 | 29.5 | 30.1 | 21 | 30.2 | 31 | 36.6 | 28 | 29.4 | 31.3 | 36.3 | 33.4 | 34.3 | 29.6 | 30.9 | 27.4 | 28.4 | 28.4 | 28.3 | 34.8 | 30 | 31.6 | 33.3 | 31.2 | 15.3 | 29.8 | 31 | 30.4 | 27.2 | 33.9 | 27.8 | 31.8 | 0
2914 | 30.4 | 32.7 | 37 | 34 | 29.7 | 29.3 | 26.3 | 32.8 | 30.5 | 28.7 | 37 | 32.4 | 33 | 33.5 | 28.5 | 26.8 | 26.8 | 32.8 | 23.9 | 33.8 | 26.7 | 29.1 | 26.7 | 36.8 | 36.9 | 30.2 | 33.2 | 35.9 | 31.2 | 32.8 | 21.2 | 32.2 | 32.7 | 38 | 30.5 | 30.9 | 33.1 | 37.6 | 34.8 | 36.9 | 31 | 32.5 | 29.8 | 30.9 | 29.1 | 27 | 33.7 | 31.9 | 32.9 | 35.5 | 32.9 | 14.9 | 31 | 32.2 | 31.7 | 28.5 | 36.7 | 28.4 | 32.8 | 0
2915 | 31.4 | 34.7 | 38.7 | 36 | 30.5 | 32.1 | 28.3 | 34.4 | 32.6 | 30.2 | 39.2 | 34.6 | 34.6 | 34.2 | 30.9 | 28.2 | 27.6 | 34.3 | 24.4 | 36 | 29.1 | 31.2 | 28.4 | 38.2 | 40.5 | 33.7 | 35.3 | 38 | 32.5 | 35 | 21.2 | 33.8 | 34.5 | 39.2 | 33.1 | 31.6 | 34.4 | 39.3 | 37 | 39.1 | 31.2 | 34.4 | 32.4 | 33.4 | 29.7 | 26 | 33 | 33.6 | 33.4 | 37.5 | 32.8 | 14.6 | 32.4 | 33.5 | 32.8 | 29.6 | 39.7 | 28.6 | 33.4 | 0
2916 | 33.4 | 36.5 | 40 | 37.9 | 32.9 | 35 | 30.1 | 35.8 | 33.3 | 32.3 | 40.1 | 37.2 | 35.4 | 35.2 | 32.7 | 29.7 | 28.4 | 35.3 | 24.8 | 37 | 30.3 | 33.1 | 29 | 39.3 | 41.7 | 35.5 | 37.5 | 39.4 | 33.6 | 36.4 | 21.3 | 34.5 | 35.5 | 40.1 | 35 | 32.4 | 34.7 | 40.4 | 40.4 | 40.8 | 31.7 | 34.6 | 33.8 | 35.4 | 29.7 | 29.6 | 30.7 | 34.9 | 34.2 | 38.6 | 33.3 | 14 | 34.5 | 33.6 | 34.2 | 30.2 | 41.5 | 29.3 | 33.3 | 0
2917 | 34.9 | 38.2 | 41.5 | 39.7 | 34 | 36.4 | 30.8 | 37 | 26.5 | 34.6 | 41.1 | 37.5 | 35.9 | 35.2 | 33.3 | 30.6 | 29.2 | 35.8 | 25.5 | 38.1 | 30.8 | 34.6 | 28.9 | 40.1 | 42.1 | 37.3 | 39.4 | 40.4 | 34.4 | 36.7 | 21.4 | 33.9 | 36.7 | 40.9 | 36 | 32.9 | 34.4 | 41.5 | 41.7 | 42.5 | 32.4 | 35.7 | 35.1 | 36.5 | 29.8 | 33.6 | 30.9 | 35.9 | 34.6 | 39.5 | 33.6 | 14.1 | 36.4 | 33.5 | 35.7 | 30.6 | 42.7 | 29.5 | 32.8 | 0
2918 | 35.9 | 38.7 | 41.7 | 41 | 35 | 37.6 | 31.9 | 37.9 | 23.4 | 36.2 | 41.2 | 36.4 | 36 | 34.6 | 34.8 | 25.4 | 29.8 | 36.3 | 26 | 38.4 | 31 | 36 | 28 | 40.7 | 42.2 | 37.6 | 40.9 | 40.6 | 35 | 36.2 | 21.6 | 35 | 37.4 | 41.4 | 37 | 32.4 | 33.6 | 42 | 40.2 | 42.8 | 32.8 | 36 | 35.6 | 37.9 | 29.9 | 39 | 31.4 | 36.2 | 35.2 | 40.3 | 35 | 14.2 | 38 | 33.1 | 36.7 | 30.6 | 42.7 | 29.7 | 32 | 0
2919 | 36.9 | 37.2 | 40.2 | 41.8 | 35.2 | 37.1 | 32.2 | 38.3 | 26 | 36.3 | 41.9 | 32.8 | 36.2 | 34 | 35.8 | 23.8 | 30 | 36.8 | 26.4 | 39 | 31.7 | 36.2 | 27 | 40.9 | 42.5 | 38.1 | 42.1 | 40.6 | 35 | 35.1 | 21.7 | 34.8 | 38.2 | 41.7 | 39 | 32 | 32.9 | 41.6 | 39.4 | 43.5 | 32.6 | 37.5 | 36.3 | 38.9 | 30 | 40.5 | 34.6 | 35.9 | 34.9 | 40.7 | 35.6 | 15 | 38.2 | 32.7 | 37.2 | 30.6 | 43.1 | 29.7 | 31.3 | 0
2920 | 37.9 | 36.3 | 41.2 | 41.7 | 35.4 | 35.6 | 32.8 | 38 | 24.5 | 35.7 | 41.9 | 29.3 | 36 | 33.4 | 34 | 19.7 | 29.6 | 36.8 | 26.3 | 38.6 | 31.6 | 36.1 | 25.7 | 40.6 | 42.6 | 38.2 | 42.8 | 39.9 | 34.6 | 33.9 | 21.7 | 34.5 | 38.3 | 41.5 | 39 | 31.5 | 32.1 | 41.5 | 37.1 | 43.1 | 32.1 | 37.3 | 36 | 38.8 | 30 | 40.9 | 36.5 | 34.7 | 34.6 | 41.2 | 35.9 | 15.3 | 37.3 | 31.8 | 37.2 | 30.1 | 42.9 | 29.4 | 30.6 | 0
2921 | 38.9 | 36.5 | 40.3 | 41 | 29.7 | 34.9 | 31.1 | 37.1 | 24.6 | 34.7 | 42 | 26 | 35.8 | 32.6 | 33 | 20.1 | 28.6 | 35.8 | 25.8 | 37.8 | 31.4 | 36.1 | 24.7 | 39.6 | 41.9 | 38 | 42.9 | 39 | 33.6 | 32.6 | 21.4 | 33.2 | 38.5 | 41 | 38.5 | 31.5 | 31.4 | 40.7 | 35.4 | 42.1 | 31.6 | 36.6 | 35.4 | 38.4 | 29.9 | 37.8 | 38.6 | 33 | 33.4 | 40.7 | 34 | 15.4 | 35.2 | 25.8 | 37.1 | 29.4 | 42.3 | 29.2 | 30.2 | 0
2922 | 36.9 | 34.8 | 39.8 | 39.8 | 33.7 | 31 | 30.3 | 35.5 | 24.6 | 33.2 | 40.9 | 25.2 | 35 | 31.2 | 31.8 | 20.7 | 27.2 | 35 | 24.9 | 35.4 | 30.4 | 35.2 | 23.6 | 38 | 41.5 | 37.2 | 42.6 | 37.6 | 32.4 | 31.5 | 21 | 31.7 | 35.2 | 40.1 | 37.5 | 30.9 | 30.5 | 40.2 | 33 | 40.3 | 31.1 | 33.3 | 33.5 | 37 | 29.7 | 36.1 | 37.9 | 30.9 | 32.5 | 40.2 | 31.1 | 14.6 | 32.9 | 24.7 | 35.7 | 28.2 | 40.8 | 29.5 | 29.8 | 0
2923 | 35.5 | 31.4 | 38.4 | 38.7 | 28 | 27.7 | 28.9 | 33.6 | 24.7 | 31.2 | 40 | 25.2 | 34.1 | 30.5 | 26.9 | 20.4 | 25.8 | 33.2 | 24.2 | 33.1 | 29.7 | 34.6 | 22.9 | 36 | 39.5 | 37.1 | 41.8 | 36.5 | 30.9 | 30.2 | 20.6 | 30.6 | 34 | 38.9 | 36.5 | 30 | 29.7 | 38.1 | 31.8 | 36 | 30.6 | 30.4 | 31.6 | 35 | 28.9 | 33.3 | 37 | 28.9 | 31.1 | 38.7 | 26.3 | 13.9 | 30.7 | 25 | 34.5 | 26.9 | 36.9 | 28.8 | 29.5 | 0
2924 | 33.8 | 28.2 | 37.7 | 37.7 | 26.2 | 26.1 | 28.3 | 31.6 | 24.6 | 29.3 | 38.4 | 26.4 | 32.8 | 30.2 | 23.8 | 20.4 | 24.6 | 31.3 | 23.6 | 30.4 | 28.1 | 33.7 | 22.2 | 34.2 | 37 | 34.5 | 41 | 35.4 | 29.6 | 29 | 20.2 | 29.8 | 33.6 | 37.6 | 35.4 | 29.5 | 28.8 | 36 | 31.3 | 32.9 | 30 | 27 | 29.2 | 31.9 | 28.3 | 33 | 35.2 | 27.4 | 30.2 | 37.2 | 22 | 13.2 | 29.4 | 25.1 | 33.6 | 25.6 | 35.2 | 28 | 29.2 | 0
2925 | 31.4 | 26 | 36.5 | 36.9 | 26.1 | 25.8 | 27.8 | 30.1 | 24.5 | 28.3 | 37.7 | 26.3 | 31.9 | 29.8 | 24.3 | 20.4 | 23.8 | 29.3 | 23.6 | 29.1 | 26.9 | 33 | 21.9 | 32.8 | 35.3 | 33 | 39.9 | 34.7 | 28.4 | 27.6 | 20 | 29.3 | 33.1 | 36.4 | 34.2 | 29.2 | 28.2 | 34 | 30.8 | 31.4 | 29.4 | 26.2 | 27.8 | 30 | 28.1 | 31.5 | 34.6 | 26.5 | 29.1 | 36.2 | 18.1 | 13.4 | 28.7 | 25.4 | 32.7 | 24.7 | 34.3 | 27.8 | 29 | 0
2926 | 30.5 | 25.5 | 35.4 | 35.9 | 25.7 | 25.2 | 27.4 | 29.1 | 24.6 | 27.7 | 36.6 | 26.2 | 30.8 | 29.7 | 24.5 | 20.6 | 23.4 | 28.3 | 23.6 | 28.3 | 25.9 | 32.2 | 21.4 | 32.2 | 34 | 31.6 | 39 | 33.8 | 27.6 | 26.5 | 19.9 | 28.8 | 32.8 | 35.3 | 33 | 29 | 27.7 | 33.5 | 30.7 | 30.4 | 29.2 | 25.8 | 26.4 | 29 | 28 | 31.9 | 33.5 | 26 | 28.8 | 35.2 | 17 | 13.6 | 28.7 | 25.6 | 32.2 | 24.1 | 33.7 | 27.5 | 28.7 | 0
2927 | 29.9 | 24.8 | 34 | 34.4 | 25.7 | 24 | 24.5 | 28.1 | 24.6 | 27.2 | 36.2 | 24.8 | 30 | 29.6 | 24.4 | 20.6 | 23 | 27.5 | 23.6 | 28.8 | 25 | 31.3 | 20.8 | 32 | 32.7 | 30.6 | 38.2 | 32.8 | 26.8 | 25.6 | 20 | 28.6 | 32.3 | 34.2 | 32 | 28.7 | 27.6 | 32.5 | 30.6 | 29.5 | 29.1 | 27 | 25.6 | 28.4 | 27.8 | 30.6 | 32.4 | 25.8 | 28.4 | 34.3 | 17.4 | 14.2 | 28.6 | 25.6 | 31.7 | 23.8 | 32.9 | 27.5 | 28.4 | 0
2928 | 29 | 26.4 | 33.5 | 32.2 | 25.7 | 22.5 | 20.5 | 27.3 | 24.7 | 26.4 | 35 | 24.4 | 28.9 | 30 | 24.4 | 21.2 | 22.4 | 26.5 | 23.1 | 28.9 | 24.2 | 29.8 | 19.7 | 31.9 | 32.5 | 30.5 | 37.4 | 31.1 | 26 | 25.2 | 20.1 | 28.3 | 31.7 | 33.1 | 32 | 28 | 27.5 | 31.9 | 30.4 | 28.6 | 29.1 | 26.8 | 24.2 | 27.5 | 27.7 | 30.9 | 31.2 | 25.4 | 28.5 | 33.2 | 19.9 | 13.9 | 28.5 | 25.6 | 30.9 | 23.4 | 31.9 | 27.1 | 27.9 | 0
2929 | 28.7 | 26.4 | 33.2 | 29.7 | 25.6 | 20.9 | 20.8 | 26.6 | 24.5 | 26.2 | 34.5 | 23.8 | 28.1 | 28.7 | 24.3 | 18.9 | 21.6 | 26.2 | 22.4 | 29.4 | 23.7 | 29.3 | 18.6 | 31.5 | 32.4 | 29.7 | 36.3 | 29.3 | 24.8 | 24.8 | 20.1 | 28 | 31.3 | 32 | 31.2 | 27.8 | 27.4 | 31 | 30.2 | 27.7 | 29 | 26.8 | 23.2 | 27.5 | 27.6 | 29 | 30 | 24.8 | 27.9 | 32.7 | 21.6 | 13.6 | 27.8 | 25.6 | 30.7 | 23 | 31.3 | 26.8 | 27.5 | 0
2930 | 28.4 | 26.6 | 32.4 | 27.2 | 25.2 | 20.6 | 20.3 | 25.9 | 24.6 | 26 | 33.4 | 24.6 | 27.1 | 28.4 | 24.2 | 18.5 | 20.8 | 25.3 | 21.4 | 29 | 23.7 | 28.6 | 17.4 | 30.6 | 32.4 | 29.1 | 35.1 | 27.4 | 23.6 | 24.6 | 20 | 23.5 | 31 | 31 | 30.4 | 27.7 | 27 | 30.3 | 29.9 | 27.1 | 28.6 | 25.2 | 21.8 | 27.4 | 27.3 | 28.4 | 28.4 | 24 | 27.2 | 32.6 | 22.6 | 12.8 | 27 | 25.6 | 30.2 | 22.4 | 30.1 | 26.3 | 27 | 0
2931 | 28.4 | 25.7 | 31.7 | 25.5 | 29.7 | 20.6 | 19.5 | 25.3 | 24.5 | 25.9 | 33.2 | 24.8 | 26.6 | 28.2 | 23.9 | 18.7 | 20.2 | 24 | 20.8 | 29 | 23.7 | 28.6 | 16.8 | 29.4 | 32.3 | 28.6 | 34 | 26.2 | 22.4 | 24.1 | 19.8 | 23.9 | 30.4 | 30.3 | 29.6 | 27.4 | 26.6 | 29.2 | 30 | 26.6 | 28.1 | 24.7 | 21.3 | 26.8 | 26.8 | 26.2 | 25.3 | 23.3 | 25.8 | 31.8 | 21.4 | 12.7 | 26.1 | 25.6 | 29.7 | 22.1 | 29.3 | 26 | 26.9 | 0
2932 | 27.4 | 26 | 29.2 | 24.8 | 29.6 | 20.6 | 19.9 | 24.8 | 24.5 | 25.7 | 32.6 | 25.8 | 26.2 | 28.2 | 23.8 | 18.7 | 20.2 | 24.3 | 20.6 | 28.2 | 23.2 | 28.1 | 16.6 | 28.3 | 32 | 28.1 | 32.9 | 25.6 | 21.8 | 23.7 | 19.7 | 24.4 | 30 | 30.1 | 28.8 | 27 | 26.1 | 28.9 | 29.9 | 26.1 | 28.1 | 23.6 | 20.6 | 26.7 | 26.1 | 26.7 | 23.5 | 23 | 25.1 | 31.2 | 20.4 | 12.6 | 25.8 | 25.7 | 29.2 | 21.8 | 28.7 | 25.8 | 26.9 | 0
2933 | 26.4 | 25.9 | 29.2 | 32.4 | 29.6 | 20.6 | 19.8 | 24.3 | 24.5 | 25.4 | 32.4 | 22 | 24.2 | 28 | 23.6 | 18.4 | 21.8 | 24 | 23.2 | 24.6 | 22.4 | 27.1 | 19 | 28.4 | 30.8 | 26.3 | 31.8 | 27.8 | 24 | 22.4 | 19.8 | 25.3 | 29.5 | 30.4 | 28 | 26.6 | 25.2 | 29 | 29.6 | 26.2 | 28 | 22 | 22 | 26.6 | 25.9 | 28 | 27.6 | 22.6 | 25 | 30.2 | 14.6 | 14.2 | 25.2 | 25.5 | 29.1 | 19.2 | 28.3 | 25.4 | 27.8 | 0
2934 | 25.9 | 24.6 | 28.7 | 32.4 | 29.6 | 20.9 | 19.8 | 25.3 | 24.9 | 25.2 | 31.7 | 23.1 | 24.4 | 27.9 | 23.4 | 18.2 | 21.7 | 23.8 | 23.1 | 25.5 | 21.8 | 26.6 | 20.2 | 28.1 | 30.1 | 26.5 | 30.7 | 29 | 25 | 22.6 | 19.9 | 26.8 | 29 | 31.6 | 27.2 | 26.5 | 26.2 | 28 | 29.4 | 26.1 | 27.6 | 23 | 23.3 | 26.4 | 25.5 | 29.2 | 28.5 | 22.6 | 26.1 | 28.7 | 18.8 | 16.2 | 25.7 | 25.5 | 28.7 | 19.8 | 28.2 | 25.4 | 28.4 | 0
2935 | 25.4 | 25.3 | 28.2 | 33.1 | 25 | 21.1 | 19.7 | 27.1 | 26 | 24.7 | 32 | 24.8 | 25.1 | 28.8 | 23.4 | 19.1 | 21.6 | 23.8 | 23.1 | 27.9 | 21.4 | 27.3 | 21.4 | 29.2 | 30.3 | 26.5 | 30.4 | 31 | 26.3 | 24.1 | 20.1 | 27.3 | 29 | 33.6 | 26 | 26.6 | 27.7 | 28 | 29.4 | 26.8 | 27.6 | 24.6 | 25 | 26.2 | 25.4 | 31.4 | 31.5 | 23.2 | 27.6 | 28.6 | 23.1 | 17.9 | 26.7 | 26.1 | 28.7 | 21.5 | 29.2 | 25.7 | 29.4 | 0
2936 | 26.4 | 29 | 28.7 | 34 | 26.9 | 22.2 | 20.4 | 29.5 | 28.4 | 26.5 | 33.4 | 26.6 | 27 | 30.3 | 23.7 | 20.8 | 21.8 | 25 | 23.2 | 29.8 | 21.8 | 28.6 | 23 | 30.8 | 31.8 | 27.7 | 31 | 34 | 28.5 | 26 | 20.2 | 28.5 | 30.4 | 35.6 | 28.3 | 28.2 | 29.4 | 31.2 | 31.3 | 30.7 | 28 | 26.2 | 27.6 | 26.4 | 25.8 | 33.8 | 32.4 | 24.6 | 29.8 | 30.3 | 28 | 19.4 | 28.4 | 27.6 | 29.7 | 23 | 30.7 | 26.4 | 30.4 | 0
2937 | 28.3 | 31 | 31 | 35.7 | 29 | 24.8 | 22.8 | 32.1 | 30 | 28.1 | 35.7 | 28.5 | 29.2 | 31.8 | 26 | 23.6 | 21.9 | 28 | 23.7 | 32.5 | 24.9 | 30.7 | 24.1 | 33.6 | 34 | 32.8 | 31.6 | 36.2 | 30 | 29.3 | 20.2 | 30.7 | 32.1 | 37.9 | 29.7 | 29.4 | 30.9 | 35.4 | 33.8 | 36.6 | 29.7 | 27.9 | 29.7 | 28.3 | 28.9 | 36.1 | 34.4 | 26.3 | 31.2 | 32.1 | 30.7 | 19.4 | 30 | 29.6 | 31.3 | 25.3 | 32.4 | 28 | 31.7 | 0
2938 | 30.1 | 34.1 | 33.4 | 37.2 | 30.5 | 26.6 | 23.7 | 34.3 | 31.8 | 30.4 | 38 | 30.1 | 32 | 32.8 | 27.8 | 25 | 22.4 | 30.2 | 24.7 | 34.2 | 27.7 | 32.4 | 25.5 | 35.9 | 36.7 | 35.4 | 33 | 37.9 | 31.6 | 32.2 | 20.3 | 32.2 | 33.6 | 39.6 | 31.2 | 31.3 | 32 | 37.3 | 36.1 | 38.5 | 31.2 | 29.2 | 32.1 | 30.5 | 30.1 | 37.8 | 33.6 | 28.5 | 32.6 | 34 | 33.2 | 19 | 31.8 | 30.5 | 32.6 | 26.5 | 34.6 | 29.5 | 32.7 | 0
2939 | 32.3 | 35.8 | 36.5 | 39 | 32.5 | 29.9 | 25.7 | 35.8 | 33 | 32.7 | 40 | 31.6 | 34.2 | 34.5 | 29 | 26.4 | 22.8 | 32.2 | 26 | 36 | 30.3 | 34.7 | 26.4 | 38 | 38.9 | 37.4 | 35.2 | 38.4 | 32.5 | 35 | 20.4 | 33.3 | 35.2 | 41.2 | 33 | 31.6 | 32.6 | 38.2 | 39.7 | 40.6 | 32 | 30.4 | 33.6 | 33.2 | 30.7 | 39 | 33.4 | 30.6 | 33.2 | 35.5 | 34 | 18.2 | 33.2 | 31.6 | 33.5 | 27.4 | 37.3 | 29.4 | 33.4 | 0
2940 | 34.1 | 36.7 | 38.4 | 40.1 | 34.7 | 32.8 | 27.4 | 36.5 | 34.4 | 35.3 | 41 | 32.7 | 35.8 | 35 | 31.6 | 26.2 | 23.5 | 33.7 | 27.3 | 36.5 | 31.3 | 35.7 | 27.5 | 38.7 | 40.2 | 38.5 | 37.4 | 39 | 33.9 | 35.9 | 20.6 | 32.1 | 37.2 | 42 | 35.1 | 33 | 33 | 39.7 | 39.8 | 42.1 | 32.4 | 31.2 | 35.3 | 35.2 | 30.8 | 39.7 | 31 | 32.8 | 34.1 | 36.8 | 35.6 | 18.4 | 34.6 | 33.3 | 34.8 | 26.6 | 39 | 30 | 33.3 | 0
2941 | 35.7 | 37.7 | 39.8 | 41 | 36 | 34.8 | 28 | 36.8 | 34.5 | 35.6 | 41.4 | 33.7 | 36 | 34.9 | 33 | 25.6 | 23.8 | 34.7 | 28.4 | 37.5 | 32.1 | 36.9 | 27.9 | 39.2 | 41.8 | 39.4 | 39.1 | 39.2 | 34.8 | 36.1 | 20.8 | 31.1 | 38.2 | 42.7 | 36.2 | 32.6 | 33 | 40.7 | 39.9 | 42.9 | 32.6 | 32 | 35.9 | 36.9 | 30.8 | 40.5 | 31.2 | 34.4 | 34.5 | 38.5 | 35.8 | 18.9 | 35.3 | 33.2 | 35.3 | 25.9 | 40.6 | 30.6 | 32.9 | 0
2942 | 37.7 | 38.7 | 41 | 41.4 | 37 | 35.8 | 28.9 | 37 | 34.6 | 36.4 | 41.2 | 34.2 | 35.4 | 34.4 | 33.6 | 25 | 24 | 34.7 | 29 | 37.8 | 33.4 | 37.2 | 28 | 39 | 43.3 | 39.6 | 40.4 | 40 | 36 | 34.8 | 21 | 28.9 | 39.5 | 42.8 | 37.2 | 32.6 | 33 | 41.1 | 39 | 43.5 | 32.7 | 32.4 | 36.2 | 37.8 | 30.5 | 41.2 | 31.4 | 35.6 | 35.4 | 39 | 36.2 | 20.2 | 35.8 | 32.9 | 36.3 | 24.6 | 40.9 | 31.4 | 32 | 0
2943 | 38.5 | 39 | 41.3 | 41.8 | 37.5 | 36.3 | 28.6 | 37.2 | 34.5 | 37 | 41.1 | 34.4 | 33.9 | 34.2 | 35 | 23.8 | 23.6 | 34.7 | 29 | 38.7 | 34.4 | 37.7 | 27 | 39.5 | 43.6 | 39.5 | 41.6 | 40.3 | 36.1 | 33.8 | 21.1 | 29.1 | 40.1 | 43 | 37.2 | 32.1 | 32.7 | 41.3 | 38.5 | 43.4 | 32.6 | 32.7 | 35.2 | 38.7 | 30.3 | 41.7 | 35.1 | 35.9 | 35.6 | 40 | 34.4 | 20.7 | 35.3 | 32.9 | 36.3 | 24.5 | 41.4 | 31.6 | 31.2 | 0
2944 | 39.4 | 37 | 40.7 | 41.4 | 37.5 | 35.2 | 26.1 | 37.3 | 34 | 37 | 41 | 33.9 | 32.7 | 33.8 | 35.4 | 22.4 | 23.1 | 34.7 | 28.3 | 38.4 | 34.3 | 37.4 | 25.9 | 39.4 | 43.2 | 40.4 | 42.2 | 40.5 | 35.8 | 32.1 | 21.1 | 28.6 | 40.2 | 42.6 | 36.7 | 32 | 32.2 | 41.4 | 37.3 | 43.4 | 32.6 | 32.2 | 34.1 | 38.7 | 30.3 | 41.4 | 37.4 | 35.7 | 36.1 | 40 | 32.8 | 21 | 34.4 | 32.7 | 36.3 | 24.1 | 41.6 | 31.1 | 30.4 | 0
2945 | 39.5 | 36.5 | 40.5 | 40.8 | 36.4 | 33.3 | 25.9 | 36.7 | 32 | 31.8 | 41 | 33 | 31.8 | 33.7 | 35.4 | 21.5 | 22.4 | 34.7 | 27.4 | 37.8 | 34.3 | 37.6 | 24.4 | 39.2 | 42.5 | 40 | 42 | 39.4 | 34 | 31 | 21 | 28 | 40 | 42 | 36.5 | 31.4 | 31.4 | 41.3 | 35 | 42.8 | 32.1 | 31.4 | 32.2 | 37.6 | 30 | 40.1 | 40.4 | 34.8 | 35.8 | 39.6 | 30.2 | 20 | 32.8 | 32.1 | 36.3 | 24.4 | 41.4 | 30.7 | 30 | 0
2946 | 39.5 | 34.2 | 40 | 39.2 | 35 | 30.3 | 25.2 | 35.4 | 30.8 | 28.2 | 40.5 | 31.5 | 31.9 | 31.3 | 35.2 | 21.6 | 22 | 33.7 | 26.4 | 35.6 | 34 | 35.8 | 23.6 | 37.6 | 41.8 | 39.5 | 41.8 | 37.7 | 31.9 | 29.3 | 20.9 | 27.3 | 38.7 | 40.8 | 35.8 | 31 | 30.5 | 40.5 | 32.5 | 42 | 31.3 | 30 | 30.9 | 36.1 | 29.4 | 37.7 | 39.9 | 33.6 | 35.5 | 39 | 29.2 | 19 | 31.3 | 30.7 | 34.8 | 23.8 | 40.2 | 30 | 29.6 | 0
2947 | 37.6 | 32 | 37.8 | 37.6 | 34 | 27.6 | 25.1 | 33.6 | 29 | 27 | 39.4 | 30.2 | 31.9 | 30.4 | 34.6 | 21.2 | 21.5 | 32.2 | 25.6 | 34 | 32.8 | 34.7 | 22.8 | 35.8 | 40.2 | 38.8 | 41.1 | 35 | 28.7 | 28.2 | 20.8 | 26.9 | 37.7 | 39.9 | 35.2 | 30.1 | 29.4 | 38.2 | 31.5 | 36.5 | 30.6 | 28.8 | 29.2 | 33.9 | 28.3 | 35 | 40.3 | 32 | 34.3 | 38 | 27.9 | 17.4 | 29.6 | 29.9 | 33.8 | 23.5 | 37.2 | 29.5 | 29.6 | 0
2948 | 34.5 | 29 | 36.3 | 35.8 | 33 | 26.1 | 24.7 | 31.8 | 28.3 | 26.6 | 37.6 | 29 | 32 | 29.8 | 33 | 20.8 | 21.4 | 31.1 | 25 | 32.2 | 30.8 | 34 | 22.6 | 33.2 | 38.2 | 37.4 | 39.9 | 32.4 | 26 | 27 | 20.8 | 27 | 36.6 | 39 | 34.5 | 29.9 | 28.6 | 37.3 | 31.6 | 34.2 | 30.2 | 27.8 | 28 | 31.9 | 27.8 | 32.4 | 33 | 30.4 | 33 | 36.6 | 27.8 | 16.4 | 28.6 | 29.6 | 33.2 | 22.6 | 35.8 | 28.5 | 29.4 | 0
2949 | 33.9 | 26.9 | 34.5 | 34.7 | 30.5 | 25.7 | 24.6 | 30.4 | 27.5 | 26.7 | 35.7 | 28.3 | 31.1 | 29.5 | 30.4 | 20.5 | 21.2 | 30.2 | 24.7 | 32.1 | 29.4 | 33.4 | 22 | 31.5 | 36.5 | 35.6 | 38.7 | 30 | 23.4 | 26.8 | 20.8 | 26.2 | 35.6 | 38.7 | 33.4 | 29.6 | 28 | 35.2 | 30.8 | 32.9 | 30.2 | 27.5 | 26.4 | 30 | 27.3 | 30.8 | 32 | 28.7 | 31 | 35.6 | 26.5 | 15.3 | 27.9 | 29.5 | 32.3 | 22.6 | 34.6 | 27.9 | 29.4 | 0
2950 | 31.9 | 25 | 33 | 33.7 | 21.6 | 24.9 | 24.5 | 29.6 | 27.5 | 26.3 | 34.2 | 27.8 | 30 | 29.5 | 29.9 | 20 | 21.3 | 29.7 | 24.4 | 31.8 | 28.3 | 32.7 | 21.7 | 30 | 34.5 | 34.5 | 37.7 | 29.2 | 22.3 | 26.2 | 20.7 | 26 | 34.7 | 38.1 | 33.2 | 29.6 | 27.6 | 34.2 | 30.8 | 32.1 | 29.9 | 27.2 | 25.4 | 29.3 | 27 | 30.2 | 32.1 | 27.4 | 29.6 | 34.8 | 25.6 | 15.1 | 27.9 | 29.2 | 31.7 | 22 | 33.8 | 27.8 | 29.1 | 0
2951 | 31.1 | 24 | 31.5 | 33.4 | 22.2 | 24 | 24.3 | 28.8 | 27.1 | 26.6 | 33.4 | 27.2 | 28.4 | 29.1 | 28.8 | 20 | 21.4 | 29.2 | 24.2 | 32 | 27.5 | 32 | 21 | 29.8 | 35.2 | 33.5 | 36.7 | 29.2 | 22.1 | 26 | 20.6 | 25.6 | 33.4 | 37.4 | 32 | 29.6 | 27.4 | 33.8 | 30.8 | 36.6 | 29.7 | 27 | 24.4 | 28.6 | 26.9 | 30.4 | 31.8 | 26.4 | 28.2 | 33.6 | 23.2 | 14.8 | 28 | 28.7 | 31.3 | 21.8 | 32.9 | 27.3 | 28.8 | 0
2952 | 30.6 | 23.2 | 30 | 32.9 | 22.5 | 24 | 23.7 | 28 | 27 | 26.1 | 33.4 | 26.1 | 27.3 | 29 | 26.4 | 19.3 | 21.9 | 27.2 | 23.9 | 30.5 | 26.3 | 30.7 | 20.6 | 29.5 | 35.3 | 32.4 | 35.8 | 30.3 | 23.3 | 24.9 | 20.4 | 25.1 | 32.4 | 35.7 | 31.8 | 29.2 | 27.2 | 33.8 | 30.5 | 36.2 | 29.3 | 26.1 | 24.2 | 27.9 | 26.5 | 30.5 | 31.4 | 26 | 27.8 | 33 | 21.4 | 15 | 28.4 | 28.3 | 30.8 | 20.6 | 32.2 | 26.8 | 28.2 | 0
2953 | 29.8 | 21.4 | 29.6 | 32.8 | 22.5 | 23.7 | 23.6 | 27.1 | 26.5 | 26.8 | 33.9 | 24.8 | 26.3 | 29 | 26.2 | 18.6 | 22.2 | 26.2 | 23.6 | 28.8 | 26.3 | 30 | 19.8 | 29.7 | 34.6 | 31 | 35.3 | 30.8 | 24.2 | 24.2 | 20.2 | 24.6 | 31.7 | 33.8 | 30.7 | 29 | 26.7 | 33.8 | 30.3 | 35.6 | 29.2 | 24.8 | 23.7 | 27.8 | 26.1 | 30.4 | 29.8 | 25.4 | 27.2 | 32.6 | 18.2 | 14.4 | 28.3 | 28.3 | 30.7 | 19.9 | 31.6 | 26.4 | 27.7 | 0
2954 | 29.3 | 20.4 | 27.3 | 32.4 | 22.5 | 23.4 | 23.1 | 26.2 | 26.2 | 26.7 | 34.2 | 23.2 | 25.9 | 29 | 25.8 | 18.4 | 22.6 | 25.2 | 23.4 | 26.2 | 26.1 | 29.2 | 19.4 | 29.4 | 33.8 | 30 | 34.2 | 30.8 | 25 | 23 | 20 | 24.2 | 30.7 | 31.6 | 29.3 | 28.9 | 26 | 33.7 | 30 | 35.5 | 29.1 | 23.2 | 23.4 | 27.5 | 25.8 | 29.5 | 28.2 | 25 | 26.8 | 31.6 | 16 | 14 | 27.8 | 28.2 | 29.9 | 18.6 | 30.2 | 26.1 | 27.2 | 0
2955 | 28.9 | 19 | 26.5 | 32.4 | 22.5 | 23.3 | 23 | 25.3 | 26 | 26.9 | 34.1 | 22.1 | 25.2 | 28.7 | 25.4 | 18 | 22.4 | 24.2 | 23.3 | 24.8 | 25.4 | 28.6 | 18.7 | 29.3 | 33 | 30 | 33.1 | 29.5 | 24.6 | 22.7 | 19.8 | 24.1 | 30 | 30.3 | 27.6 | 28.7 | 25.3 | 32.5 | 29.5 | 34.1 | 28.7 | 22.1 | 22.4 | 27.4 | 25.5 | 28.5 | 26.6 | 24.1 | 25.7 | 31 | 13.4 | 13.2 | 26.7 | 27.8 | 29.5 | 18.5 | 29.4 | 25.6 | 27.2 | 0
2956 | 28 | 20 | 26.4 | 32.2 | 22.5 | 22.7 | 23 | 24.4 | 26 | 25.1 | 33.4 | 21.6 | 24.8 | 28.5 | 25.4 | 18 | 22.3 | 23.7 | 23.2 | 23.8 | 25.1 | 28.3 | 18.8 | 28.6 | 31.2 | 29.6 | 32.5 | 28.5 | 24.4 | 22.1 | 19.8 | 23.7 | 29.4 | 29.7 | 26.6 | 28.6 | 25 | 32.6 | 29 | 32.5 | 28.3 | 21.5 | 22.1 | 27.3 | 25.2 | 27.8 | 26.5 | 23.3 | 25.3 | 30.5 | 13.4 | 13.4 | 25.8 | 27.7 | 29.3 | 18.3 | 28.9 | 25.2 | 27.3 | 0
2957 | 27.1 | 19 | 25.6 | 29 | 22.5 | 22.7 | 22.8 | 23.5 | 26 | 24.9 | 26 | 24.2 | 23.4 | 28.1 | 25 | 17.5 | 19 | 23.7 | 23.8 | 26 | 24.7 | 26.3 | 18.6 | 24.6 | 29.3 | 29 | 32.3 | 24.2 | 21.5 | 24 | 20 | 23.2 | 28.8 | 31.2 | 25.7 | 26.2 | 25 | 32.7 | 28.6 | 32.3 | 27.9 | 21.6 | 20.8 | 26.8 | 24.5 | 28.4 | 27.4 | 23.2 | 22 | 29.8 | 18.4 | 14.4 | 26.2 | 27.6 | 28.8 | 21.4 | 28.4 | 24.8 | 26.6 | 0
2958 | 26 | 19.2 | 25 | 30.3 | 22.5 | 22.2 | 22.5 | 24.7 | 25.6 | 24.5 | 25.8 | 24.6 | 23.1 | 27.9 | 25 | 17.5 | 19.9 | 23.7 | 24.4 | 27.1 | 24.3 | 25.7 | 20 | 26.4 | 30.6 | 28.5 | 31 | 24.8 | 22 | 23.2 | 20.2 | 23.1 | 28.3 | 31.3 | 25.6 | 28.2 | 26 | 32.7 | 28.3 | 30.3 | 27.3 | 21.7 | 21.3 | 26.3 | 24.4 | 29.8 | 29.6 | 23.7 | 22 | 29.9 | 20.7 | 17.3 | 25.9 | 27.5 | 28.3 | 21.7 | 28.2 | 24.6 | 27.5 | 0
2959 | 25.5 | 22 | 25.3 | 32.2 | 23.5 | 21.8 | 22.4 | 26.8 | 27 | 24.9 | 26.4 | 26.3 | 23.7 | 28.8 | 25.1 | 17.9 | 20.5 | 25.2 | 24.9 | 27.8 | 24.3 | 25.9 | 22.5 | 28.7 | 30 | 28.5 | 30.7 | 26.6 | 23.6 | 23.6 | 20.3 | 24.6 | 28.7 | 32.3 | 25.7 | 28.1 | 27.6 | 32.7 | 28.8 | 31.5 | 27.2 | 22.3 | 22.9 | 26.3 | 24.6 | 31.5 | 31.5 | 25.5 | 22.7 | 30.5 | 24.6 | 19.2 | 27.7 | 27.6 | 28.3 | 22.2 | 28.6 | 25 | 28.8 | 0
2960 | 26.3 | 28.5 | 27 | 34.4 | 25.5 | 22.7 | 23.5 | 29 | 28.8 | 27 | 28.2 | 28.4 | 25 | 30.7 | 25.9 | 21.4 | 21.4 | 25.2 | 25.6 | 31.2 | 24.5 | 26.9 | 25.2 | 31.6 | 31.9 | 29.4 | 30.8 | 29.2 | 25.2 | 24.6 | 20.4 | 27 | 31.1 | 34.8 | 26.3 | 29.6 | 29.4 | 34.3 | 30.8 | 33.1 | 27.7 | 22.8 | 24.6 | 26.3 | 25.2 | 33.2 | 33 | 28 | 24 | 31.5 | 28.6 | 20.8 | 29 | 28.2 | 29 | 22.8 | 29.8 | 25.8 | 31.2 | 0
2961 | 29 | 31.7 | 31.5 | 36.1 | 28.4 | 25.6 | 25 | 30.8 | 32.2 | 29.8 | 30.4 | 31.2 | 28 | 32.2 | 27.4 | 23.5 | 21.5 | 27.3 | 25.8 | 32.2 | 27.7 | 31.1 | 27.5 | 33.8 | 35.3 | 34.8 | 31.3 | 32.2 | 27.7 | 27.3 | 20.6 | 30.2 | 33.6 | 36.8 | 27.6 | 29.9 | 31.2 | 36 | 33.3 | 36.3 | 30.6 | 23.6 | 27.4 | 28 | 28.2 | 34.7 | 33.1 | 30.8 | 25.4 | 32.8 | 32.6 | 19.3 | 32 | 30.2 | 30.5 | 23.7 | 32 | 28.1 | 32.8 | 0
2962 | 31.3 | 35.1 | 35.5 | 37.4 | 29.1 | 28.6 | 26 | 31.9 | 34.1 | 31.4 | 33.1 | 33.7 | 31.2 | 34.1 | 29.2 | 25 | 21.9 | 28.8 | 26.2 | 34.4 | 30.9 | 32.9 | 28.6 | 35.7 | 36.1 | 37.5 | 32.7 | 34.7 | 29.6 | 30 | 21.1 | 31.8 | 35.5 | 38.9 | 30 | 31 | 32.4 | 38 | 35.5 | 38 | 31.7 | 23.9 | 29.7 | 29.2 | 29.5 | 36 | 33.3 | 32.8 | 26.7 | 35 | 35.4 | 17.5 | 33.2 | 31.2 | 32 | 24.8 | 34 | 28.8 | 34.2 | 0
2963 | 33.7 | 37.7 | 37 | 38.2 | 30.6 | 30.9 | 27 | 32.7 | 34.8 | 32.8 | 35.4 | 36 | 34.4 | 35.3 | 30.2 | 26.8 | 22 | 30.3 | 26.4 | 34 | 33.1 | 34.3 | 28.4 | 36.8 | 37.7 | 39 | 34.7 | 36.6 | 31.8 | 33 | 22 | 33.3 | 37 | 39.8 | 32.5 | 31.2 | 33.2 | 38.6 | 37.7 | 39.7 | 32.8 | 24.4 | 32.2 | 31.4 | 29.9 | 37.2 | 33.8 | 33.8 | 27.6 | 36.6 | 37.4 | 14.6 | 34.8 | 32.9 | 33.5 | 26 | 36 | 29.8 | 34.2 | 0
2964 | 35.9 | 38.9 | 39 | 39.2 | 32 | 33.7 | 27.9 | 33.5 | 36.1 | 34.5 | 37.6 | 37.3 | 36 | 36.3 | 31.9 | 28.3 | 22.8 | 30.3 | 27.2 | 35.5 | 34.1 | 35.5 | 27.3 | 37.9 | 39.2 | 40.6 | 36.9 | 37.6 | 32.9 | 34.4 | 23.2 | 34.5 | 38 | 40.8 | 35.5 | 31.4 | 33.5 | 40.4 | 39.4 | 41 | 33.5 | 24.6 | 33.5 | 33.5 | 30.7 | 38.5 | 35.8 | 33.4 | 28.2 | 38.5 | 38.3 | 14.1 | 34.2 | 33.4 | 34.5 | 26.9 | 38.4 | 30.9 | 33.9 | 0
2965 | 38.4 | 39 | 41 | 40.3 | 33.4 | 34.8 | 28.5 | 34.6 | 37.3 | 35.8 | 39 | 38.3 | 36.8 | 37.4 | 33.7 | 28.9 | 23.3 | 29.9 | 27.8 | 35.1 | 35.4 | 36.4 | 26 | 38.5 | 40.7 | 42.1 | 38.7 | 38.2 | 34 | 35.4 | 24.4 | 35.1 | 39 | 41 | 36.1 | 32 | 33.5 | 40.9 | 40.6 | 42 | 33.5 | 25.3 | 34.8 | 34.5 | 30.8 | 39.6 | 38.5 | 32.3 | 28.4 | 39.5 | 39 | 14.1 | 35 | 32.9 | 35 | 27.3 | 39.8 | 30.6 | 32.6 | 0
2966 | 39.7 | 39.4 | 40.8 | 41.6 | 34.4 | 35.6 | 29.3 | 35.7 | 37.5 | 36.8 | 40 | 38.4 | 36.4 | 36.7 | 34.7 | 28.9 | 24 | 31.3 | 28.6 | 36.6 | 36.4 | 37.4 | 25 | 39.2 | 41.2 | 42.3 | 40.1 | 38.4 | 34.4 | 35 | 25.2 | 35.8 | 39.5 | 41.8 | 36.3 | 32 | 33.4 | 41.9 | 41.3 | 42.5 | 33.6 | 25.9 | 35.2 | 36.4 | 30.9 | 40.6 | 41.4 | 31 | 28.6 | 40.1 | 39 | 16 | 35.4 | 33 | 36 | 27.2 | 41.4 | 30.4 | 31.4 | 0
2967 | 40.5 | 38 | 41 | 42.4 | 34.7 | 36.3 | 30.1 | 36.5 | 35 | 37.8 | 40.2 | 38.3 | 36.2 | 36.1 | 36 | 30 | 23.7 | 31.3 | 28.6 | 35.9 | 37 | 37.4 | 24.6 | 39.2 | 41.9 | 42.5 | 41 | 38.6 | 35 | 34.7 | 25.4 | 35.8 | 40.3 | 42.1 | 36.4 | 32.1 | 33.2 | 41 | 40.3 | 42.5 | 34 | 26.9 | 35.9 | 37.5 | 31 | 41 | 40 | 30.2 | 28.6 | 41.5 | 38.8 | 16.6 | 38 | 32.9 | 37.1 | 26.6 | 41.9 | 30.3 | 29.7 | 0
2968 | 40.7 | 36.9 | 41.2 | 42.6 | 34.4 | 37.1 | 30.6 | 36.8 | 30.8 | 37.8 | 40 | 37.1 | 35.8 | 35.8 | 36 | 25.6 | 23.4 | 31.3 | 28.5 | 37.3 | 36.6 | 37.3 | 24.4 | 39 | 42.5 | 42 | 41.4 | 38.4 | 34.6 | 33.6 | 25.2 | 35.3 | 40.7 | 42.8 | 36 | 31.8 | 32.6 | 40.6 | 38.4 | 43.2 | 33.1 | 27.3 | 35.4 | 38 | 31 | 40.7 | 39 | 29.5 | 28.7 | 41.5 | 37.3 | 17.6 | 39.1 | 32.4 | 37 | 25.8 | 41.9 | 30.2 | 28.8 | 0
2969 | 40.5 | 35.1 | 41.1 | 41.6 | 33.7 | 36.2 | 22.5 | 36.4 | 30.8 | 37.4 | 39.2 | 35.4 | 35.8 | 34.1 | 36.2 | 26 | 22.4 | 31 | 27.8 | 37 | 36.5 | 36.7 | 24 | 37.8 | 41.8 | 41.7 | 41.2 | 37.8 | 34 | 32.6 | 24.6 | 33.8 | 40.7 | 42.6 | 35.3 | 31.5 | 31.8 | 40.4 | 36.7 | 43.2 | 33 | 27.4 | 34.8 | 37.3 | 30.5 | 39.8 | 37.4 | 29 | 28.6 | 40.7 | 35 | 16.6 | 39.8 | 31.9 | 36.5 | 25 | 42 | 30.2 | 27.8 | 0
2970 | 40.2 | 34.2 | 40.2 | 39.8 | 32.6 | 32.7 | 21.1 | 35.4 | 30.6 | 36.3 | 38.1 | 32.7 | 34.9 | 31.8 | 35.5 | 23.7 | 22 | 27.3 | 27.3 | 38.3 | 35.5 | 35.9 | 22.9 | 36.4 | 41.2 | 41.4 | 40.6 | 36.4 | 32.1 | 30.7 | 24.1 | 32.3 | 38.9 | 42.3 | 34.2 | 30.9 | 30.5 | 40 | 34.8 | 41.4 | 31.3 | 26.5 | 32.7 | 35.1 | 29.9 | 38.5 | 35.1 | 27.9 | 28.3 | 40.1 | 31.4 | 16.3 | 37 | 28.9 | 34 | 24.4 | 40 | 30 | 27.7 | 0
2971 | 38.5 | 32 | 38 | 37.2 | 31.7 | 29.7 | 21.2 | 34 | 30 | 34.5 | 36.6 | 30.2 | 33.6 | 30.8 | 34.2 | 21.6 | 21.3 | 22.3 | 26.6 | 36.3 | 33.9 | 34.9 | 21.4 | 34.1 | 39.8 | 40.9 | 39.6 | 34.5 | 30.5 | 29.2 | 23.7 | 31.1 | 37.5 | 40.6 | 32.6 | 30.1 | 29.2 | 38.8 | 32.8 | 38.1 | 31.2 | 25.6 | 30.8 | 33.1 | 28.8 | 37 | 33 | 26.6 | 27.6 | 38.9 | 28.1 | 14.8 | 34 | 26.4 | 33.4 | 24.1 | 36 | 29.5 | 27 | 0
2972 | 35.9 | 29.5 | 35.5 | 35 | 30.8 | 28.5 | 21.4 | 32.4 | 29.7 | 32 | 35 | 27.8 | 31 | 30.5 | 31.7 | 20.8 | 21.2 | 22.9 | 26.4 | 34.2 | 32.6 | 33.6 | 19.8 | 32 | 38 | 39 | 38.3 | 32.4 | 28.5 | 27.4 | 23.6 | 30.3 | 36.3 | 38.8 | 30.7 | 29.5 | 28 | 37.4 | 31.8 | 34.8 | 31.1 | 24.6 | 28.4 | 31.5 | 28.3 | 35.6 | 33 | 25 | 26.8 | 37.8 | 25.4 | 14.4 | 30 | 24.7 | 32.5 | 23.8 | 34.4 | 28.5 | 26.6 | 0
2973 | 33.8 | 27.8 | 35.2 | 33.3 | 29.6 | 27.4 | 21.4 | 31.1 | 29.1 | 29.7 | 33.3 | 26.7 | 28.2 | 30.1 | 29.9 | 20.8 | 20.7 | 22.9 | 26 | 28.7 | 31.1 | 32.6 | 18.8 | 29.7 | 36.6 | 37.4 | 36.9 | 30.6 | 27.6 | 26.7 | 23.5 | 29.8 | 35.5 | 36.3 | 29.3 | 29.2 | 27.3 | 36 | 31.1 | 32.8 | 30.7 | 24.4 | 27.1 | 30 | 28 | 34.4 | 32 | 23.9 | 25.9 | 36.6 | 24.4 | 13.2 | 28.9 | 24.4 | 32.2 | 23.4 | 33.2 | 28 | 25.5 | 0
2974 | 33.3 | 25 | 34.2 | 32.6 | 29 | 26.2 | 21.6 | 30.1 | 28.4 | 28.3 | 32.2 | 26.2 | 24.9 | 30.1 | 29.7 | 20.7 | 20.7 | 22.9 | 25.9 | 25.5 | 29.9 | 31.9 | 18.5 | 28.2 | 35.1 | 36.3 | 35.8 | 29.4 | 26.5 | 25.9 | 23.3 | 29.4 | 34.5 | 35.2 | 28.1 | 29 | 26.9 | 35 | 30.8 | 31.7 | 30.6 | 24.3 | 25.6 | 29 | 27.8 | 33.3 | 32.1 | 23.3 | 25.3 | 35.6 | 24.2 | 13.6 | 28.1 | 24.4 | 31.5 | 22.9 | 32 | 27.7 | 25.3 | 0
2975 | 32 | 24.6 | 33.4 | 32.4 | 28.4 | 25.6 | 21.7 | 29.1 | 27.8 | 27.7 | 31.3 | 26.6 | 22.6 | 30 | 29.7 | 20.4 | 20.4 | 22.9 | 25.6 | 22.6 | 28.9 | 30.7 | 19 | 27 | 34.3 | 35 | 35.1 | 28.8 | 26 | 26 | 22.8 | 29.3 | 34 | 34.6 | 27.8 | 28.7 | 26.8 | 34.9 | 30.8 | 30.9 | 30.4 | 24.6 | 24.8 | 28.7 | 27.4 | 32.2 | 31.8 | 23.6 | 25 | 35 | 24.6 | 13.4 | 29.5 | 24.5 | 31 | 22.2 | 31.4 | 27.4 | 25.2 | 0
2976 | 31.1 | 24 | 32.2 | 32.5 | 27.9 | 25.4 | 21.1 | 28.1 | 27.1 | 27.2 | 31 | 26.6 | 20.8 | 29.8 | 28.4 | 20.3 | 20.6 | 21.8 | 25.6 | 24.6 | 28 | 30.1 | 19.6 | 26.6 | 33.3 | 33.5 | 34.4 | 28.4 | 24.6 | 25.5 | 22 | 28.8 | 33.7 | 35.5 | 28 | 28.2 | 26.6 | 34 | 30.8 | 30.5 | 30.1 | 24.4 | 23.3 | 28.1 | 27.1 | 31 | 31.4 | 24.1 | 25 | 34.6 | 24 | 14.6 | 29.3 | 24.2 | 30.3 | 21.5 | 31.4 | 27.1 | 26.4 | 0
2977 | 30.3 | 23.8 | 30.6 | 32.1 | 27.4 | 23.8 | 21.2 | 27.2 | 26.6 | 26.9 | 30.5 | 26.6 | 20.7 | 29.6 | 27.9 | 20.4 | 20.2 | 21.8 | 25.1 | 26.3 | 27.2 | 29.6 | 19.9 | 25.9 | 33.2 | 32.9 | 33.7 | 27.9 | 23.5 | 25.5 | 21.1 | 28.8 | 32.8 | 36 | 27.5 | 28.1 | 26.3 | 34 | 30.5 | 30.4 | 29.7 | 24 | 22.2 | 27.9 | 26.8 | 29.7 | 29.8 | 24.7 | 24.8 | 33.5 | 22.7 | 14.4 | 29.5 | 24.4 | 29.8 | 21 | 31 | 27 | 27.1 | 0
2978 | 29.2 | 24.5 | 29.7 | 31.2 | 26.6 | 23.5 | 21 | 26.3 | 26.6 | 26.9 | 29.8 | 25.8 | 21.1 | 29.5 | 27.7 | 20 | 20 | 21.8 | 24.8 | 29.4 | 26.8 | 28.7 | 19.6 | 25.4 | 32.3 | 32.4 | 33 | 27 | 22 | 25 | 20.4 | 28.8 | 32.6 | 36.2 | 26.9 | 28 | 25.6 | 32.4 | 30 | 32 | 29.5 | 23 | 20.8 | 27.6 | 26.3 | 28.6 | 28.2 | 24.6 | 24.4 | 32.7 | 20.4 | 14.6 | 27.8 | 24.4 | 29.4 | 20.8 | 30.4 | 26.9 | 28 | 0
2979 | 28.2 | 22.4 | 28.5 | 29.9 | 26.4 | 22.9 | 20.6 | 25.7 | 26.1 | 26.7 | 28.5 | 25.1 | 22.4 | 29.1 | 27.2 | 19.9 | 19.2 | 21.8 | 24.1 | 28.7 | 26.1 | 28.6 | 18.9 | 24.5 | 31.7 | 32.1 | 32.3 | 25.8 | 21.4 | 25 | 20 | 28.4 | 32.3 | 34.6 | 26.3 | 27.7 | 25 | 31.2 | 29.4 | 33.5 | 29.1 | 22.3 | 20.5 | 27.2 | 26.3 | 27.8 | 26.6 | 24.2 | 23.6 | 32 | 18.6 | 13.3 | 27.3 | 24.4 | 29 | 20.9 | 30.4 | 26.7 | 27.5 | 0
2980 | 27.8 | 21.5 | 27.3 | 29.1 | 26.2 | 22.7 | 20.6 | 25.4 | 25.7 | 26.2 | 27.2 | 24.2 | 22.9 | 28.8 | 26.7 | 19.6 | 19.1 | 21.8 | 23.9 | 28.3 | 25.6 | 28.1 | 18.3 | 24.3 | 30.2 | 32.1 | 31.7 | 24.7 | 20.9 | 24.3 | 19.9 | 28.2 | 32.1 | 33 | 25.1 | 27.7 | 24.7 | 30.1 | 29.1 | 33.5 | 29 | 21.6 | 20.1 | 27.2 | 26.3 | 27.7 | 26.5 | 23.4 | 22.7 | 31.1 | 17.5 | 13.8 | 25.8 | 24.4 | 28.5 | 21.1 | 29.6 | 26.5 | 27.2 | 0
2981 | 27.7 | 21 | 26.5 | 26.4 | 26 | 22.5 | 20.5 | 25.1 | 25.7 | 25.9 | 25.5 | 24.4 | 19.6 | 28.8 | 26.7 | 19.4 | 19.8 | 21.8 | 24.6 | 25 | 25.1 | 27.8 | 16.4 | 22.2 | 29.3 | 31.6 | 31 | 23 | 22.5 | 22.2 | 20.2 | 27.8 | 31.5 | 28.2 | 24.1 | 27.8 | 24.4 | 30 | 28.8 | 32.3 | 28.4 | 22.4 | 22.8 | 27.1 | 26.3 | 27.4 | 28.2 | 22.8 | 23.4 | 30.6 | 17.6 | 14.2 | 27 | 24.4 | 28 | 18.8 | 28.8 | 26.3 | 25 | 0
2982 | 27.1 | 19.2 | 25.5 | 27.5 | 25.5 | 22.1 | 20.4 | 26.2 | 25.8 | 25.5 | 25.7 | 24.5 | 20.8 | 28.8 | 25.7 | 19.4 | 20.5 | 21.8 | 24.7 | 25.5 | 24.6 | 27.6 | 17.9 | 24.4 | 29.1 | 29.7 | 30.3 | 24.6 | 24 | 23 | 21.1 | 27.8 | 31 | 29.1 | 23.1 | 27.5 | 25 | 29.2 | 28.3 | 30.8 | 27.6 | 22.6 | 23.9 | 27 | 26 | 29.2 | 28.7 | 23.5 | 24.2 | 30.2 | 20.1 | 16.1 | 27.7 | 24.4 | 28 | 20.6 | 28 | 26.3 | 26.7 | 0
2983 | 26.1 | 21.8 | 25.3 | 30.1 | 26.2 | 21.7 | 20.5 | 27.8 | 26.2 | 25.3 | 26.8 | 25.5 | 23 | 29.6 | 25.7 | 20.4 | 21.2 | 22.6 | 25.2 | 25.5 | 24.6 | 27.6 | 19.3 | 27.8 | 29.5 | 28.6 | 29.9 | 27.4 | 26.3 | 24.6 | 22.4 | 28.1 | 30.7 | 30.9 | 23.5 | 27.4 | 26.1 | 29.4 | 28.8 | 30.6 | 27.5 | 23.5 | 25.7 | 27 | 25.8 | 31.7 | 30.2 | 24.9 | 25.6 | 30.2 | 23.6 | 18.4 | 28.8 | 24.4 | 28 | 22.5 | 29 | 26.5 | 28.6 | 0
2984 | 27.3 | 27.3 | 27.8 | 33.4 | 28.2 | 23.3 | 20.9 | 29.7 | 27 | 27 | 27.8 | 27 | 26.2 | 31.1 | 26.2 | 21.9 | 22.2 | 24.3 | 25.8 | 24.4 | 24.8 | 28.2 | 21.4 | 31.6 | 31.6 | 29.2 | 30 | 30.2 | 28.8 | 27.2 | 23.8 | 28.5 | 32.8 | 33.6 | 25.4 | 28.9 | 27.6 | 30.5 | 30.6 | 32.3 | 28 | 25.2 | 28 | 27 | 26.3 | 34.2 | 31.8 | 26.2 | 27.2 | 30.8 | 28 | 20.4 | 30.2 | 25.8 | 29 | 24 | 31 | 27.2 | 30.6 | 0
2985 | 30.3 | 30.3 | 30.7 | 36.5 | 30.5 | 26.8 | 22.7 | 31.6 | 29.2 | 29.8 | 29.7 | 29.5 | 29.4 | 33.1 | 28 | 23.6 | 22.9 | 27.3 | 27 | 23.3 | 29.7 | 30.1 | 22.4 | 34.7 | 34.3 | 32.1 | 30.5 | 32.9 | 31.1 | 29.7 | 25.3 | 30.3 | 34.9 | 35.8 | 30.7 | 29.3 | 29.4 | 32.8 | 32.5 | 35.1 | 30.2 | 26.9 | 30.4 | 28.5 | 28.3 | 36.3 | 34.3 | 28.1 | 28.9 | 32 | 31.1 | 21.4 | 31.6 | 27.4 | 30.9 | 25.3 | 33.1 | 29.7 | 31.8 | 0
2986 | 32.9 | 33.6 | 34.2 | 38.9 | 32 | 28.9 | 24.4 | 33.3 | 32 | 30.3 | 31.5 | 31.8 | 32.3 | 34.3 | 29.5 | 25.2 | 23.7 | 29.3 | 28.1 | 22 | 33.2 | 32.1 | 23.7 | 36.6 | 36.3 | 36 | 31.8 | 34.6 | 32.8 | 32.2 | 26.6 | 28.4 | 36.2 | 37.5 | 33.4 | 30.4 | 31.3 | 34.4 | 35.1 | 38.5 | 31.6 | 28.7 | 32.5 | 29.9 | 29.2 | 37.7 | 36.3 | 29.9 | 30.3 | 33.6 | 33.7 | 21.2 | 33.2 | 29.1 | 32 | 26.2 | 37.1 | 30.3 | 32.7 | 0
2987 | 35.6 | 35.7 | 37.5 | 40.2 | 33.4 | 31.2 | 26.3 | 34.6 | 34 | 32 | 33.6 | 34 | 34.2 | 35.5 | 30.8 | 27.1 | 24.2 | 31.4 | 29.4 | 21.6 | 35.9 | 33.6 | 24.2 | 37.4 | 37.7 | 40.1 | 33.4 | 35.8 | 34 | 34 | 27.8 | 27.5 | 37.9 | 38.2 | 35 | 30.8 | 33 | 36.5 | 37.8 | 40.1 | 32.3 | 30 | 34.2 | 31.8 | 30.1 | 38.6 | 38.6 | 32 | 31.4 | 35.5 | 34.8 | 20 | 34.8 | 30.3 | 33.6 | 27 | 39.7 | 30.9 | 33 | 0
2988 | 37.9 | 37 | 40 | 40.8 | 34.9 | 33.9 | 27.8 | 35.5 | 33.5 | 34 | 35 | 35.1 | 35.4 | 36.9 | 34.3 | 28.5 | 24.9 | 32.2 | 30.3 | 21.6 | 36.9 | 34.6 | 25.4 | 37.7 | 39.2 | 40.6 | 35.3 | 36.4 | 34.8 | 35.7 | 28.5 | 27.4 | 39.7 | 38.8 | 36.3 | 31.2 | 34.4 | 39 | 40.1 | 41.9 | 33.4 | 31.2 | 35.3 | 33.6 | 30.2 | 39.3 | 39.9 | 33.6 | 32.2 | 37 | 36 | 18.7 | 36.5 | 30.8 | 35 | 27.5 | 41.1 | 32.2 | 33.4 | 0
2989 | 39.9 | 38.7 | 41.4 | 41 | 35.4 | 35 | 28.6 | 36.2 | 33.5 | 35 | 36.4 | 35.6 | 35.9 | 35.3 | 35.3 | 29 | 25.3 | 33.8 | 31.1 | 23 | 37.1 | 35.4 | 25.9 | 38.1 | 39.8 | 41.3 | 36.9 | 37.4 | 35.7 | 36.5 | 29 | 27 | 40.5 | 39.2 | 36.6 | 31.3 | 35.2 | 39.3 | 40.3 | 42.3 | 33.5 | 31.9 | 35.8 | 35.5 | 30.2 | 40.2 | 41.4 | 35.4 | 32.8 | 38.6 | 36.3 | 17.7 | 37.9 | 31.6 | 36 | 27.8 | 41.9 | 32.4 | 33.4 | 0
2990 | 40.6 | 38.7 | 41.4 | 41.4 | 36 | 36.1 | 29.4 | 36.7 | 33.8 | 36.5 | 37 | 35.2 | 36.2 | 36.7 | 35.9 | 29.5 | 25.6 | 34.6 | 31.4 | 24.6 | 38.2 | 36.5 | 26.4 | 38.8 | 40.5 | 42.1 | 38.4 | 38.2 | 36.4 | 37 | 29 | 26.6 | 41.1 | 40 | 37 | 31.2 | 35.4 | 40.4 | 40.3 | 43 | 34 | 32.4 | 35.8 | 36.1 | 30.5 | 41 | 42 | 36.4 | 33 | 39.8 | 37 | 17.6 | 38.8 | 32.2 | 37 | 27.6 | 42.3 | 32.8 | 33.3 | 0
2991 | 40.7 | 38.7 | 41.4 | 41.7 | 36.4 | 36.4 | 30 | 37.1 | 33.8 | 37.3 | 37.7 | 34.7 | 36.2 | 36.1 | 36.4 | 29.8 | 25.3 | 34.7 | 31.6 | 26.7 | 38.6 | 36.6 | 25.5 | 39.6 | 40.9 | 42.3 | 39.4 | 39.2 | 37 | 36.5 | 28.7 | 26.6 | 41.6 | 40.6 | 37.5 | 31.3 | 34.9 | 39.9 | 38.3 | 43.3 | 33.8 | 32.3 | 35.3 | 36.5 | 30.4 | 41.5 | 42.7 | 37.2 | 32.9 | 41 | 36.6 | 17.9 | 38.7 | 32.3 | 37.5 | 27.1 | 42.9 | 32.8 | 32.5 | 0
2992 | 41.2 | 38.4 | 41.8 | 41.8 | 36.4 | 36.8 | 30.2 | 37.1 | 33.4 | 37.2 | 37.7 | 33.7 | 36.4 | 34.6 | 36.9 | 29 | 25 | 34.7 | 31.3 | 27.9 | 38.5 | 36 | 24.4 | 40 | 40.9 | 42.1 | 40 | 39 | 36.9 | 35.4 | 27.9 | 27.4 | 41.9 | 41.2 | 37 | 31.2 | 33.7 | 39.9 | 36.9 | 43.2 | 33.2 | 31.9 | 34.3 | 36.2 | 30 | 41.1 | 39 | 36.9 | 32.2 | 38.5 | 36.1 | 18.4 | 37.7 | 32.2 | 37.2 | 26 | 42.9 | 32.4 | 31.6 | 0
2993 | 40.9 | 37.2 | 41.4 | 41 | 35.9 | 35.3 | 29.7 | 36.8 | 32 | 36.8 | 37.6 | 32.8 | 36 | 33.3 | 36.8 | 28.2 | 24.4 | 34.4 | 30.8 | 28.4 | 38.4 | 35.1 | 22.4 | 39.6 | 40.5 | 42.1 | 40.1 | 38 | 36 | 33.6 | 27 | 27.7 | 41.6 | 41 | 36.6 | 30.7 | 32 | 40 | 34.9 | 42.1 | 33 | 31 | 33 | 35.8 | 30 | 39.6 | 37.4 | 36 | 31 | 37.4 | 34.4 | 18.4 | 35.8 | 31.1 | 37 | 25 | 42.9 | 31.7 | 30.5 | 0
2994 | 40.6 | 36.4 | 40.2 | 39.4 | 34.8 | 32.8 | 28.6 | 36.1 | 30.5 | 35 | 36.7 | 31.5 | 35.2 | 31.8 | 36.3 | 28.2 | 24 | 33.2 | 29.8 | 27.5 | 37.8 | 32.4 | 21.2 | 38.3 | 39.4 | 41.7 | 39.8 | 35.5 | 34.2 | 31.7 | 25.9 | 27 | 40.4 | 40.3 | 35.7 | 29.7 | 30.2 | 39.5 | 33.3 | 41.5 | 31.5 | 30.1 | 31.5 | 34.3 | 29.2 | 37.2 | 35.1 | 34.1 | 29.3 | 36.4 | 32.9 | 17.8 | 33.7 | 30.6 | 36.2 | 24.1 | 40.6 | 31.7 | 30 | 0
2995 | 38.2 | 33.1 | 38.8 | 36.9 | 33.1 | 29.4 | 27.4 | 35.1 | 29 | 31.8 | 36.2 | 30.6 | 33.5 | 31.1 | 35.8 | 27.5 | 23.4 | 31.2 | 29 | 26.5 | 36.2 | 30.6 | 19.8 | 36.4 | 37.5 | 41 | 39 | 33 | 31.9 | 29.6 | 25.2 | 26.5 | 39.2 | 38.7 | 33 | 28.8 | 28.6 | 38.6 | 31.3 | 40.9 | 30.8 | 29.1 | 29.9 | 32.5 | 28.5 | 34.5 | 33 | 32.4 | 27.7 | 36.3 | 30.8 | 16.5 | 31.6 | 30.2 | 33.8 | 23.7 | 37.6 | 31 | 29.6 | 0
2996 | 35.7 | 30.7 | 35.8 | 34.4 | 31.9 | 27.4 | 26.4 | 34.1 | 28.8 | 30.2 | 35.4 | 29.6 | 31.2 | 30.8 | 34.2 | 25.7 | 23 | 29.2 | 28 | 25.2 | 33.8 | 29.4 | 19.4 | 34.4 | 35.7 | 38.6 | 37.9 | 30.6 | 29.6 | 28 | 24.6 | 25.5 | 37.9 | 37 | 31.2 | 28.6 | 27.4 | 36.4 | 30.7 | 37.7 | 30.5 | 28.6 | 28.4 | 31 | 28 | 32.2 | 32.6 | 30.6 | 26.4 | 36 | 29.4 | 15.2 | 30.2 | 29.7 | 33 | 23.6 | 34.9 | 28.8 | 29.8 | 0
2997 | 33.9 | 29.7 | 35.5 | 32.3 | 30.9 | 26.4 | 25.7 | 33.1 | 28.7 | 29.1 | 35.1 | 29.2 | 28.4 | 30.4 | 31.5 | 24.5 | 22.3 | 28.6 | 27.4 | 24.6 | 32.4 | 25.6 | 18.7 | 32.8 | 34.8 | 36.3 | 36.6 | 29.6 | 27.9 | 26.7 | 24.5 | 25.4 | 36.6 | 35.2 | 29.6 | 28 | 26.7 | 35.9 | 30.2 | 37.6 | 30.2 | 28.3 | 27.2 | 30 | 27.9 | 30.7 | 31.5 | 29.7 | 25.9 | 34 | 27.8 | 14.2 | 29.3 | 29.1 | 32.4 | 23.7 | 33.3 | 28.1 | 29.8 | 0
2998 | 32.2 | 29.2 | 34.7 | 31.3 | 30 | 25.6 | 25.3 | 32.1 | 28.3 | 28.1 | 34.2 | 28.6 | 26 | 30.4 | 30 | 23.9 | 21.7 | 27.7 | 26.8 | 23.9 | 31.3 | 26 | 18.9 | 31.8 | 33.2 | 35.4 | 35.4 | 29.2 | 26.7 | 26.2 | 24.2 | 25.2 | 35.7 | 34.2 | 28.7 | 27.4 | 26.5 | 34.5 | 30 | 37 | 30 | 28.5 | 26.3 | 29.3 | 27.8 | 30.1 | 30.8 | 28.6 | 25.8 | 33.4 | 27.1 | 13.9 | 29.1 | 29.1 | 32 | 23.4 | 33.5 | 28.2 | 29.8 | 0
2999 | 31.7 | 27.4 | 34.2 | 31 | 29.6 | 24.6 | 24.6 | 31.1 | 28.2 | 27.5 | 33.2 | 28.2 | 24 | 30.2 | 29.2 | 23.5 | 21 | 27 | 26.5 | 23.6 | 30.4 | 25.2 | 18.6 | 31 | 31.8 | 35.1 | 34.6 | 29.4 | 26 | 26 | 23.8 | 25 | 35.6 | 33.6 | 28.5 | 26.4 | 26.4 | 33.9 | 29.8 | 36.1 | 29.7 | 28.6 | 25.6 | 29 | 27.7 | 30 | 31 | 27.8 | 26 | 32.4 | 26.2 | 14 | 29 | 27 | 31.4 | 22.4 | 32.9 | 28.4 | 29.2 | 0
3000 | 30.2 | 26.1 | 33.4 | 31.1 | 29.4 | 23.8 | 23.8 | 30.3 | 28 | 26.8 | 31.1 | 27.3 | 22.8 | 29.8 | 27.7 | 23 | 20.7 | 26.2 | 25.9 | 22.7 | 29 | 24.3 | 18.9 | 30 | 30.6 | 33.6 | 33.7 | 28.8 | 25.2 | 26.2 | 22.9 | 25.1 | 35.3 | 33.6 | 27.5 | 25.8 | 26.3 | 32.4 | 29.4 | 35 | 29 | 28.5 | 25 | 28.4 | 27.5 | 29.8 | 30.4 | 26.3 | 25.9 | 32 | 25.7 | 14.3 | 29.1 | 25.9 | 30.8 | 20.6 | 32.1 | 27.3 | 28.4 | 0
3001 | 29.7 | 24.9 | 32 | 30.8 | 28.9 | 23.2 | 23.4 | 29.6 | 27.2 | 26.3 | 29.2 | 26.6 | 21.9 | 29.8 | 27.4 | 22.5 | 20.2 | 25.7 | 25.5 | 22.2 | 28.3 | 24.1 | 18.4 | 28.2 | 30.5 | 33.6 | 32.8 | 27.5 | 24.4 | 25.9 | 21.8 | 24.4 | 34.5 | 33.1 | 26.4 | 25.8 | 25.9 | 31.7 | 29.4 | 33.2 | 29 | 27.8 | 24.3 | 28 | 27.5 | 29.1 | 30 | 24.8 | 25.5 | 31.6 | 24 | 14.2 | 28.7 | 25.9 | 30.6 | 18.8 | 30.7 | 26.8 | 27 | 0
3002 | 29.6 | 23 | 30.5 | 29.8 | 28.4 | 22.7 | 23.3 | 28.9 | 27 | 25.7 | 27 | 25.6 | 21.2 | 29.6 | 26.8 | 22 | 20 | 25.2 | 25 | 21.8 | 27.8 | 24.2 | 18 | 25.8 | 30.4 | 33.3 | 32 | 25.4 | 23.2 | 25.2 | 20.6 | 24.3 | 34.2 | 32.2 | 26 | 25.8 | 25.4 | 31.1 | 29.3 | 32.3 | 28.6 | 26.5 | 23.6 | 27.5 | 27.2 | 28 | 28.8 | 23.2 | 24.6 | 31 | 22 | 13.8 | 28.2 | 26 | 30 | 17.2 | 30.5 | 26.6 | 25.8 | 0
3003 | 29.2 | 21 | 29 | 28.2 | 28 | 22.6 | 23 | 28.2 | 26.9 | 25 | 25.9 | 25.1 | 20.3 | 30.1 | 26.4 | 21.6 | 19.6 | 24.7 | 24.8 | 22.6 | 27.3 | 24.6 | 16.8 | 23.4 | 29.7 | 32.7 | 31.2 | 23.6 | 22.3 | 23.8 | 19.9 | 24 | 33.6 | 30.4 | 25 | 26.2 | 24.8 | 31 | 28.6 | 32.1 | 28 | 24.8 | 22.9 | 26.8 | 27.1 | 27 | 28.3 | 22.5 | 23.8 | 30.4 | 19.2 | 13.3 | 27.4 | 26 | 30 | 16.7 | 29.1 | 26.1 | 24.6 | 0
3004 | 28.2 | 20.8 | 27.7 | 26.8 | 27.5 | 22.6 | 22.7 | 27.3 | 26.8 | 24.5 | 25.2 | 24.4 | 19.7 | 30.1 | 26.4 | 20.8 | 19.7 | 24.2 | 24.5 | 23.5 | 27 | 24.7 | 16.5 | 22 | 29 | 31.8 | 30.4 | 22.5 | 21.9 | 22.8 | 19.7 | 24 | 33.3 | 29 | 24.5 | 26.1 | 24.4 | 30 | 28.5 | 30.7 | 27.1 | 23.3 | 22.5 | 26.8 | 27.1 | 26.7 | 27.7 | 22.2 | 23.2 | 29.6 | 17.8 | 13.3 | 27 | 26 | 29.7 | 17.3 | 28.5 | 26 | 24.4 | 0
3005 | 27.2 | 19.6 | 26 | 30 | 27.2 | 22.5 | 22.3 | 26.4 | 26.4 | 24.6 | 29.4 | 25.4 | 18.4 | 30.1 | 26.3 | 20.5 | 19.2 | 24.2 | 24.6 | 22 | 26.3 | 24.8 | 16.2 | 26.6 | 29 | 31.3 | 29.6 | 26.6 | 23 | 21 | 23.2 | 24 | 32.8 | 28.4 | 23.8 | 26.2 | 24.6 | 30 | 28.3 | 30.5 | 27.5 | 24.4 | 20 | 26.5 | 27.1 | 26 | 28.8 | 23.6 | 26 | 29 | 20.2 | 11.8 | 25.2 | 26.1 | 29.5 | 20 | 28 | 25.5 | 26.8 | 0
3006 | 26.2 | 18.7 | 26 | 30.5 | 26.8 | 21.5 | 22.2 | 26.7 | 26.5 | 24.5 | 29 | 25.6 | 20.3 | 30 | 26.2 | 20.7 | 19.3 | 23.8 | 25.3 | 22.8 | 25.8 | 24.6 | 17.3 | 27.3 | 28.4 | 31.2 | 28.8 | 27.3 | 24.8 | 22.6 | 22 | 24 | 32.5 | 29.5 | 23.5 | 25.7 | 25.2 | 29.6 | 27.9 | 30.1 | 27 | 26.5 | 21.8 | 26.5 | 26.5 | 27.3 | 29.1 | 24.8 | 24.7 | 28 | 21.1 | 13.7 | 26.3 | 26.2 | 29.3 | 20.6 | 27.1 | 25.6 | 27.1 | 0
3007 | 26.2 | 21.8 | 27 | 32 | 27.6 | 21.5 | 22.2 | 27.8 | 26.5 | 24.3 | 29.4 | 25.6 | 23.5 | 29.5 | 26.3 | 20.4 | 19.7 | 24.9 | 26.1 | 24.4 | 25.8 | 24.9 | 18.8 | 29.3 | 28.5 | 31.1 | 28.8 | 29.5 | 27.5 | 24.8 | 20.8 | 25 | 32.7 | 31 | 24.1 | 25.7 | 26.6 | 30 | 28.2 | 30 | 26.8 | 29.4 | 24.8 | 26.3 | 26.2 | 29.9 | 30.1 | 26.3 | 23.9 | 28 | 23.1 | 15.6 | 28 | 26.2 | 29.3 | 21.5 | 27.9 | 25.7 | 28 | 0
3008 | 27.7 | 26.2 | 28.4 | 33.4 | 29.2 | 23.4 | 23.1 | 29.7 | 27 | 26.3 | 30.6 | 26.6 | 27.4 | 31.3 | 27.3 | 23 | 20.2 | 28.1 | 27.4 | 26 | 26.3 | 25.8 | 20.8 | 31.6 | 30.2 | 32.3 | 29.1 | 32 | 30.8 | 27.6 | 20 | 27.2 | 34.4 | 34 | 26.7 | 27 | 28.4 | 32.2 | 30.3 | 30.9 | 27.8 | 31.2 | 28.8 | 26.5 | 26.4 | 32.8 | 31.4 | 29 | 23.4 | 29.9 | 26.6 | 18 | 30.2 | 26.6 | 30.5 | 22.4 | 29.1 | 26.7 | 29.2 | 0
3009 | 30.4 | 29.1 | 33.2 | 35.8 | 31.4 | 26.1 | 24.4 | 31.9 | 29 | 29 | 32.5 | 27.1 | 30.7 | 32.4 | 28.7 | 25.3 | 20.9 | 32.1 | 28.4 | 28 | 29.8 | 27.7 | 22.4 | 34.8 | 32.2 | 34.7 | 29.8 | 35.1 | 33.6 | 29.8 | 19.9 | 30.2 | 35.6 | 35.8 | 32.1 | 28.6 | 30.6 | 33.8 | 32.5 | 34 | 29.6 | 33.5 | 32 | 29.2 | 28.8 | 35.8 | 33.3 | 30.9 | 24.6 | 31.3 | 29.7 | 19.1 | 32.2 | 28.4 | 31.5 | 23.4 | 30.8 | 28.6 | 31 | 0
3010 | 34 | 32.2 | 36 | 37.7 | 33.4 | 29.4 | 25.4 | 34 | 29.1 | 30.6 | 34.6 | 28.3 | 33.2 | 33.6 | 30.1 | 26.7 | 21.5 | 34.6 | 29.6 | 29.7 | 34.2 | 29.2 | 23.8 | 37.2 | 34.2 | 38.3 | 30.8 | 37.5 | 35.7 | 31.8 | 20.3 | 31.9 | 36.7 | 37.7 | 34.5 | 29.8 | 32.5 | 35.4 | 34.9 | 37.4 | 32 | 34.6 | 34.5 | 30.5 | 30.4 | 38 | 35.2 | 33.2 | 26.2 | 32.7 | 32.6 | 20.1 | 34.1 | 30.9 | 32.7 | 24.2 | 32.3 | 28.8 | 32.8 | 0
3011 | 37.6 | 35.2 | 38 | 40 | 35.3 | 32.1 | 26.5 | 35.7 | 29.3 | 32.7 | 36.4 | 29 | 34.6 | 34.6 | 32.2 | 22.8 | 22.2 | 36.1 | 30.6 | 31.4 | 36.9 | 30.4 | 24.4 | 39.4 | 36.5 | 40.3 | 32.2 | 39.4 | 36.8 | 33.2 | 21 | 33.2 | 38 | 38 | 36.6 | 30.8 | 34 | 37 | 37.3 | 39.4 | 33.5 | 36.2 | 35.5 | 32.3 | 30.9 | 39.6 | 37.2 | 34.4 | 28.6 | 34.5 | 34.2 | 20 | 35.6 | 31.2 | 33.9 | 24.8 | 34.8 | 29.4 | 34.4 | 0
3012 | 39.4 | 36.6 | 40 | 41.1 | 36.5 | 33.3 | 28 | 37 | 30 | 34.4 | 37.6 | 30.5 | 35.5 | 35.8 | 34.3 | 29.2 | 22.8 | 36.7 | 31.8 | 32.6 | 38 | 30.8 | 24.8 | 40.2 | 37.8 | 42.2 | 33.7 | 40.1 | 37.4 | 34.8 | 21.6 | 34.2 | 39.1 | 38.9 | 37.7 | 31.3 | 34.6 | 38.5 | 39.9 | 40.8 | 33.5 | 36.7 | 36.3 | 33.7 | 31.4 | 40.4 | 38.7 | 36.2 | 30.1 | 36.5 | 35.5 | 20.4 | 37.1 | 31.5 | 35 | 25 | 37.6 | 31.4 | 35.2 | 0
3013 | 41 | 37.3 | 40.4 | 42.3 | 37.2 | 34.2 | 29.5 | 37.8 | 31 | 36.1 | 38.2 | 31.3 | 35.9 | 35.3 | 35.6 | 30 | 23.4 | 37.6 | 32.6 | 33.8 | 39.2 | 31.1 | 24.5 | 40.9 | 38.7 | 42.8 | 35.3 | 40.7 | 37.5 | 36 | 22.1 | 34.6 | 39.3 | 38.9 | 38.4 | 31.2 | 34.7 | 38.6 | 40 | 41.3 | 34 | 37.9 | 36.4 | 35.1 | 31.4 | 41.3 | 39.8 | 37 | 31.4 | 37.2 | 35.9 | 20.1 | 38 | 31 | 36.6 | 24.9 | 39.8 | 31.8 | 35.2 | 0
3014 | 42 | 37.5 | 41 | 42.6 | 37.9 | 34.9 | 29.9 | 38.1 | 31 | 37.5 | 38.2 | 32.2 | 36.6 | 34.6 | 30.7 | 30.8 | 23.8 | 38.1 | 33.4 | 34.6 | 40.1 | 31.1 | 24 | 40.8 | 39.1 | 43.3 | 36.9 | 40.8 | 37.8 | 37 | 22.2 | 34.4 | 40.3 | 39.8 | 38.6 | 31.1 | 34.2 | 39.7 | 39.5 | 42 | 33.7 | 38.2 | 37 | 36.3 | 31.4 | 42 | 40.2 | 38 | 31.4 | 38 | 36.6 | 20 | 38.6 | 30.2 | 37.4 | 24.6 | 39.7 | 32.2 | 34.4 | 0
3015 | 42.3 | 37.1 | 41.5 | 43.2 | 38.1 | 36 | 30.3 | 38.1 | 31 | 37.6 | 37.9 | 31.7 | 37 | 34 | 30.7 | 30.3 | 23.9 | 38.1 | 33.5 | 35.3 | 40.2 | 31.7 | 22.8 | 41.2 | 39.4 | 42.8 | 38.2 | 41.1 | 37.9 | 36.9 | 22.3 | 34.4 | 40.6 | 39.8 | 38.5 | 31.2 | 33.6 | 40.2 | 39.4 | 41.9 | 33.8 | 39 | 37 | 35.9 | 31.3 | 42.7 | 40.1 | 37.6 | 31.4 | 39 | 36.6 | 18.8 | 38.1 | 28.2 | 37.9 | 24.3 | 42 | 32.3 | 33.2 | 0
3016 | 42.4 | 37.1 | 41 | 42.7 | 38.4 | 35.2 | 30.4 | 37.9 | 30.9 | 37.6 | 37.2 | 31.1 | 37.2 | 33.9 | 30.2 | 29.3 | 23.5 | 38.1 | 33.3 | 35.2 | 40.4 | 30.8 | 21.7 | 40.9 | 39.5 | 42.6 | 39.1 | 40.5 | 37.7 | 36 | 22.2 | 34.2 | 29.8 | 40.7 | 38.5 | 31 | 32.7 | 39.2 | 37.3 | 41.8 | 33.4 | 38.1 | 37 | 36.1 | 31.2 | 42.4 | 39 | 37.5 | 30.8 | 39.1 | 36.5 | 17.9 | 37 | 27.4 | 37.9 | 23.9 | 43 | 31.8 | 31.9 | 0
3017 | 42.4 | 36.1 | 40.4 | 42 | 37.4 | 33.5 | 29.9 | 37.4 | 30 | 37 | 36.1 | 29.6 | 36.6 | 32.3 | 30.8 | 26.8 | 22.8 | 37.1 | 32.6 | 34.6 | 40.3 | 29.7 | 20.4 | 40.4 | 39.4 | 42.7 | 39.5 | 39.4 | 36.7 | 34 | 22.2 | 33.7 | 30.5 | 40.4 | 37.9 | 30.8 | 31.8 | 39.1 | 35 | 41.3 | 33 | 37 | 35.9 | 35.3 | 30.6 | 41.2 | 37.4 | 36.4 | 30.4 | 38.6 | 35.2 | 16.4 | 35 | 26.7 | 37.4 | 23.6 | 43 | 31.2 | 31 | 0
3018 | 42.3 | 35.6 | 39.5 | 40 | 34.4 | 29.1 | 28.9 | 36.7 | 29.5 | 35.1 | 34.6 | 28.6 | 35.3 | 31 | 26.1 | 27.8 | 21.7 | 36.2 | 31.9 | 33 | 39.4 | 28.2 | 19.7 | 38.6 | 39.2 | 42.7 | 39.3 | 36.9 | 35.1 | 31.9 | 22 | 32.7 | 31.8 | 40.5 | 36 | 30.2 | 30.5 | 38.6 | 33.4 | 40.6 | 31.9 | 34.4 | 34.5 | 34.1 | 29.9 | 38.7 | 35.1 | 35.9 | 29.4 | 32.5 | 33.3 | 15.9 | 33 | 26.4 | 35.4 | 23.3 | 42 | 30.5 | 30.3 | 0
3019 | 40.4 | 32.6 | 38 | 38.5 | 33.5 | 26 | 27.5 | 35.7 | 29 | 32.6 | 33 | 26.9 | 33.3 | 30.5 | 26 | 26.2 | 20.8 | 34.6 | 30.9 | 31.3 | 36.9 | 27.7 | 19 | 36.9 | 37.6 | 41.3 | 38.4 | 34.3 | 32.9 | 29.5 | 21.7 | 31 | 31.9 | 38.8 | 34.2 | 29.4 | 29.3 | 36.4 | 31.9 | 38.2 | 31 | 33 | 31.9 | 31.7 | 29 | 35.8 | 33 | 34.3 | 28.9 | 28.6 | 29.8 | 15.1 | 31.1 | 26.4 | 33.6 | 23.2 | 40 | 29.4 | 30.1 | 0
3020 | 37.4 | 28.3 | 36.4 | 36.6 | 32.6 | 24.3 | 26.9 | 34.5 | 28.4 | 30.5 | 31.4 | 25.8 | 31.2 | 30.3 | 24.9 | 26.6 | 20.2 | 33.1 | 30.1 | 29.4 | 34.3 | 27.2 | 18.8 | 34.8 | 36.1 | 38.6 | 37.2 | 31.6 | 30.6 | 28 | 21.2 | 29.9 | 32.1 | 37 | 32.2 | 29.1 | 28 | 34.4 | 31.2 | 35.2 | 30.5 | 31.6 | 29.6 | 30.6 | 28.9 | 33 | 31.2 | 33 | 28 | 24.5 | 26.2 | 15.2 | 30 | 26.2 | 32.6 | 23 | 38 | 28.4 | 30 | 0
3021 | 35.4 | 23.9 | 35.4 | 36 | 32 | 24 | 24.5 | 33.4 | 27.5 | 29.1 | 30.4 | 24.2 | 29.2 | 30 | 25.3 | 25.8 | 20.1 | 30.1 | 29.1 | 28.2 | 32.1 | 26.9 | 18.5 | 33.7 | 34.2 | 36.7 | 35.7 | 30.2 | 28.6 | 26.8 | 20.8 | 29.2 | 32.1 | 33.8 | 31 | 29 | 27.2 | 33.2 | 30.9 | 33.2 | 30.3 | 32.1 | 27.2 | 29.8 | 28.6 | 31.4 | 30.3 | 30.4 | 27.6 | 24.5 | 22.4 | 14.8 | 29.4 | 26.2 | 32.4 | 22.9 | 34 | 28 | 29.9 | 0
3022 | 32.4 | 21.4 | 34.4 | 35 | 30.7 | 23.6 | 24.5 | 32.2 | 26.8 | 27.7 | 29.9 | 23.8 | 27.8 | 29.7 | 27.6 | 24.6 | 20.3 | 29 | 28.4 | 27.1 | 30.8 | 26.8 | 18.6 | 32.5 | 33.4 | 36.8 | 34.7 | 29.5 | 27.3 | 26.6 | 20.6 | 28.7 | 32.1 | 32 | 29.6 | 28.9 | 26.6 | 32 | 30.6 | 31.7 | 30.1 | 31.9 | 25.9 | 29.4 | 28.6 | 30.6 | 29.8 | 28.8 | 26.9 | 24.4 | 20.4 | 15 | 29.5 | 26.2 | 32 | 22.5 | 33.4 | 28 | 29.5 | 0
3023 | 31 | 20.3 | 33.7 | 34.6 | 30 | 23.5 | 24.3 | 31 | 26.1 | 27.1 | 30.2 | 23.6 | 26.6 | 29.5 | 26.6 | 23.3 | 20.6 | 28.1 | 27.6 | 26.4 | 29.4 | 26.2 | 18.4 | 32 | 31.7 | 36 | 34 | 29.8 | 26.6 | 26.4 | 20.8 | 28.5 | 31.9 | 30.4 | 29.2 | 28.7 | 26.4 | 31.4 | 30 | 29.7 | 29.7 | 31.6 | 25.2 | 29 | 28.5 | 30.6 | 30 | 27 | 26.6 | 24.4 | 19.6 | 14.6 | 29.6 | 26.1 | 31.6 | 22 | 33.4 | 28.1 | 29 | 0
3024 | 30.2 | 18.2 | 32.5 | 33.1 | 29 | 23.3 | 23.5 | 30.1 | 25.7 | 26.2 | 30.7 | 24.8 | 25.5 | 29.1 | 23.6 | 22.3 | 20.6 | 28.6 | 27.1 | 25.3 | 28.4 | 25.7 | 18.4 | 30.7 | 30.8 | 35 | 33.3 | 29.7 | 26.2 | 26.3 | 21.4 | 28.4 | 31.8 | 30.9 | 27.8 | 28.3 | 26.1 | 30 | 29.4 | 29.3 | 29.2 | 29 | 25.3 | 28.6 | 28.2 | 30.3 | 30 | 26.8 | 26 | 24.5 | 20.7 | 14.8 | 29.6 | 25.7 | 31.3 | 21.2 | 33.2 | 27.2 | 28.2 | 0
3025 | 29.9 | 18.1 | 29.7 | 31.9 | 28.6 | 22.6 | 23.1 | 29.4 | 25.4 | 26 | 31.3 | 25.7 | 23.9 | 29.1 | 23.1 | 21.8 | 20.5 | 27.8 | 26.4 | 24.2 | 27.6 | 25.6 | 17.9 | 29.7 | 30.4 | 34.3 | 32.8 | 29.5 | 25.5 | 25.3 | 22.5 | 28.4 | 31 | 31.1 | 26.8 | 28.3 | 25.9 | 29.4 | 29.4 | 31.6 | 29.1 | 26.3 | 24.7 | 28.2 | 28.2 | 29.7 | 30 | 26.2 | 26 | 24.8 | 21.7 | 14 | 28.9 | 25.7 | 30.9 | 20.5 | 32 | 27 | 27.6 | 0
3026 | 28.9 | 18 | 29 | 30.2 | 27.4 | 22.5 | 23 | 28.7 | 24.5 | 25.7 | 31.4 | 26.8 | 21.9 | 28.9 | 22.7 | 21.7 | 20 | 27.1 | 25.8 | 22.8 | 27.1 | 25.5 | 17.4 | 28 | 29.9 | 33.3 | 32.4 | 28.4 | 24.6 | 24 | 23.4 | 27.9 | 30.3 | 31.6 | 25.7 | 28.1 | 25.4 | 30.6 | 29.2 | 31 | 28.1 | 23 | 23.8 | 27.9 | 28.2 | 28.2 | 29.6 | 26.2 | 26 | 24.5 | 22.6 | 13.4 | 27.8 | 25.8 | 30.4 | 19.8 | 30 | 27 | 27 | 0
3027 | 30.2 | 17.7 | 28.4 | 29.7 | 27.4 | 22 | 22.8 | 28.3 | 24.5 | 25.2 | 31 | 26.5 | 19.7 | 28.7 | 22.6 | 21.2 | 19.6 | 26.6 | 25 | 22 | 26.8 | 25.3 | 16.5 | 27.1 | 29.5 | 32.9 | 32 | 27.5 | 23.4 | 22.1 | 24 | 27.7 | 29.6 | 30.3 | 25.7 | 27.6 | 25 | 29.6 | 29.2 | 29.1 | 26.6 | 22 | 21.8 | 27.6 | 28.2 | 26.8 | 29.2 | 24.9 | 26.6 | 25 | 21.9 | 12 | 26.3 | 25.8 | 29.9 | 19.5 | 29.8 | 26.6 | 26.8 | 0
3028 | 28.9 | 17.6 | 27.5 | 29.3 | 27.4 | 21.7 | 22.4 | 28.2 | 24 | 24.9 | 30.2 | 26.3 | 18.4 | 28.4 | 22.6 | 20.5 | 19.2 | 26.6 | 24.7 | 21.6 | 26.1 | 24.7 | 16.2 | 26.2 | 29.1 | 31.9 | 31.5 | 26.5 | 22.7 | 21.1 | 23.9 | 27.4 | 28.9 | 29.5 | 27.8 | 27.6 | 24.5 | 28.3 | 29.2 | 30.5 | 27.6 | 22.1 | 20.5 | 27.2 | 28.2 | 25.8 | 28.8 | 24.3 | 26.3 | 25.4 | 21.1 | 11.7 | 25.4 | 25.8 | 29.4 | 19.6 | 28.8 | 26.2 | 26.6 | 0
3029 | 26.4 | 18.8 | 27 | 28.4 | 26.9 | 21.5 | 22.3 | 28.1 | 23.5 | 24.6 | 27 | 21.2 | 17.2 | 28 | 23.1 | 20.3 | 20.4 | 26.2 | 26 | 23.4 | 25.7 | 24.7 | 15.4 | 25.2 | 28.5 | 32.5 | 30.8 | 25.8 | 25.4 | 23.2 | 20.6 | 27 | 28.5 | 27.8 | 25.2 | 27.1 | 25 | 28.9 | 29.2 | 30 | 27.7 | 24.4 | 20.6 | 27.1 | 28.1 | 28.4 | 27.8 | 22 | 24 | 26 | 15.2 | 14 | 26.6 | 25.8 | 29 | 20.8 | 28.2 | 25.9 | 27.6 | 0
3030 | 25.6 | 21.6 | 29 | 28.1 | 26 | 21.1 | 22.3 | 28.6 | 23.2 | 24.2 | 27.3 | 21.7 | 18.9 | 27.8 | 23.5 | 20.8 | 21.9 | 25.6 | 26.2 | 24.1 | 25.3 | 24.7 | 17 | 25.1 | 28.4 | 30.9 | 30.1 | 26.6 | 26.5 | 23.9 | 20.8 | 27 | 28.1 | 28.3 | 24.7 | 26.7 | 26.2 | 27.6 | 28.9 | 29.7 | 27 | 26.1 | 22.6 | 26.5 | 28 | 28.8 | 28.5 | 22.3 | 25 | 25.5 | 18.2 | 15.6 | 27.3 | 25.8 | 28.9 | 22.3 | 27.6 | 25.8 | 28.7 | 0
3031 | 26.4 | 23.1 | 29.8 | 29.2 | 26.4 | 21 | 22.4 | 29.6 | 25.5 | 24.5 | 28.4 | 23 | 22.5 | 29.1 | 22.7 | 21.3 | 24 | 25.6 | 29 | 25.2 | 25.1 | 25 | 19.1 | 26.8 | 28.5 | 30.6 | 30 | 28.9 | 28.4 | 25.1 | 21.2 | 28.2 | 28.2 | 29.2 | 25.4 | 26.6 | 27.5 | 28.2 | 29 | 30.2 | 26.8 | 29 | 25.7 | 26.5 | 27.9 | 30.3 | 30.2 | 22.8 | 26.2 | 25.6 | 22.7 | 18.5 | 27.9 | 25.9 | 28.9 | 23.7 | 28.6 | 26.4 | 30 | 0
3032 | 28.4 | 26.3 | 32 | 31 | 28.1 | 22.5 | 23.1 | 31 | 29.8 | 26.1 | 29.6 | 24.4 | 27 | 30.6 | 23.6 | 23.8 | 25.6 | 28.6 | 31 | 26.6 | 25.6 | 25.4 | 21.8 | 29.4 | 30.2 | 33.2 | 30.2 | 31.4 | 30.6 | 27 | 21.8 | 30.4 | 29.9 | 30.6 | 27.9 | 28.3 | 29 | 31.7 | 31.5 | 31.2 | 27.7 | 31.2 | 29.4 | 27.2 | 27.9 | 32.2 | 31.8 | 24.4 | 28.6 | 26.4 | 27.4 | 20.6 | 29.4 | 26.8 | 29.9 | 25.4 | 29.8 | 27.3 | 32 | 0
3033 | 31.5 | 35.8 | 34.7 | 34 | 29.5 | 26.1 | 24.9 | 32.7 | 32.8 | 29.5 | 31.5 | 26.5 | 30.9 | 31.4 | 24.4 | 26.3 | 26.9 | 30.8 | 34.3 | 28 | 31.5 | 25.3 | 23.6 | 33.1 | 33.3 | 37.8 | 30.8 | 34.7 | 32.9 | 29 | 22.6 | 32 | 31.6 | 32.1 | 32 | 29.3 | 30.2 | 35 | 34.8 | 33.7 | 30.5 | 33.8 | 32.5 | 28.8 | 28.8 | 34.9 | 34.1 | 25.7 | 29.8 | 27 | 31.1 | 22.2 | 30.5 | 28.8 | 31.8 | 26.2 | 31.4 | 28.2 | 33.4 | 0
3034 | 35.6 | 35.8 | 36.8 | 36.7 | 31.5 | 28.2 | 26.1 | 34.6 | 34.7 | 31 | 33.4 | 28.3 | 33.6 | 32.4 | 26.3 | 27.5 | 27.3 | 32.8 | 34.4 | 29.5 | 35.2 | 25.1 | 25.1 | 36.2 | 34.9 | 40.7 | 31.7 | 37.2 | 35.1 | 31.2 | 23.6 | 33.4 | 33.1 | 33.6 | 35.2 | 30.6 | 31.5 | 37.4 | 36.4 | 36.3 | 31.6 | 35.3 | 34.9 | 30 | 29.9 | 37.4 | 35.6 | 27.8 | 31.2 | 27.6 | 33.4 | 21.6 | 32.3 | 29.6 | 33 | 27.1 | 34.2 | 29 | 34.7 | 0
3035 | 38.3 | 35.7 | 38.6 | 39.4 | 33.8 | 29.9 | 26.7 | 36.3 | 35.8 | 32.5 | 35.8 | 30.2 | 35 | 33.3 | 28.3 | 28.7 | 27.6 | 34 | 33.6 | 31 | 37.2 | 24.5 | 25.6 | 38.8 | 37.4 | 41.9 | 32.9 | 39.4 | 36.8 | 33 | 24.6 | 34.5 | 34.6 | 35 | 36.8 | 31 | 32.7 | 38.5 | 39.3 | 38.8 | 32.6 | 37 | 36.2 | 32 | 30.9 | 39.6 | 37.4 | 29.6 | 31.2 | 30 | 34.4 | 19.8 | 34 | 30.3 | 34.8 | 27.6 | 36.8 | 30.2 | 35.2 | 0
3036 | 40.1 | 37.3 | 39.4 | 40.8 | 36.3 | 31.9 | 27.4 | 37.6 | 36.3 | 34.5 | 37.9 | 31.3 | 35.6 | 34 | 31.5 | 29.6 | 27.7 | 36 | 29.6 | 32.8 | 39.2 | 23.8 | 26.3 | 39.8 | 38.3 | 43.8 | 34.3 | 40.2 | 38.1 | 34.5 | 25.4 | 35.5 | 36.2 | 36.4 | 39 | 31.2 | 34.2 | 39.5 | 41.3 | 40.5 | 33.2 | 37.6 | 37.2 | 32.8 | 31.4 | 40.8 | 38.3 | 32 | 31.9 | 30.5 | 35.1 | 16.6 | 36.4 | 31.5 | 36.4 | 28.6 | 40 | 31.2 | 35.6 | 0
3037 | 42.2 | 38.4 | 39.6 | 41.9 | 37.5 | 32.4 | 28.3 | 38.4 | 35.9 | 36 | 40 | 32.3 | 36.2 | 34 | 32.5 | 30.8 | 28.4 | 36.6 | 27.2 | 34.5 | 40.7 | 24.4 | 26.6 | 40.5 | 39.2 | 44.1 | 36 | 41 | 39.1 | 35.3 | 25.8 | 35.7 | 37.5 | 37.6 | 39.4 | 31.3 | 35.4 | 40.1 | 42.5 | 41.4 | 33.6 | 38.7 | 37.7 | 34.7 | 31.4 | 41.5 | 39.5 | 33.4 | 31.6 | 29.5 | 36.1 | 14.6 | 37.8 | 31.7 | 37.4 | 29.2 | 41.4 | 28.2 | 35.1 | 0
3038 | 42.1 | 38.9 | 41 | 42.2 | 38.6 | 34.4 | 29.2 | 38.4 | 35.5 | 36 | 41.2 | 32.4 | 37 | 34 | 33.3 | 31.5 | 29.2 | 37.5 | 25.4 | 36 | 41.8 | 24.5 | 27.2 | 40.4 | 39.9 | 43.9 | 37.5 | 41 | 39.6 | 35.4 | 25.8 | 35.7 | 38.4 | 38.6 | 39.4 | 31.6 | 36.4 | 41 | 41.2 | 42.6 | 33.4 | 39 | 38.2 | 35.8 | 31.8 | 41.6 | 40.2 | 34.4 | 32.2 | 30 | 37.4 | 13.6 | 38.8 | 32.1 | 38.3 | 29.8 | 42.4 | 30.4 | 34.6 | 0
3039 | 42.5 | 39.3 | 41 | 42.8 | 39 | 33.8 | 29.8 | 37.9 | 35.3 | 36.3 | 41.8 | 32.5 | 37.8 | 33.4 | 34.4 | 32.2 | 30.1 | 37.5 | 27.8 | 36.8 | 41.7 | 24 | 27 | 40.7 | 40.2 | 44 | 38.7 | 41.4 | 39.7 | 34.6 | 25.5 | 35.3 | 38.8 | 39 | 39 | 31.4 | 36.3 | 40.6 | 39.8 | 42.6 | 33.5 | 39.8 | 38.2 | 36.8 | 31.6 | 41.7 | 41.2 | 33.6 | 31.7 | 31.5 | 38.4 | 14.9 | 37.8 | 31 | 38.4 | 29.3 | 42.8 | 30.1 | 33.4 | 0
3040 | 42.6 | 39.7 | 40.7 | 42.5 | 38.8 | 33 | 29.3 | 36.9 | 33.8 | 35.4 | 41.2 | 31.7 | 38 | 33.5 | 34.5 | 32.4 | 30 | 37.5 | 30.3 | 36.9 | 41.5 | 24.8 | 26.7 | 40.3 | 40.3 | 43.5 | 39.2 | 40.8 | 39.2 | 33.3 | 24.9 | 34.5 | 39.2 | 38.8 | 38.7 | 31.2 | 35.5 | 41.3 | 38.5 | 42.6 | 32.9 | 39.1 | 37.9 | 36.7 | 31.1 | 41.2 | 41 | 32.5 | 32 | 33.3 | 38.3 | 16.5 | 36.3 | 30.2 | 38.4 | 28.4 | 43 | 30 | 32.4 | 0
3041 | 43.1 | 39.2 | 40.6 | 42.2 | 37.8 | 32.3 | 28.5 | 35.9 | 32.3 | 33.5 | 39.9 | 30.8 | 37 | 33 | 34.5 | 32 | 29 | 37.5 | 33.6 | 36 | 41.4 | 25 | 25.4 | 39.6 | 39.9 | 43.4 | 39.3 | 40 | 38 | 31.6 | 24.2 | 33.6 | 39.2 | 37.8 | 38.5 | 31 | 33.8 | 41.1 | 36.6 | 42.1 | 32.7 | 38.2 | 36.6 | 36 | 30 | 40.4 | 40.4 | 30.6 | 31.2 | 33.3 | 36.4 | 18.2 | 33.8 | 29.9 | 38.3 | 26.8 | 41.8 | 29.8 | 31.3 | 0
3042 | 42.6 | 38.2 | 38.7 | 40.7 | 36.8 | 29 | 28 | 34.9 | 30.4 | 31.5 | 38 | 29.3 | 34.9 | 31.3 | 33.5 | 31 | 26.8 | 36.5 | 33.3 | 34.7 | 40.3 | 24.8 | 24.1 | 37.6 | 39.3 | 42.9 | 38.9 | 37.9 | 36.2 | 30 | 23.5 | 32.2 | 37.8 | 36.2 | 37.4 | 30.1 | 31.9 | 40.5 | 34.4 | 41.4 | 31.6 | 35.9 | 34.9 | 34.7 | 29.5 | 38.7 | 38.3 | 29.6 | 30.9 | 33.5 | 32.8 | 18.1 | 32.1 | 29.5 | 37.9 | 25.6 | 40.4 | 30.1 | 30.8 | 0
3043 | 40.6 | 35.5 | 36.6 | 39.2 | 35.3 | 27.9 | 27.3 | 34 | 28.8 | 29.5 | 36.5 | 28.3 | 32.1 | 30.3 | 33 | 29.9 | 24.7 | 34.5 | 32.3 | 33 | 37.9 | 24.3 | 22.3 | 35.5 | 37.8 | 42 | 38.2 | 36 | 34.1 | 28.4 | 23 | 31 | 36.9 | 34.1 | 34.9 | 29.3 | 30 | 38 | 32.7 | 38.1 | 31.1 | 34.4 | 32.6 | 32.4 | 29 | 36.8 | 36.2 | 28.4 | 28.9 | 32.5 | 28.4 | 17.4 | 30.4 | 27 | 35.8 | 24.2 | 36.8 | 29.3 | 30.2 | 0
3044 | 37.8 | 31.4 | 35.2 | 37.2 | 34 | 25.8 | 26.7 | 33.2 | 28 | 29 | 35.5 | 27.4 | 29.6 | 30 | 31.5 | 28 | 22.8 | 32.5 | 29 | 31.4 | 35.1 | 24.3 | 21 | 33 | 35.9 | 39.9 | 36.6 | 34 | 32 | 27.4 | 22.6 | 30.3 | 35.9 | 32.2 | 32.4 | 28.8 | 28.6 | 36.6 | 32.3 | 35.6 | 30.9 | 33 | 30.6 | 30.9 | 28.6 | 34.4 | 34 | 28 | 27 | 31.3 | 24.4 | 15.8 | 29.8 | 26.5 | 34 | 23.6 | 34.4 | 29 | 30 | 0
3045 | 36.5 | 26.5 | 34.2 | 36.1 | 33.3 | 25.3 | 26.2 | 32.4 | 27.4 | 28.8 | 35.4 | 27.4 | 28.1 | 29.7 | 29.9 | 26.6 | 22.1 | 31 | 27.9 | 30 | 33.5 | 24 | 19.6 | 31.8 | 34.6 | 38.6 | 35.2 | 33.3 | 30.2 | 26.6 | 22.3 | 29.8 | 34.8 | 30.6 | 31 | 28.5 | 27.6 | 34.5 | 32.4 | 33.5 | 30.8 | 33.3 | 28.7 | 30 | 28.4 | 32.5 | 33.1 | 27.1 | 23.9 | 30.5 | 21.8 | 15.3 | 29.1 | 26.5 | 32.7 | 22.8 | 33 | 28.3 | 29.5 | 0
3046 | 33.3 | 25.7 | 33 | 35 | 33 | 24.8 | 25.7 | 31.5 | 27.2 | 27.7 | 35.3 | 27.1 | 27.8 | 29.5 | 29.1 | 26.2 | 22 | 29.5 | 26.7 | 29 | 32.4 | 23.9 | 19.2 | 31 | 33.2 | 37.9 | 33.8 | 32.6 | 28.9 | 26.3 | 21.9 | 23.6 | 34.2 | 29.8 | 29.5 | 28.3 | 27.2 | 33.4 | 31.9 | 32.6 | 30.5 | 33.1 | 27.7 | 29.6 | 28.3 | 30.9 | 32.3 | 26.9 | 22.3 | 30 | 20.9 | 14.9 | 29.2 | 26.6 | 23 | 22.7 | 32 | 27.9 | 29.3 | 0
3047 | 32.7 | 25 | 32.2 | 34.6 | 32.4 | 24.1 | 24.9 | 30.7 | 27 | 27.5 | 35 | 26.8 | 28 | 29.4 | 27.9 | 26.6 | 22.4 | 29.5 | 27.8 | 28 | 31.4 | 23.9 | 18.8 | 31.2 | 31.9 | 37 | 32.3 | 32.6 | 28 | 26 | 21.6 | 23.5 | 32.8 | 29.4 | 28.8 | 28.1 | 26.8 | 32.7 | 31.2 | 31.9 | 30.6 | 33 | 26.8 | 29.3 | 28 | 30 | 32.2 | 26.2 | 21.2 | 30 | 21 | 15.6 | 29 | 26.6 | 22.4 | 22.2 | 31.3 | 27.6 | 29 | 0
3048 | 31.6 | 24.1 | 30.3 | 33.6 | 31.3 | 23.8 | 24.2 | 29.9 | 26.4 | 27.5 | 33.7 | 25.5 | 27.9 | 28.8 | 26.4 | 25.5 | 22.1 | 29.2 | 27.5 | 27.1 | 30.5 | 23.8 | 18.9 | 30.9 | 31.8 | 35.5 | 30.8 | 31.5 | 27.3 | 25.8 | 21.2 | 23 | 31.6 | 29.4 | 28.3 | 27.4 | 26.6 | 31.7 | 30.5 | 34.5 | 30.1 | 30.9 | 26.2 | 28.7 | 27.7 | 29.2 | 31.2 | 26.3 | 22.5 | 29.4 | 21 | 15.4 | 29.4 | 26.4 | 23.2 | 22.2 | 30.4 | 26.9 | 29.1 | 0
3049 | 31.1 | 22.2 | 28.6 | 32.9 | 30.8 | 23.7 | 24 | 29.1 | 26.1 | 27.2 | 32 | 24.2 | 26.5 | 28.6 | 26.4 | 25.5 | 21.4 | 28.5 | 28 | 26.1 | 30.4 | 23.3 | 18.3 | 30.6 | 30.3 | 34.9 | 30.1 | 30.3 | 26.6 | 25.2 | 20.9 | 23 | 30.7 | 29.3 | 27.9 | 27.6 | 26 | 30 | 30.5 | 33.6 | 29.9 | 28.4 | 24.9 | 28.3 | 27.2 | 28.9 | 30.2 | 25.7 | 23.6 | 28.9 | 20 | 15.3 | 29 | 26.4 | 23.2 | 21.6 | 30.3 | 26.7 | 28.8 | 0
3050 | 30.5 | 22.8 | 27.8 | 31.4 | 30 | 23.7 | 23.7 | 28.2 | 26 | 27 | 29.8 | 22.4 | 23.8 | 28 | 26 | 24.6 | 20.2 | 28.8 | 26.6 | 25 | 29.5 | 22.5 | 17.6 | 29.2 | 29.6 | 33.3 | 30.4 | 28.2 | 25.9 | 24.6 | 20.6 | 23.1 | 30.2 | 29 | 27.4 | 27.6 | 25.4 | 29.5 | 30.3 | 32.4 | 29.6 | 25.2 | 23.4 | 27.9 | 27.1 | 28.5 | 28.6 | 25.4 | 25.2 | 28 | 18 | 14 | 28.8 | 26.5 | 23.3 | 21.2 | 29.8 | 26.7 | 28.6 | 0
3051 | 29.6 | 20 | 27.5 | 30.3 | 29.4 | 23.5 | 23.5 | 27.7 | 25.5 | 27 | 28.2 | 21.5 | 20.5 | 27.5 | 25.5 | 24.4 | 19.5 | 27 | 26.5 | 24 | 29.2 | 22 | 16.2 | 27.8 | 28.9 | 33.6 | 30.7 | 26.8 | 25.3 | 23.8 | 20.5 | 23.5 | 29.4 | 28.4 | 26.7 | 27.6 | 24.7 | 29.5 | 30 | 31.7 | 29 | 23.6 | 21.5 | 27.3 | 27 | 28.4 | 27.8 | 24 | 24.9 | 27.6 | 15.7 | 13.4 | 27.7 | 26.5 | 23.3 | 20.4 | 29.4 | 26.7 | 27.9 | 0
3052 | 28.5 | 18.7 | 27.3 | 28.9 | 28.8 | 23.1 | 23.4 | 27.4 | 25.5 | 26.5 | 27.1 | 20.8 | 17.9 | 27.5 | 25.5 | 24.4 | 19.3 | 26 | 25.2 | 23.4 | 28.7 | 21.8 | 15.5 | 26 | 28 | 33.9 | 30.5 | 25.6 | 25 | 23.3 | 20.5 | 24.4 | 28.8 | 28 | 26.3 | 27.6 | 24.6 | 29 | 29.5 | 31.1 | 28.6 | 22.9 | 20.5 | 27.3 | 27.4 | 28.1 | 27.2 | 23.1 | 24.8 | 27.5 | 14.5 | 12.9 | 27.2 | 26.3 | 23.4 | 20.5 | 28.8 | 26.6 | 27.6 | 0
3053 | 27.5 | 18 | 26.7 | 28.4 | 28.8 | 23 | 23 | 27.1 | 25.5 | 26.5 | 28.1 | 24 | 19.6 | 27 | 25.5 | 23.5 | 20.8 | 25.5 | 24.4 | 25.6 | 28.6 | 21.8 | 16.4 | 26.2 | 27.6 | 31.7 | 29.9 | 25 | 26.6 | 23 | 20.4 | 24 | 28.2 | 26.2 | 25.9 | 27.3 | 25.4 | 28.4 | 29.3 | 30.1 | 28.1 | 25 | 21.4 | 27.2 | 27 | 26.6 | 30.4 | 21.8 | 24 | 27.4 | 18 | 12.8 | 27.8 | 26.1 | 23.4 | 21 | 27.6 | 26.5 | 28.4 | 0
3054 | 26.8 | 17.5 | 26.7 | 28.9 | 28.3 | 21.6 | 22.8 | 28 | 25.8 | 26 | 27.2 | 24.4 | 20.4 | 27 | 24.5 | 23.5 | 22.7 | 25 | 25.8 | 27.4 | 28.2 | 21.8 | 18.4 | 26.3 | 26.5 | 29.9 | 29.3 | 26.6 | 27.9 | 23.3 | 20.9 | 24.4 | 27.7 | 26.8 | 25 | 26.9 | 25.9 | 28.4 | 29.1 | 29.3 | 27.8 | 27.5 | 23.7 | 26.7 | 28 | 27.4 | 30.8 | 23 | 25.1 | 27 | 21.2 | 13.7 | 28.3 | 26 | 23.4 | 23.3 | 27.8 | 26.6 | 29.3 | 0
3055 | 26.6 | 22.2 | 26.6 | 29.8 | 29.2 | 21.8 | 23 | 29.2 | 27.8 | 25.5 | 27.1 | 25.8 | 22.8 | 28.1 | 24.8 | 23.1 | 24.7 | 26 | 27.1 | 29.6 | 28 | 22.3 | 20.6 | 27.8 | 26.5 | 29.8 | 29.5 | 28.9 | 29.7 | 24.8 | 21.3 | 25 | 27.9 | 28 | 25.3 | 26.6 | 27.2 | 29.6 | 29.2 | 29.3 | 27.8 | 30.9 | 27.2 | 26.7 | 28 | 29.1 | 31.8 | 25 | 26.4 | 27 | 25.8 | 15 | 29.2 | 25.9 | 24.2 | 25.5 | 28.8 | 27 | 30.3 | 0
3056 | 27.6 | 28.7 | 28 | 32 | 30.5 | 23.3 | 23.5 | 30.8 | 29.2 | 28 | 27.5 | 27.6 | 26.6 | 30.1 | 25.1 | 25.3 | 26.8 | 30 | 29.4 | 32.2 | 28.9 | 22.9 | 23 | 29.2 | 29.4 | 31 | 29.9 | 31.6 | 32 | 27 | 22 | 26 | 29.6 | 30 | 28.2 | 28 | 28.8 | 33 | 31.7 | 31.1 | 28.8 | 34 | 31 | 27 | 28 | 31.2 | 33 | 27.4 | 27.8 | 27.5 | 29.4 | 16.4 | 30.2 | 26.6 | 27.2 | 27.4 | 31.8 | 27.4 | 31.8 | 0
3057 | 31.2 | 30.9 | 31 | 34.2 | 32 | 26 | 25.4 | 32.6 | 32.3 | 30 | 29 | 30.4 | 30.6 | 31.6 | 27 | 28 | 27.7 | 33 | 30.4 | 34 | 33 | 24.5 | 24.9 | 31.9 | 32.2 | 32.6 | 30.7 | 33.8 | 34 | 30.1 | 22.5 | 28 | 31.4 | 32 | 30.7 | 29.7 | 30.9 | 36.7 | 34.2 | 32.1 | 30.8 | 36.4 | 34.6 | 28.4 | 28.3 | 33.4 | 34.9 | 29.7 | 28.8 | 29.1 | 32.7 | 17.5 | 31.2 | 28.9 | 29.3 | 28.4 | 33.2 | 28.1 | 33.1 | 0
3058 | 34 | 34.5 | 33.5 | 37 | 34.4 | 28.5 | 26.5 | 34.4 | 33.8 | 31.9 | 30.5 | 32.9 | 34.2 | 33.2 | 28.6 | 29.8 | 28.4 | 35.3 | 31.9 | 35.4 | 36.4 | 23.2 | 26.7 | 34 | 33.6 | 35 | 31.7 | 35.7 | 36 | 33 | 23.1 | 30.1 | 33.2 | 34.1 | 33.8 | 30.5 | 32.5 | 38.7 | 35.9 | 34.2 | 31.8 | 37.6 | 37.3 | 30.8 | 28.7 | 35.3 | 36.9 | 31.4 | 29.8 | 30.5 | 34 | 18.2 | 32 | 29.8 | 29.6 | 29.3 | 36.2 | 28.5 | 34.4 | 0
3059 | 36.5 | 37 | 36.2 | 39.2 | 36.1 | 30.1 | 27.7 | 35.9 | 34.7 | 34.8 | 32.4 | 35.4 | 36.6 | 33.7 | 30 | 31.2 | 28.4 | 37.2 | 32.4 | 36 | 38.4 | 25.9 | 28 | 36.6 | 35.9 | 37.6 | 33.1 | 37 | 37.4 | 35.6 | 23.6 | 31.7 | 35.2 | 35.6 | 36.7 | 31.1 | 33.8 | 41.2 | 37.2 | 36.5 | 32.7 | 38.2 | 39.2 | 32.5 | 30.7 | 36.8 | 39.2 | 32.6 | 30.4 | 31.8 | 35 | 18.6 | 32.8 | 30.4 | 31.4 | 29.9 | 38.4 | 29.4 | 35.2 | 0
3060 | 38.6 | 38.3 | 37.5 | 41.4 | 37.3 | 32.6 | 28.6 | 37.1 | 35.5 | 37 | 33.7 | 36.7 | 38.1 | 34.3 | 30.5 | 32.2 | 29 | 38.2 | 33.9 | 36.8 | 40.2 | 27.7 | 29.3 | 38.1 | 37.6 | 40.2 | 34.5 | 38.3 | 38.7 | 36.9 | 24.3 | 33.5 | 36.6 | 37 | 38.3 | 31.5 | 34.1 | 42.4 | 39 | 37.8 | 33.7 | 38.6 | 40.3 | 34.4 | 31.5 | 37.9 | 41.1 | 33.2 | 31.2 | 33.5 | 35 | 19 | 33.5 | 31.4 | 32.5 | 30.9 | 40.4 | 31.1 | 35.8 | 0
3061 | 40.6 | 39.7 | 38.2 | 42.2 | 39 | 33.6 | 29.9 | 38 | 35.5 | 38.4 | 35.1 | 37.5 | 38.6 | 34.7 | 31.5 | 32.6 | 29.4 | 39.2 | 34.5 | 37.2 | 41.5 | 29.2 | 30.1 | 40 | 38.8 | 42.2 | 36.2 | 39.2 | 39.3 | 37.5 | 24.6 | 33.9 | 37.7 | 37.9 | 38.7 | 31.5 | 34.1 | 42 | 39.7 | 38.6 | 33 | 39.4 | 40.9 | 36.1 | 31.5 | 39.1 | 42.7 | 33.5 | 31.8 | 34.5 | 36.3 | 19.6 | 34.2 | 31.9 | 33.4 | 31.8 | 41.6 | 31.6 | 35.6 | 0
3062 | 41.6 | 39.9 | 39 | 42.4 | 39.4 | 34.2 | 30.5 | 38.8 | 35.2 | 39.5 | 36 | 37.2 | 39 | 34.6 | 32 | 33.2 | 30.2 | 39.2 | 35.6 | 38 | 43.1 | 29.7 | 30.6 | 40.8 | 37.5 | 43.1 | 37.8 | 40.2 | 39.6 | 37 | 24.8 | 34.9 | 38.6 | 38.6 | 39.6 | 31.6 | 33.4 | 43.4 | 39.3 | 39.3 | 33 | 40.2 | 41 | 37.3 | 31.5 | 40 | 43.4 | 33.6 | 32.4 | 36.2 | 37.4 | 20.2 | 34.8 | 31.7 | 34.6 | 32.4 | 42.8 | 31.8 | 35 | 0
3063 | 42.5 | 40.7 | 39.3 | 41.2 | 39.3 | 35 | 31.4 | 39.4 | 34.6 | 39.9 | 36.9 | 36.9 | 39.2 | 34.2 | 33.4 | 33.6 | 30.1 | 39.2 | 35 | 38.2 | 43.4 | 29.7 | 30.2 | 41.6 | 32.4 | 43.2 | 39.2 | 40.5 | 39.1 | 36.3 | 24.5 | 34.9 | 39.4 | 38.6 | 38.6 | 31.6 | 32.9 | 43.7 | 37.4 | 39.4 | 33.1 | 40.8 | 40.8 | 38.3 | 31.6 | 40.8 | 43.4 | 33.5 | 32.5 | 36.9 | 39.1 | 20.6 | 35.1 | 31.3 | 35.4 | 32 | 44.2 | 31.7 | 33.8 | 0
3064 | 43.1 | 40.2 | 39.5 | 40 | 39.1 | 34.6 | 31.2 | 39.5 | 33.7 | 38.9 | 36.8 | 35.9 | 39.3 | 33.5 | 31.7 | 33.8 | 29.7 | 39.2 | 34.7 | 38.4 | 43.3 | 28.7 | 29.4 | 40.5 | 33 | 43.6 | 40.1 | 40.2 | 38.1 | 35.1 | 24 | 33.9 | 39.5 | 38.3 | 38.6 | 31 | 32.1 | 43.2 | 37.1 | 39.4 | 32.5 | 40.3 | 40 | 38.5 | 31.4 | 40.8 | 42.2 | 32.9 | 32.4 | 37.7 | 38.7 | 20.4 | 34.8 | 30 | 35.4 | 30.9 | 44.4 | 31.3 | 32.6 | 0
3065 | 43 | 39.7 | 39.4 | 38.4 | 38.7 | 34.2 | 30.8 | 38.9 | 32.2 | 38.8 | 36 | 35 | 38.8 | 32.8 | 30.2 | 33.8 | 28.4 | 39.2 | 33 | 37.8 | 43.1 | 25.9 | 28 | 38.6 | 29.6 | 43.2 | 40.4 | 39 | 36.5 | 33.8 | 23.4 | 33 | 39.1 | 37.2 | 37.4 | 30.6 | 31.4 | 38 | 35.1 | 39.5 | 32.5 | 38.6 | 38.8 | 36.5 | 31.1 | 40 | 40.2 | 32 | 31.8 | 37.8 | 37 | 19.4 | 33.8 | 30.7 | 35.4 | 29.1 | 42.8 | 30.8 | 31.4 | 0
3066 | 41 | 38.5 | 38.1 | 37.7 | 37.9 | 31.4 | 29.4 | 37.6 | 30.7 | 37.9 | 33.8 | 33.5 | 37.6 | 31.4 | 28.6 | 32.7 | 27.2 | 37.2 | 32.1 | 37.1 | 41.9 | 24.8 | 26.8 | 34.9 | 31.3 | 43.1 | 40 | 37.3 | 34.9 | 32 | 23 | 31.9 | 38.4 | 35.7 | 36.4 | 30 | 30.4 | 36.2 | 33.3 | 38.4 | 31.4 | 35.9 | 37.1 | 35.6 | 30.1 | 38.3 | 37.4 | 30.7 | 31.2 | 37 | 32.7 | 17.9 | 32.2 | 30.3 | 34.9 | 27.6 | 41.2 | 29.9 | 30.8 | 0
3067 | 38 | 35.2 | 36.4 | 36.8 | 35.7 | 27.2 | 28.5 | 36 | 29.2 | 36.3 | 31.3 | 32.5 | 35.3 | 30.7 | 29.3 | 31.2 | 25.7 | 33.7 | 30.1 | 35.7 | 39 | 24.1 | 25.5 | 31.9 | 29.2 | 42.3 | 39 | 35.2 | 33 | 30.5 | 22.7 | 30.7 | 36.9 | 33.5 | 34 | 29.3 | 29.7 | 36.2 | 31.7 | 36.2 | 30.7 | 33.2 | 35.3 | 34.3 | 29.3 | 36.1 | 34.6 | 29.2 | 30.5 | 35.5 | 28.8 | 16.2 | 30.5 | 30 | 33.6 | 26.3 | 36.4 | 29 | 30.3 | 0
3068 | 33 | 31.2 | 34.5 | 36.4 | 33.9 | 25.7 | 27.6 | 34.8 | 28.7 | 34.6 | 28.6 | 31.4 | 32.4 | 30.4 | 29.7 | 28.5 | 24.8 | 31.3 | 28.8 | 34.4 | 37 | 25.4 | 24.5 | 29.2 | 26 | 40.7 | 38.2 | 33.4 | 31.5 | 28.8 | 22.6 | 29.9 | 35.9 | 31.4 | 32.5 | 29.2 | 28.8 | 35.4 | 31.5 | 34.8 | 30.3 | 31.2 | 33.6 | 32.7 | 28.9 | 34 | 32.2 | 28 | 30 | 35 | 25.2 | 14.8 | 29.2 | 24.8 | 30.9 | 25.8 | 34.6 | 28.4 | 30.2 | 0
3069 | 32.1 | 28.7 | 33 | 35.3 | 32.6 | 25.5 | 26.9 | 33.8 | 28.2 | 32.7 | 27.1 | 31 | 29.3 | 30.2 | 28.6 | 27.7 | 23.8 | 30 | 26.6 | 32.8 | 35.9 | 25.2 | 23.3 | 28.8 | 26 | 39.1 | 37 | 31.8 | 30.1 | 27.8 | 22.3 | 29.4 | 34.8 | 29.2 | 30.7 | 29 | 28.4 | 34.8 | 31.2 | 34.8 | 30 | 30.6 | 32.2 | 31.1 | 28.8 | 32.5 | 30.8 | 27.2 | 29.3 | 33.6 | 24.4 | 14.1 | 28.6 | 25.5 | 28 | 25.5 | 33 | 28.2 | 29.9 | 0
3070 | 31.4 | 26.9 | 31.8 | 34.6 | 31.9 | 25.4 | 26.4 | 33.4 | 27.8 | 30.8 | 26.4 | 30.3 | 27 | 30 | 28.1 | 26.7 | 23.6 | 28.7 | 25.6 | 31.7 | 34.9 | 24.9 | 22.3 | 29 | 25.9 | 38.1 | 36.1 | 30.9 | 29.3 | 26.9 | 22.2 | 29.2 | 34.2 | 27.9 | 30 | 28.8 | 28 | 33.6 | 31.2 | 32.6 | 30 | 30.8 | 31 | 29.9 | 28.6 | 31.6 | 30 | 26.7 | 28.8 | 29.7 | 24.3 | 14.1 | 28.6 | 25.9 | 26.3 | 25.4 | 31.8 | 28.3 | 29.7 | 0
3071 | 30.9 | 25.3 | 30.5 | 33.4 | 31.1 | 24.8 | 25.9 | 33 | 27.8 | 29.6 | 27 | 29.8 | 25.4 | 29.8 | 27.8 | 25.7 | 23.2 | 27.7 | 24.6 | 30.4 | 34.5 | 25.2 | 20.8 | 30.2 | 26.3 | 36.6 | 35.6 | 30.2 | 28.6 | 26.4 | 21.8 | 28.9 | 32.8 | 27.2 | 29 | 28.6 | 27.8 | 33.1 | 31.4 | 32.5 | 29.6 | 31.2 | 29.6 | 28.9 | 28.6 | 31.2 | 30 | 26.4 | 28 | 30 | 25 | 14.4 | 29 | 25.6 | 25.9 | 24.6 | 31.6 | 28.4 | 29.2 | 0
3072 | 30.1 | 29.1 | 29.5 | 32.9 | 30.4 | 24.1 | 25.4 | 32.5 | 27.3 | 28.7 | 27.7 | 28.4 | 24.7 | 29.4 | 26.7 | 24.7 | 23.1 | 27.2 | 25.2 | 29.5 | 33.5 | 24.9 | 19.4 | 30.1 | 26.7 | 35.2 | 35.1 | 29.6 | 28.3 | 25.6 | 21.5 | 28.4 | 31.6 | 27.4 | 28 | 28.3 | 27.3 | 31.9 | 31.4 | 31.7 | 29.3 | 30.7 | 27.8 | 28.1 | 28.4 | 30.7 | 30 | 25.8 | 27.2 | 29.9 | 23.8 | 14.6 | 29.2 | 25.6 | 25.8 | 23.5 | 31.9 | 27.5 | 29 | 0
3073 | 29.6 | 27.9 | 28.5 | 32 | 29.9 | 23.7 | 25.2 | 31.8 | 27.7 | 27.5 | 28.8 | 27.1 | 24.1 | 29.2 | 26.5 | 24.6 | 22.3 | 27 | 25.2 | 28.2 | 33.2 | 24.5 | 17.7 | 29.8 | 26.6 | 35 | 34.4 | 28.5 | 27.7 | 25.1 | 21.1 | 27.9 | 31.4 | 27.5 | 27 | 28.2 | 26.8 | 31.2 | 31.3 | 31.4 | 28.6 | 29.2 | 25.6 | 28 | 28.3 | 30 | 30.1 | 24.9 | 26 | 29.5 | 21.8 | 14.4 | 29.1 | 25.8 | 25.9 | 21.8 | 32.2 | 27.3 | 28.6 | 0
3074 | 29.5 | 25.2 | 28 | 31.4 | 29.5 | 23.7 | 24.8 | 31.1 | 27.2 | 27.6 | 29.2 | 25.4 | 23.3 | 28.8 | 25.8 | 24.2 | 21.6 | 26.4 | 25.8 | 27 | 32.7 | 24.1 | 16.4 | 28.2 | 25.5 | 34.6 | 33.6 | 27.2 | 27.2 | 24.2 | 20.8 | 26.9 | 31.1 | 27.6 | 26.6 | 28.2 | 26 | 30.2 | 31 | 29.4 | 28.5 | 26.8 | 23.2 | 27.6 | 28 | 28.8 | 30 | 23.6 | 25 | 28.9 | 18.4 | 13.8 | 28.6 | 25.9 | 25.9 | 20.4 | 32.6 | 27.2 | 28.4 | 0
3075 | 28.9 | 22 | 27 | 30.1 | 29 | 23.8 | 24.5 | 30.3 | 27 | 27 | 29.4 | 24.5 | 21.8 | 28.3 | 25.7 | 24.2 | 20.5 | 25.7 | 24.9 | 25.7 | 32.5 | 23.7 | 15.4 | 27.3 | 25.7 | 34 | 32.8 | 25.7 | 26.5 | 23.7 | 20.4 | 25.9 | 30.6 | 27.1 | 25.8 | 28 | 25.6 | 29.2 | 30.7 | 28.1 | 28.3 | 24.8 | 21.3 | 27.2 | 27.8 | 27.6 | 30.1 | 22.4 | 24 | 28.3 | 16.5 | 13 | 28.1 | 25.9 | 25.9 | 19.4 | 32 | 27 | 28.1 | 0
3076 | 28.5 | 20.7 | 26.7 | 29.3 | 28.3 | 23.8 | 24.4 | 29.4 | 27 | 25.4 | 28.7 | 23.8 | 20.4 | 28.3 | 24.5 | 23.6 | 20.3 | 25.4 | 24.8 | 25.2 | 32.4 | 23.3 | 15.5 | 26.1 | 25.7 | 33.6 | 32 | 24.9 | 26.3 | 23 | 20.4 | 25.4 | 30.2 | 26.6 | 25 | 27.4 | 25.2 | 29 | 30.7 | 28.5 | 28.1 | 24 | 20.6 | 27.3 | 27.4 | 26.7 | 30.1 | 21.6 | 23.7 | 28.1 | 15.8 | 12.6 | 27.7 | 25.9 | 25.9 | 19.7 | 30.6 | 26.9 | 28.2 | 0
3077 | 28.2 | 20 | 25.7 | 29.4 | 28 | 23.6 | 24 | 28.5 | 26.6 | 25.8 | 23.6 | 26.4 | 21.2 | 28.3 | 23 | 22.6 | 22.2 | 25.2 | 22 | 26.6 | 32.2 | 23.1 | 18.3 | 26.2 | 25.1 | 32.6 | 31.2 | 24.8 | 26.5 | 25 | 20.2 | 24.9 | 30.1 | 24.6 | 24.2 | 27.1 | 26 | 28.6 | 30.6 | 27.7 | 27.8 | 25.2 | 26.8 | 27.4 | 27 | 27.4 | 27.6 | 24 | 24.6 | 27.7 | 17.8 | 13.8 | 28 | 25.9 | 26.4 | 21.8 | 26.2 | 26.9 | 28 | 0
3078 | 27.6 | 19.7 | 25.1 | 28.9 | 27.6 | 23.1 | 23.5 | 28.6 | 26.6 | 25.6 | 23.9 | 27.3 | 21.6 | 27.8 | 23 | 22.7 | 23.8 | 25.2 | 24.3 | 28.1 | 31.9 | 23.1 | 18.9 | 26.8 | 24.6 | 32.2 | 30.4 | 25.8 | 28.1 | 25.3 | 21 | 24.9 | 29.7 | 26.4 | 23.6 | 26.7 | 26.9 | 27.8 | 30.4 | 26.8 | 27.5 | 25.9 | 28.4 | 27.4 | 26.8 | 29.1 | 29 | 25.1 | 25.4 | 27.4 | 20.8 | 12.9 | 28.3 | 26 | 26 | 24.2 | 25.8 | 27 | 28.8 | 0
3079 | 27.4 | 24.2 | 25.1 | 30.8 | 29.8 | 23 | 23.5 | 29.4 | 27.3 | 25.9 | 25.3 | 29.1 | 24.5 | 28.4 | 23 | 23.2 | 25.6 | 26.7 | 26.9 | 30.6 | 31.7 | 23.7 | 21.5 | 26.2 | 25.2 | 31.6 | 29.8 | 26.8 | 29.6 | 26.6 | 21.9 | 27.1 | 29.1 | 26.7 | 24.3 | 26.9 | 28 | 28.2 | 30.5 | 26.8 | 27.5 | 27.3 | 30.8 | 27.4 | 26.8 | 29.8 | 30.7 | 26.4 | 26.4 | 27.4 | 24.3 | 13.1 | 29.1 | 26 | 26.1 | 26.9 | 26.4 | 27.4 | 30.1 | 0
3080 | 28.4 | 28.5 | 27 | 32.2 | 33.2 | 24 | 24.4 | 30.8 | 29.1 | 27.4 | 26.6 | 31.4 | 29.2 | 30.6 | 23.5 | 26.2 | 27.6 | 28.7 | 29.6 | 33.2 | 31.7 | 25.4 | 24.9 | 28.4 | 26.8 | 31.3 | 29.7 | 29.4 | 32.2 | 28 | 23 | 29.9 | 30.6 | 28.4 | 26.5 | 28.1 | 29.6 | 32.5 | 33.1 | 29.2 | 28.3 | 29 | 33.4 | 27.4 | 26.9 | 32.4 | 33.2 | 28.8 | 27.8 | 28.3 | 29 | 13.6 | 30.2 | 27.2 | 26.5 | 29.4 | 33.2 | 27.8 | 32 | 0
3081 | 30.7 | 31.3 | 31.1 | 35.5 | 35.4 | 28.4 | 26.5 | 32.5 | 32 | 31 | 29.1 | 33.8 | 33.7 | 32.4 | 24.9 | 29.5 | 29 | 31.2 | 31.4 | 35.7 | 31.4 | 27 | 28.6 | 29.3 | 27.8 | 32.4 | 30.2 | 31.3 | 33.5 | 30.5 | 23.6 | 32.2 | 32.6 | 28.4 | 31.1 | 29.9 | 30.9 | 35.6 | 35.4 | 32.6 | 31 | 30.9 | 36 | 28.6 | 28.6 | 33.1 | 35.3 | 30.6 | 28.8 | 30.1 | 31.6 | 15.4 | 31.8 | 29.5 | 28.6 | 30.9 | 31.4 | 29.2 | 33.6 | 0
3082 | 33 | 35 | 33 | 37.2 | 37.5 | 29.9 | 27.5 | 34.1 | 33.5 | 33.7 | 31.1 | 35.9 | 37.5 | 33.8 | 26.7 | 30.2 | 30.2 | 33.7 | 32.6 | 37.4 | 33.6 | 27.9 | 30.4 | 33 | 29.7 | 34 | 31.7 | 34.4 | 35.6 | 32.7 | 24.3 | 33 | 34.4 | 30.6 | 34.4 | 31.6 | 32.2 | 37.5 | 37.1 | 34.9 | 31.8 | 32.9 | 37.8 | 30.1 | 29.9 | 35.6 | 37.8 | 32.8 | 29.8 | 31.6 | 34 | 16.8 | 33.3 | 30.5 | 29.8 | 31.7 | 34 | 29.5 | 35 | 0
3083 | 35.5 | 38.1 | 34.3 | 39.4 | 38.9 | 31.7 | 28.9 | 35.6 | 34.7 | 35.9 | 33.4 | 37.4 | 39.6 | 34.9 | 28.3 | 31.5 | 30.8 | 35.2 | 33.2 | 38.4 | 36.4 | 28.9 | 30 | 35.4 | 32.1 | 36 | 33.7 | 36.4 | 36.6 | 35.2 | 24.6 | 34.1 | 35.3 | 32 | 36.5 | 32.2 | 33 | 39.8 | 38.9 | 36.3 | 32.9 | 35 | 39 | 32.2 | 30.1 | 36.8 | 39.8 | 34 | 30.6 | 33.1 | 34.4 | 18 | 34.6 | 30.8 | 32.2 | 31.8 | 35.8 | 29.8 | 35.6 | 0
3084 | 37.9 | 39.6 | 36.6 | 39.6 | 39.8 | 34.2 | 30.7 | 36.9 | 35.4 | 37.9 | 34.5 | 38.2 | 41 | 35.3 | 30.4 | 32.3 | 31.5 | 36.4 | 34.1 | 38.8 | 38.2 | 29.1 | 26.9 | 39.6 | 34.9 | 38 | 35.9 | 38.9 | 38.5 | 36.5 | 25.2 | 34.8 | 36.5 | 35.3 | 38.4 | 32.6 | 33.8 | 40.6 | 40.3 | 37.3 | 33.1 | 36.9 | 39.3 | 34.2 | 30.2 | 39.7 | 42 | 35.1 | 31.6 | 35.1 | 35.8 | 17.6 | 35.3 | 31.5 | 33.2 | 32.1 | 36.2 | 30.6 | 35.8 | 0
3085 | 39.3 | 40.1 | 38 | 41 | 40.6 | 35.3 | 31.6 | 37.9 | 34.8 | 38.7 | 35.8 | 38.4 | 41.6 | 35.1 | 31.8 | 33.3 | 32 | 38.1 | 35 | 39.2 | 40.1 | 30 | 23 | 40 | 36.3 | 39.5 | 37.9 | 39.4 | 38.8 | 37.6 | 25.5 | 35.2 | 37.9 | 36 | 38.9 | 32.6 | 34.1 | 41.7 | 41.6 | 38.4 | 32.7 | 38.5 | 39 | 36 | 30.6 | 40 | 43.3 | 34.8 | 32.3 | 36.6 | 35.8 | 16.9 | 35.5 | 31.6 | 34.8 | 32.3 | 37.2 | 30.7 | 35.1 | 0
3086 | 41.4 | 40.3 | 38.5 | 41.4 | 40.8 | 36.1 | 32.3 | 38.6 | 34 | 39 | 36 | 38.2 | 42.6 | 34.7 | 32.5 | 33 | 32.6 | 38.7 | 36 | 39.6 | 41.4 | 30.6 | 19.4 | 39.4 | 37.1 | 40.2 | 39.5 | 39.2 | 38.8 | 37.6 | 26 | 35.9 | 39.1 | 36 | 38.6 | 33.1 | 34.2 | 42.9 | 42.1 | 38.8 | 32.6 | 39.4 | 38.4 | 37 | 30.6 | 40 | 44 | 34 | 33 | 37.1 | 36.6 | 15.6 | 35.1 | 31.8 | 36 | 32.6 | 37.8 | 31.2 | 34.4 | 0
3087 | 42.5 | 40.4 | 38.5 | 43.1 | 41 | 35.9 | 32.1 | 38.9 | 33.5 | 39.3 | 36.6 | 37.6 | 43.2 | 34 | 34 | 33.4 | 32.6 | 39.2 | 36.2 | 40.1 | 42.5 | 30.5 | 17.9 | 34.1 | 38 | 41 | 40.7 | 36.6 | 36 | 37.6 | 25.9 | 36.1 | 39.9 | 32.2 | 38.6 | 32.6 | 33.5 | 43.1 | 42.4 | 39.3 | 32.7 | 39.3 | 37.7 | 37.8 | 30.9 | 36.4 | 43.1 | 31.9 | 33 | 37.4 | 35.3 | 15.3 | 34.4 | 31.3 | 36.3 | 32.3 | 38 | 31 | 33.3 | 0
3088 | 43 | 39.8 | 38.9 | 42.5 | 40.8 | 35.1 | 31.9 | 38.7 | 31.8 | 39.6 | 36.3 | 36.7 | 43.5 | 33.9 | 34.3 | 33.2 | 32.4 | 39.2 | 35.4 | 40.1 | 42.7 | 30.1 | 17.8 | 29.9 | 38.1 | 41.5 | 41.3 | 34.3 | 33.1 | 36.6 | 25.8 | 36 | 39.9 | 29.1 | 38.5 | 32.2 | 32.7 | 42.8 | 39.1 | 38.2 | 32.7 | 38.2 | 36.8 | 37.7 | 30.9 | 33.9 | 41.7 | 30.2 | 32.8 | 36.8 | 34.4 | 15 | 33.4 | 31.4 | 36.5 | 31.6 | 36.8 | 30.6 | 32.5 | 0
3089 | 40.1 | 39.2 | 38.4 | 40.8 | 40.1 | 34 | 31.5 | 38.2 | 31 | 39 | 36.2 | 35.6 | 42.6 | 32.7 | 33.5 | 32.5 | 31.4 | 39.2 | 33.4 | 39.6 | 42.6 | 29.1 | 19 | 25.2 | 38.2 | 41 | 41.3 | 31.4 | 28.8 | 35.4 | 25.2 | 35.2 | 39.4 | 25.6 | 37 | 31.7 | 31.4 | 42.6 | 37.6 | 36.3 | 31.7 | 36.4 | 35.8 | 37.6 | 30.9 | 30.6 | 39.4 | 28.4 | 32.2 | 35.6 | 32 | 15.4 | 32.3 | 30.9 | 36.3 | 30 | 35.2 | 30.4 | 31.6 | 0
3090 | 38.9 | 38.6 | 36.9 | 35.6 | 38.6 | 30.9 | 30.6 | 37.3 | 29.5 | 37 | 35 | 34.4 | 40.8 | 31.7 | 32.8 | 31.8 | 30.3 | 38.2 | 30.8 | 38.2 | 41.4 | 28.4 | 19.4 | 25.1 | 38.5 | 40.6 | 40.9 | 30.5 | 26.2 | 33.1 | 24.9 | 34.2 | 38.7 | 26 | 36.2 | 31.5 | 30.5 | 41.2 | 35.1 | 35.6 | 30.8 | 34.3 | 34.4 | 36.5 | 30.3 | 31 | 37.7 | 27.9 | 31.8 | 35.1 | 30.7 | 15.1 | 31.1 | 30.3 | 35.5 | 28.3 | 34.2 | 30 | 31.1 | 0
3091 | 35.5 | 35.3 | 34.8 | 30.8 | 36 | 28.5 | 29.2 | 36.2 | 29 | 34.9 | 34.3 | 33.2 | 38 | 31 | 31.3 | 30.5 | 28.6 | 36.7 | 27.9 | 36.3 | 39.6 | 27.1 | 19.2 | 24.8 | 36.3 | 40.2 | 40.1 | 29.4 | 23.7 | 31.2 | 24.3 | 32.4 | 36.7 | 26.6 | 33.9 | 30.7 | 29.5 | 39 | 33.5 | 34.8 | 30.3 | 32.6 | 33 | 34.6 | 29.3 | 30.9 | 35.8 | 27.3 | 31.3 | 33.1 | 28.4 | 14.8 | 30.2 | 30 | 34.1 | 26.5 | 32.8 | 29 | 30.5 | 0
3092 | 33.3 | 31.5 | 33.3 | 26 | 34 | 26.8 | 28.4 | 35 | 29 | 32.9 | 33.2 | 32.2 | 35.6 | 30.8 | 30.9 | 28.6 | 27.2 | 34.2 | 25.8 | 34.4 | 38.1 | 25.8 | 17.8 | 26.8 | 35.3 | 38.8 | 39.2 | 29.4 | 23.2 | 29 | 24 | 31.2 | 35.9 | 29.2 | 31.6 | 30.6 | 29 | 37.8 | 33.1 | 33.2 | 30 | 31.6 | 31.6 | 33 | 28.9 | 32.5 | 34.8 | 27.4 | 31 | 33 | 27.4 | 13.8 | 29.4 | 29.8 | 33.2 | 25.4 | 31 | 28.2 | 30 | 0
3093 | 31.9 | 28.3 | 32 | 25.2 | 32.6 | 25.4 | 27.5 | 34 | 28.8 | 31.4 | 33 | 31.4 | 33.9 | 30.6 | 30.3 | 26 | 25.7 | 32.1 | 24.4 | 33 | 36.4 | 25.4 | 16.6 | 25.6 | 34.3 | 37.5 | 38.1 | 28.2 | 22.5 | 27.9 | 23.3 | 30.2 | 34.6 | 29 | 30 | 30.5 | 28.5 | 37.4 | 32.3 | 33 | 29.6 | 31.4 | 30.5 | 31.4 | 28.4 | 31.3 | 33.5 | 26.6 | 30.4 | 32.6 | 25.3 | 13.3 | 29.1 | 29.5 | 31.7 | 24.6 | 30 | 28.1 | 29.3 | 0
3094 | 30.9 | 27.5 | 30.8 | 25.8 | 32 | 24.4 | 26.9 | 33.2 | 28.5 | 30.2 | 32.1 | 30.8 | 33.8 | 30.5 | 28.8 | 25.4 | 24.7 | 30.7 | 24.1 | 32 | 34.9 | 25.2 | 15.8 | 25.5 | 32.6 | 36.4 | 37.1 | 27.7 | 23.5 | 26.9 | 22.9 | 29.1 | 33.6 | 28.9 | 28.7 | 30.5 | 28.3 | 35.8 | 31.9 | 32 | 29.6 | 31.6 | 29.5 | 29.6 | 28.3 | 30.9 | 32.8 | 26.2 | 29.9 | 32.4 | 24.9 | 12.6 | 28.8 | 29.2 | 31.2 | 24.4 | 29.2 | 28.1 | 28.9 | 0
3095 | 30.4 | 25.8 | 29.6 | 29 | 31.3 | 23.5 | 26.1 | 32.4 | 28.2 | 29.4 | 31.3 | 30.4 | 34.4 | 30.2 | 27.6 | 24.2 | 23.8 | 30.1 | 24 | 31.4 | 33.9 | 25.2 | 16.4 | 23.6 | 32.1 | 34.8 | 36.2 | 26.4 | 24.2 | 26.6 | 22.2 | 28.7 | 32.6 | 26.4 | 27.5 | 30.3 | 28 | 33.5 | 31.1 | 31.5 | 29.6 | 31.6 | 28.8 | 28.6 | 28.1 | 28.6 | 31.8 | 25.4 | 29 | 31.7 | 23.8 | 12.8 | 28.8 | 28.6 | 30.8 | 24 | 28.4 | 28.2 | 28.6 | 0
3096 | 30.5 | 25.1 | 28.5 | 30.6 | 30.8 | 22.8 | 25.5 | 31.7 | 27.8 | 28.8 | 29.2 | 29.9 | 35.2 | 29.9 | 26.3 | 23.5 | 23.3 | 29.2 | 24 | 30.5 | 32.7 | 25.1 | 17.4 | 25.1 | 31.4 | 34.1 | 35.3 | 26.6 | 26.3 | 25.8 | 21.9 | 28.2 | 32.1 | 25.6 | 26.9 | 29.9 | 27.9 | 33.9 | 30.5 | 31 | 29.5 | 31 | 28 | 27.8 | 27.9 | 28.8 | 31.2 | 25.5 | 28.3 | 31 | 24.2 | 12.8 | 28.6 | 28 | 30.6 | 23.5 | 28.4 | 27.2 | 28.8 | 0
3097 | 30.5 | 24 | 27.6 | 32.2 | 31.2 | 22.4 | 25.2 | 31.2 | 27.6 | 28.4 | 27.3 | 29.2 | 34.4 | 29.7 | 26.3 | 22.5 | 22.7 | 28.4 | 23.3 | 29.5 | 32.4 | 25 | 18.9 | 25.6 | 30.4 | 34 | 34.3 | 26.2 | 27 | 25.4 | 21.4 | 28.2 | 32.8 | 23.9 | 26.5 | 30 | 27.4 | 32.9 | 30.5 | 30.3 | 29.2 | 29.7 | 27.2 | 27.5 | 27.9 | 28 | 30 | 25.1 | 27.1 | 30.1 | 23 | 13.5 | 28.5 | 27.2 | 29.7 | 22.5 | 28.2 | 27.2 | 28.8 | 0
3098 | 29.6 | 23.4 | 26.8 | 31.2 | 30.3 | 21.9 | 24.7 | 30.7 | 27.5 | 27.7 | 25 | 28.2 | 32 | 29.5 | 25.6 | 22.8 | 22.2 | 27.9 | 22.4 | 28 | 31.6 | 25 | 19.4 | 28.2 | 30.3 | 33.8 | 33.4 | 26.6 | 28 | 24.6 | 21 | 28.4 | 32.4 | 24.4 | 25.8 | 29.6 | 27 | 31.9 | 30.6 | 29.6 | 29 | 28 | 26.4 | 27.5 | 27.9 | 29 | 29.2 | 25.2 | 26.2 | 29.4 | 22 | 13.8 | 28.2 | 26.8 | 29.3 | 21.4 | 28 | 27.2 | 28.8 | 0
3099 | 28.5 | 22.6 | 26.3 | 30.9 | 29.8 | 21.4 | 24.7 | 29.7 | 27.5 | 26.6 | 24 | 27.1 | 27.8 | 29.2 | 24.9 | 21.8 | 21.6 | 27.6 | 21.3 | 26.8 | 30.7 | 24.9 | 19.4 | 27.7 | 30.6 | 32.8 | 32.5 | 25.7 | 27.1 | 24.6 | 20.3 | 28.2 | 31.8 | 23.6 | 25.5 | 29.2 | 26.3 | 30.9 | 30.5 | 28.7 | 28.5 | 26.4 | 25.9 | 27.1 | 27.8 | 27.9 | 28 | 24.5 | 25.1 | 28.6 | 19.3 | 14.4 | 28.1 | 26.4 | 29.2 | 20.4 | 27.4 | 27.1 | 28.3 | 0
3100 | 28.1 | 21.8 | 25.6 | 29.3 | 29.3 | 20.8 | 24.5 | 28.2 | 27.5 | 26.4 | 23.2 | 26.4 | 23.8 | 29.1 | 24.8 | 21 | 21.6 | 26.8 | 21.1 | 26.1 | 30.3 | 24.6 | 18.5 | 28.2 | 29.8 | 31.7 | 31.5 | 25.5 | 27 | 24.4 | 20.2 | 27.7 | 31.4 | 24.7 | 24 | 28.8 | 26 | 29.5 | 30.1 | 28.3 | 28.2 | 25.3 | 25.9 | 27 | 27.4 | 28.3 | 27.6 | 24.3 | 24.7 | 28.1 | 18.2 | 14.1 | 27.9 | 26.4 | 28.7 | 20.6 | 26.8 | 27 | 28.1 | 0
3101 | 27 | 22.1 | 25.1 | 27.8 | 29.8 | 20.4 | 24.3 | 26.7 | 27.8 | 26 | 27 | 27.4 | 29.6 | 28.9 | 24.7 | 21.2 | 23 | 26.7 | 23.6 | 28.4 | 29.7 | 24.2 | 16.4 | 21.2 | 29.7 | 31.2 | 30.6 | 25 | 24 | 24.6 | 21.8 | 27.2 | 30.9 | 24.8 | 23.6 | 28.4 | 26.4 | 29.1 | 30 | 27.8 | 27.9 | 26.6 | 25.4 | 26.7 | 26.9 | 27 | 29 | 22.6 | 25.8 | 27.7 | 25.4 | 13.8 | 28 | 26.4 | 28.2 | 22.6 | 26 | 26.8 | 27.8 | 0
3102 | 26.9 | 21.6 | 24.6 | 28.3 | 29.3 | 20.3 | 23.8 | 26.9 | 27.9 | 25.4 | 28.4 | 28.1 | 30 | 28.8 | 24.7 | 21 | 23.2 | 26.2 | 24.7 | 29.4 | 29.2 | 23.9 | 18.3 | 22.9 | 31.3 | 30.4 | 29.7 | 25.1 | 24.3 | 25 | 22.6 | 26.3 | 30.4 | 25.4 | 23.7 | 28.1 | 27 | 28.4 | 29.7 | 27.6 | 27.7 | 27.1 | 25.9 | 26.3 | 26.5 | 27.7 | 29.9 | 24.6 | 25.8 | 27.6 | 26.9 | 16 | 28.7 | 26.4 | 28.2 | 23.2 | 25.9 | 26.8 | 28.7 | 0
3103 | 26.9 | 22.1 | 24.6 | 29.7 | 29.8 | 20.4 | 23.7 | 28.3 | 28.6 | 25 | 30.3 | 28.7 | 31.2 | 29.2 | 24.3 | 21 | 23.8 | 27.2 | 25.9 | 31.4 | 28.9 | 24.9 | 20.2 | 25.3 | 31.6 | 30 | 29.1 | 26.2 | 25.3 | 26.3 | 24.1 | 26.4 | 30.4 | 26.6 | 24.4 | 28.1 | 28.2 | 29.4 | 29.8 | 27.8 | 27.5 | 28.8 | 26.7 | 26.2 | 26.1 | 28.9 | 31.5 | 25.9 | 26.2 | 27.6 | 28.3 | 17.4 | 29.6 | 26.5 | 28.2 | 24.7 | 26.6 | 27 | 29.9 | 0
3104 | 27.7 | 26.1 | 25.9 | 31 | 33 | 22.4 | 23.7 | 30.5 | 30.4 | 27.4 | 32.2 | 29.6 | 33 | 30.2 | 23.1 | 23.6 | 24.4 | 29.7 | 27.4 | 33.8 | 29.1 | 27.2 | 21.8 | 27.8 | 30.3 | 31.4 | 29.1 | 27.4 | 26.5 | 28 | 25.6 | 28.2 | 31.4 | 28 | 25 | 29.5 | 29.6 | 32.4 | 32.7 | 28.5 | 28.5 | 29.8 | 28.2 | 26.3 | 26.4 | 30.2 | 33.6 | 28.8 | 27 | 28.6 | 30 | 18.2 | 30.8 | 28.3 | 28.2 | 26.2 | 28 | 27.6 | 31.4 | 0
3105 | 29.6 | 28.8 | 29 | 33.4 | 34.5 | 25 | 24.6 | 32.7 | 32 | 30.7 | 33.9 | 29.2 | 35.6 | 31.6 | 21.5 | 25.9 | 25.3 | 32 | 28.5 | 36.1 | 32 | 29.1 | 23 | 30.4 | 34 | 35 | 29.5 | 29.9 | 28.3 | 30.3 | 27.4 | 30.7 | 33.2 | 29.7 | 27.3 | 31.1 | 31.2 | 34 | 36.1 | 30.7 | 30.5 | 32.5 | 29.6 | 28.3 | 29.8 | 31.9 | 35.7 | 30.2 | 27.9 | 30.4 | 31.1 | 17.2 | 32 | 30 | 30.1 | 28.2 | 28.8 | 28.7 | 32.8 | 0
3106 | 31.2 | 32 | 31.7 | 35.2 | 36.9 | 29.3 | 26.6 | 34.4 | 33.2 | 32.5 | 35.1 | 28.5 | 38.4 | 32.7 | 22.6 | 28.2 | 26.2 | 34.2 | 29.6 | 38 | 35.6 | 30.2 | 24.1 | 32.6 | 35.7 | 38 | 30.8 | 32.2 | 29.7 | 32.2 | 28.6 | 31.1 | 34.2 | 31.4 | 29.3 | 33.7 | 32.6 | 35.8 | 38.3 | 31 | 31.7 | 34.5 | 31.2 | 30.1 | 30.6 | 33.8 | 37.7 | 32.9 | 28.9 | 32 | 32.3 | 15.9 | 33.3 | 31.2 | 32.1 | 29.6 | 30.8 | 29 | 34.1 | 0
3107 | 33.2 | 35.6 | 34.4 | 37.4 | 37.8 | 31.6 | 28.5 | 35.7 | 34.9 | 34.7 | 36.2 | 27 | 41 | 35.1 | 25 | 29.4 | 27.2 | 36.2 | 30.4 | 39.4 | 37.9 | 32 | 25.4 | 34.6 | 36.6 | 39.9 | 32.4 | 35 | 31 | 34 | 29.6 | 31.4 | 36.3 | 33.2 | 31 | 33.6 | 33.6 | 37.5 | 39.7 | 33.8 | 32.5 | 37.4 | 32.5 | 32.1 | 31.4 | 36 | 39.4 | 34.4 | 29.8 | 34 | 33 | 14.4 | 34.6 | 32 | 33.8 | 30.6 | 33 | 29.4 | 35 | 0
3108 | 35.8 | 37.6 | 36.5 | 38.4 | 39 | 33.7 | 30.2 | 36.7 | 35.7 | 36.7 | 37.1 | 26.4 | 42.7 | 35.7 | 28.2 | 30 | 28 | 37.4 | 31.3 | 40.5 | 39.8 | 33.1 | 26.9 | 36.2 | 38 | 41.5 | 34.4 | 36.6 | 31.4 | 35 | 29.8 | 33.1 | 37.5 | 34.7 | 33.1 | 33.1 | 34 | 40.2 | 40.8 | 34.7 | 33 | 38.7 | 34 | 34.2 | 31.7 | 37.9 | 40.9 | 36.9 | 30.6 | 35.7 | 33.9 | 14.3 | 35.9 | 31.6 | 34.7 | 30.5 | 34.2 | 30.4 | 35.6 | 0
3109 | 38.4 | 39.2 | 37 | 39.5 | 39 | 34.9 | 31.7 | 37.5 | 35.3 | 37.5 | 38 | 26.2 | 43.8 | 35.3 | 29.9 | 30.7 | 28.9 | 38.7 | 31.9 | 41.1 | 40.9 | 34.3 | 28.4 | 37.6 | 38.7 | 42.4 | 36.2 | 38.1 | 31.6 | 35.8 | 29.7 | 33.1 | 38.6 | 35.9 | 33.8 | 33.6 | 33.9 | 41.4 | 41.8 | 35.7 | 33.3 | 40.4 | 35 | 35.9 | 31 | 39.5 | 42.1 | 36.6 | 31.4 | 37.5 | 34.3 | 14.9 | 36.7 | 31.6 | 35.6 | 30.3 | 35 | 30.3 | 35.5 | 0
3110 | 40.6 | 39.8 | 37.8 | 39.6 | 39 | 35.8 | 32.2 | 38.1 | 35.2 | 39.2 | 38.6 | 27.2 | 44 | 35.4 | 30.3 | 31.4 | 29.4 | 39.7 | 32.4 | 41.4 | 41.4 | 35.1 | 29.4 | 38.6 | 39 | 42.5 | 37.9 | 38.4 | 31.4 | 36 | 29.2 | 33.8 | 38.7 | 36.4 | 34.7 | 33.7 | 33.4 | 42.3 | 40.6 | 36.5 | 33 | 40.6 | 35.8 | 37.6 | 31 | 40.2 | 43 | 35.4 | 32 | 38 | 34.6 | 16.4 | 37 | 32.3 | 36.1 | 29.5 | 35.4 | 30.2 | 35 | 0
3111 | 41 | 39.8 | 38.5 | 40.1 | 39 | 34.8 | 31.8 | 38.4 | 34.2 | 38.7 | 38.9 | 28.2 | 43.9 | 35.1 | 30.9 | 31.4 | 29.9 | 40.2 | 32.3 | 41.2 | 41.9 | 35.6 | 29.5 | 39.2 | 39.2 | 43 | 39.2 | 38.8 | 31.4 | 36.1 | 28.8 | 34.5 | 39.3 | 36.2 | 35.3 | 34.1 | 32.7 | 42.2 | 39.4 | 37.1 | 32.9 | 41.3 | 35.7 | 38.4 | 30.9 | 40 | 43.3 | 30.7 | 32.5 | 39.4 | 34.1 | 17.1 | 36.4 | 32 | 36.6 | 29.3 | 35.9 | 30.1 | 33.9 | 0
3112 | 41.4 | 38.3 | 39.4 | 39.7 | 38.8 | 34.4 | 32 | 38.4 | 32.5 | 40.2 | 38.8 | 29.4 | 43.5 | 34.4 | 30.9 | 31 | 29.7 | 40.2 | 31.8 | 40.5 | 42 | 35.7 | 28.8 | 38.9 | 39.3 | 42.8 | 40.1 | 38.1 | 31 | 35.4 | 28 | 33.2 | 39.8 | 35.1 | 36 | 34.3 | 31.8 | 41.8 | 38.3 | 36.9 | 32.4 | 40.1 | 35.2 | 38.8 | 30.8 | 38.6 | 42.7 | 26.7 | 32.6 | 39.5 | 33.5 | 17.4 | 35.1 | 31.5 | 36.6 | 28.7 | 36 | 29.9 | 32.8 | 0
3113 | 41.2 | 38.8 | 39 | 39.4 | 38.4 | 33.8 | 31.3 | 38.1 | 31.7 | 38.2 | 38.2 | 29.6 | 42.8 | 32.7 | 30.9 | 28.5 | 29.2 | 40.2 | 30.8 | 39.4 | 41.9 | 35.3 | 27.4 | 38 | 39.2 | 39.6 | 40.5 | 37.4 | 30.4 | 34.4 | 27.2 | 29.1 | 38 | 33.4 | 35.8 | 33.1 | 31 | 42.3 | 36.8 | 34 | 31.7 | 39 | 33.8 | 38.6 | 30.6 | 36.8 | 41.2 | 22.4 | 32.4 | 39.5 | 32.4 | 16.4 | 33.4 | 31.3 | 36.6 | 28.4 | 36 | 29.7 | 31.6 | 0
3114 | 36.2 | 37.2 | 38.4 | 38 | 37 | 31.4 | 28.8 | 37.4 | 30.1 | 36.7 | 37.4 | 29.4 | 41.5 | 31.6 | 30.4 | 27.8 | 28 | 39 | 29.8 | 38.2 | 41 | 34.8 | 25.9 | 36.2 | 39.7 | 38.8 | 40.5 | 35.6 | 29 | 32.6 | 25.9 | 29.5 | 34.8 | 31.4 | 34.8 | 32.6 | 30.2 | 41.3 | 34.8 | 30.2 | 30.9 | 36.1 | 32.2 | 37.8 | 30 | 34.7 | 38.9 | 21.6 | 31.8 | 38.8 | 31.5 | 15.4 | 31.8 | 30 | 37.1 | 27.4 | 35.2 | 29.4 | 30.9 | 0
3115 | 34.6 | 34.8 | 36.2 | 37 | 35 | 29.2 | 27.6 | 36.3 | 29.4 | 35 | 36.6 | 28.1 | 39.9 | 30.9 | 29.4 | 27.2 | 26.9 | 36.2 | 28.5 | 37.1 | 39.3 | 33.8 | 24.6 | 34.3 | 38.3 | 37.9 | 39.9 | 34.2 | 27.6 | 30.8 | 24.6 | 29 | 33.1 | 29.7 | 32.7 | 32.5 | 29.5 | 39 | 32.7 | 29.8 | 30.2 | 34.4 | 30.2 | 35.2 | 28.9 | 33.2 | 36.1 | 21.4 | 30.9 | 36.8 | 30.2 | 13.9 | 30.4 | 29.6 | 35.1 | 26.7 | 33 | 29 | 30.4 | 0
3116 | 33.2 | 32.3 | 34.4 | 35.6 | 32.5 | 26.7 | 27.1 | 34.7 | 29.3 | 33.4 | 36 | 27 | 37.6 | 30.6 | 28.4 | 25.7 | 25.8 | 33.7 | 27.6 | 36.5 | 37.3 | 33.3 | 23.8 | 32.4 | 37 | 36.4 | 38.8 | 32.4 | 26 | 29 | 23.2 | 28.9 | 31.8 | 28.4 | 30.3 | 31.5 | 29 | 37.3 | 32.3 | 29 | 29.9 | 32.6 | 28.4 | 33.2 | 28.5 | 32.2 | 33.6 | 23.4 | 30 | 35.8 | 29 | 13.4 | 29.6 | 27.3 | 33.6 | 25.6 | 32 | 28.5 | 30.4 | 0
3117 | 33.2 | 30.8 | 33 | 35.2 | 30.3 | 25.1 | 27 | 33.4 | 29 | 30.7 | 35.5 | 25.7 | 35.2 | 30.5 | 27 | 23.2 | 25.3 | 31.7 | 26.7 | 36.2 | 36 | 32.8 | 23.2 | 30.9 | 30.3 | 34.9 | 37.6 | 31.7 | 25.1 | 28.1 | 22.4 | 28.6 | 32.2 | 27.8 | 29.2 | 31.1 | 28.8 | 37.5 | 31.8 | 28.7 | 29.8 | 32.9 | 26.7 | 31.7 | 28.4 | 31.9 | 31.7 | 23.5 | 29.2 | 35 | 27.4 | 13 | 29.2 | 26.4 | 32.2 | 25.2 | 31.2 | 28.5 | 30.4 | 0
3118 | 32.6 | 29.3 | 31.5 | 34.2 | 29.1 | 24.1 | 26.9 | 32.2 | 28.4 | 29.5 | 35 | 25.7 | 32.8 | 30.4 | 26.5 | 21.5 | 24.9 | 30.2 | 26 | 36.2 | 34.8 | 32 | 22.5 | 29.4 | 29.2 | 33.8 | 36.5 | 30.5 | 24.4 | 27.5 | 21.8 | 28.1 | 32.4 | 27.6 | 28.2 | 31 | 28.6 | 37.3 | 31.3 | 28.6 | 29.7 | 32.5 | 25.8 | 30.6 | 28.4 | 31.7 | 30.7 | 24.3 | 28.7 | 33.2 | 26.1 | 13.4 | 29.1 | 26.4 | 31.6 | 24.6 | 30.8 | 28.5 | 30.3 | 0
3119 | 31.6 | 28 | 30.4 | 33.4 | 28 | 23.4 | 26.5 | 31 | 28.2 | 28.2 | 34 | 26.2 | 31 | 30.1 | 26.9 | 20.7 | 24.8 | 29.6 | 25.4 | 36 | 34.2 | 31.2 | 21.2 | 28 | 28.7 | 32.9 | 35.4 | 29.8 | 24.4 | 27.4 | 21.6 | 28.6 | 31.4 | 27.6 | 27.2 | 30.6 | 28.4 | 36.7 | 30.8 | 28.5 | 29.7 | 32.6 | 25.4 | 29.7 | 28.1 | 31.4 | 30.4 | 23.2 | 28.4 | 32.1 | 24.8 | 13.4 | 29 | 26.4 | 31.5 | 24.4 | 30 | 28.4 | 30 | 0
3120 | 30.7 | 26.7 | 29.2 | 31.5 | 27 | 22.8 | 26.3 | 30.1 | 27.6 | 27.7 | 32.5 | 27.6 | 29.7 | 29.7 | 26.5 | 20 | 24.3 | 28.6 | 25 | 35.3 | 33.3 | 30.3 | 19.4 | 26.1 | 28.5 | 32.3 | 34.4 | 28.1 | 24.2 | 27 | 21.3 | 27.1 | 29 | 27.3 | 26.2 | 30.3 | 28.1 | 35.3 | 30.5 | 28.3 | 29.5 | 30.4 | 25.7 | 29 | 27.8 | 30.4 | 30.5 | 23.6 | 28.2 | 31 | 24.2 | 13.6 | 28.9 | 26.4 | 30.5 | 23.7 | 29 | 27.7 | 29.5 | 0
3121 | 29.9 | 24.9 | 28.4 | 29.9 | 27 | 22.3 | 26 | 29.4 | 27.3 | 27.7 | 30.5 | 28.5 | 29.2 | 29.6 | 25.9 | 19.4 | 23.9 | 28.5 | 24.3 | 33.9 | 32.7 | 30.1 | 17.3 | 24 | 27.7 | 31.6 | 33.3 | 26.9 | 24.3 | 26.7 | 21.3 | 26.8 | 29.3 | 26.7 | 25.9 | 30.2 | 27.6 | 34.4 | 30.5 | 27.8 | 29 | 28.6 | 25.9 | 28.1 | 27.8 | 29.2 | 30.4 | 22.8 | 27.9 | 30.1 | 23.7 | 13 | 28.6 | 26.4 | 29.6 | 23.2 | 28.8 | 27.6 | 28.8 | 0
3122 | 29.2 | 25.5 | 27.5 | 28 | 26.7 | 21.7 | 25.2 | 28.7 | 27.1 | 27.2 | 28.5 | 29 | 29 | 29.3 | 25.4 | 19 | 23.2 | 28.2 | 23.8 | 32 | 32.4 | 29.7 | 15.6 | 22 | 27.2 | 30.8 | 32.2 | 25.4 | 24 | 25.8 | 21 | 26.6 | 27.3 | 25.8 | 25.8 | 29.9 | 27 | 33.4 | 30.7 | 27.2 | 29 | 26 | 26.2 | 27.5 | 27.8 | 27.8 | 30 | 23.4 | 27.4 | 29.5 | 23.8 | 12.6 | 28.2 | 26.4 | 29.1 | 22.4 | 28.4 | 27.5 | 28.2 | 0
3123 | 28.7 | 27.8 | 26.8 | 27.4 | 26 | 21.3 | 24.8 | 27.6 | 26.7 | 27 | 27 | 28.3 | 29.2 | 28.8 | 25.1 | 18.4 | 22.9 | 28.2 | 23.3 | 30 | 31.9 | 28.7 | 14.7 | 20.7 | 27.2 | 29.9 | 31.2 | 25 | 24 | 25.2 | 21.1 | 26.1 | 27.3 | 25.1 | 25.6 | 29.6 | 26.5 | 33.7 | 30.7 | 26 | 28.4 | 25.6 | 25.9 | 26.7 | 27.6 | 27 | 29.4 | 22.4 | 26.8 | 28.9 | 23.9 | 12 | 27.8 | 26.5 | 28.6 | 22.2 | 28 | 27.4 | 27.6 | 0
3124 | 28.2 | 27.6 | 26.2 | 27 | 25.5 | 21.1 | 24.3 | 26.1 | 26.6 | 26.4 | 26.5 | 27.9 | 29.3 | 28.7 | 24.9 | 17.7 | 22.7 | 28.2 | 23.2 | 28.7 | 31.6 | 28 | 15.1 | 20.3 | 27.2 | 29.6 | 30.1 | 24.5 | 23.8 | 24.5 | 21.2 | 25.7 | 27.2 | 24.6 | 25.3 | 29.1 | 26.2 | 32.6 | 30.7 | 26 | 28.1 | 25.2 | 25.6 | 26.5 | 27.6 | 26.6 | 28.9 | 22.9 | 26.2 | 28.2 | 24.6 | 12.6 | 27.8 | 26.5 | 28.2 | 22 | 27 | 27.3 | 27.5 | 0
3125 | 27.6 | 26 | 25.5 | 27 | 25.5 | 20.9 | 23.9 | 24.6 | 26.5 | 26.2 | 30 | 24 | 27 | 28.9 | 24.7 | 17.4 | 22.8 | 27.7 | 24 | 31.2 | 31.4 | 27.3 | 17.8 | 25 | 26.2 | 28.9 | 29.1 | 28 | 22 | 25.4 | 22.4 | 25.5 | 26.3 | 24.6 | 25.3 | 28.5 | 28.7 | 30.7 | 30.7 | 26 | 27.9 | 26.2 | 22.6 | 26.6 | 27.3 | 28 | 30 | 22.4 | 25.8 | 28 | 24.6 | 12.6 | 28.6 | 26.6 | 28 | 22 | 26.8 | 27.2 | 28.2 | 0
3126 | 22 | 26.1 | 25 | 27.4 | 25.3 | 20.7 | 23.5 | 25.1 | 26.7 | 25.2 | 29.3 | 24.9 | 27.9 | 28.5 | 24.3 | 17 | 24.2 | 27.7 | 25.6 | 31.5 | 30 | 27.1 | 19.6 | 25.3 | 26.2 | 28.5 | 28 | 30.9 | 23.5 | 25.6 | 23.5 | 25.8 | 26.3 | 26 | 25.2 | 28 | 28.9 | 29.5 | 30.3 | 25.3 | 27.7 | 27.1 | 23.4 | 26.4 | 27.3 | 29.2 | 31.6 | 24.6 | 26 | 27.7 | 25.3 | 14 | 28.5 | 26.6 | 27.7 | 24.4 | 26.8 | 27.2 | 29 | 0
3127 | 22 | 26.4 | 25 | 29 | 27 | 20.7 | 23.5 | 26.7 | 27.2 | 24.7 | 29.5 | 25.6 | 30.3 | 29.2 | 24.1 | 18 | 25.8 | 27.7 | 27.4 | 32.7 | 30 | 27.7 | 21.1 | 25.5 | 26.4 | 28.6 | 28 | 31.4 | 25.4 | 26.7 | 24.9 | 26.1 | 26.4 | 28.2 | 26 | 27.7 | 29.7 | 30.6 | 30.5 | 25.2 | 27.7 | 29.1 | 25.2 | 26.4 | 27.3 | 31.4 | 33.4 | 26.4 | 26.4 | 27.5 | 24.3 | 16.3 | 29.3 | 26.6 | 27.8 | 26.4 | 28.2 | 27.3 | 30.4 | 0
3128 | 22.8 | 29.3 | 26.5 | 31 | 31.2 | 22 | 24 | 28.8 | 28.8 | 27 | 30.4 | 26.6 | 33.2 | 31.1 | 24.4 | 22.2 | 28 | 29.2 | 29 | 34.6 | 30.3 | 29.1 | 23.4 | 26.4 | 27.7 | 30 | 28.5 | 32.4 | 27.6 | 28.4 | 26 | 26.4 | 27.5 | 30.4 | 27.4 | 29.3 | 30.4 | 34.3 | 32.5 | 25.3 | 29 | 30.4 | 27.4 | 26.6 | 27.9 | 33.6 | 35 | 28.6 | 27.8 | 28.5 | 24.6 | 18.4 | 30 | 26.8 | 28.7 | 29 | 28.6 | 27.4 | 32.6 | 0
3129 | 29.3 | 30 | 30 | 33.4 | 34.2 | 25.3 | 26 | 30.9 | 31.2 | 30.6 | 32.7 | 27.1 | 36.7 | 31.8 | 25.6 | 24.6 | 29.1 | 31.2 | 30.3 | 35.9 | 34.3 | 31.3 | 24.6 | 27.3 | 31.1 | 32 | 29.5 | 29.6 | 29.5 | 30.7 | 27.4 | 28.8 | 28.9 | 32.5 | 29 | 31.6 | 31.8 | 36.9 | 35.5 | 27.5 | 30.9 | 32.9 | 30.2 | 28.2 | 29.3 | 36 | 36.8 | 29.8 | 28.8 | 30 | 23 | 20 | 31.8 | 28.2 | 30 | 30 | 29.8 | 28.8 | 34.3 | 0
3130 | 30.4 | 31.5 | 32.2 | 35.5 | 36.2 | 29.4 | 27.4 | 33.2 | 32.7 | 32.8 | 35.2 | 28.2 | 39.4 | 32.9 | 26.7 | 26.5 | 30.2 | 34.6 | 31.1 | 36.7 | 36 | 33 | 26.6 | 29.2 | 32.3 | 34.1 | 30.8 | 28.6 | 31.3 | 32.9 | 28.3 | 29.1 | 29.4 | 34.1 | 30.9 | 33.2 | 32.9 | 39.7 | 37.9 | 29.1 | 32.2 | 34.6 | 32.7 | 30.1 | 30.2 | 37.7 | 38.5 | 31.4 | 30.2 | 31.4 | 23.5 | 20.2 | 33.3 | 29 | 31.5 | 31.3 | 31.4 | 29.5 | 35.7 | 0
3131 | 33.1 | 33.3 | 35 | 37.4 | 38 | 32 | 28.6 | 35.6 | 33.7 | 35 | 38.1 | 29.4 | 41.4 | 34.4 | 28.1 | 28.6 | 30.4 | 36.2 | 31.8 | 36.8 | 40.5 | 34.5 | 28 | 31.2 | 34 | 34.6 | 32.3 | 27 | 32.8 | 34.6 | 29.4 | 30.3 | 31.4 | 35.4 | 32.9 | 33.2 | 34 | 41.6 | 38.8 | 31.5 | 33.1 | 37 | 34.8 | 31.8 | 30.8 | 39 | 40.6 | 32.6 | 30.8 | 32.6 | 23.4 | 19.4 | 35.2 | 30.2 | 33.6 | 31.6 | 32.2 | 30 | 36 | 0
3132 | 34.8 | 33.2 | 37 | 38.7 | 39.1 | 34.3 | 30.2 | 37.9 | 34.7 | 37.3 | 39.9 | 31.4 | 41.8 | 34.8 | 30.2 | 30.3 | 31.1 | 36.9 | 32.4 | 37.3 | 42 | 35.8 | 30.3 | 34 | 35.9 | 35.2 | 33.8 | 29.7 | 34.2 | 35.3 | 29.9 | 30.1 | 32.7 | 36.4 | 34.9 | 33.6 | 34.2 | 43 | 40.6 | 34.1 | 33.6 | 38 | 36 | 33.6 | 30.8 | 39.5 | 42.4 | 34.5 | 31.7 | 34 | 25.9 | 17.6 | 36 | 31.8 | 35 | 32.7 | 35 | 30.6 | 36 | 0
3133 | 36.3 | 31 | 38.2 | 39.8 | 39.6 | 35.6 | 31.4 | 39.1 | 34.8 | 38.1 | 41.4 | 33.2 | 41.9 | 34.3 | 32.2 | 31.6 | 31.4 | 37.9 | 33.1 | 38.3 | 42.8 | 36.7 | 31.1 | 36.3 | 37.6 | 33.6 | 35.1 | 31.6 | 35.3 | 35.3 | 30.5 | 30.3 | 32.7 | 37.4 | 35.9 | 33.6 | 34.3 | 43 | 41.5 | 36 | 32.9 | 39.6 | 36.7 | 35.8 | 30.8 | 40.1 | 43.9 | 35.3 | 31.9 | 35.2 | 26.6 | 16 | 36.8 | 33.4 | 36 | 32.7 | 36 | 31 | 35.3 | 0
3134 | 38 | 35 | 39.2 | 40.6 | 39.6 | 36.4 | 31.7 | 38.3 | 34.3 | 41.6 | 41.8 | 34.8 | 41.4 | 34.3 | 33.2 | 32.4 | 32.2 | 38 | 33.6 | 40 | 43.6 | 37.6 | 31.4 | 38.4 | 38.4 | 35 | 36.3 | 35 | 36 | 34.6 | 30.6 | 31.3 | 33.1 | 38.2 | 36.5 | 35.1 | 33.8 | 43.7 | 40.3 | 36.2 | 33.1 | 39.8 | 36.8 | 37.5 | 30.9 | 40.4 | 44.4 | 35.6 | 32.4 | 36.1 | 27.6 | 15 | 36.6 | 34 | 37.2 | 32.6 | 36.4 | 31.3 | 34.6 | 0
3135 | 39.3 | 35.5 | 39.8 | 41.2 | 40 | 37.1 | 31.7 | 35.6 | 34.2 | 39.1 | 42.2 | 35 | 41.5 | 33.6 | 33.8 | 32.4 | 32.1 | 38.2 | 33.8 | 41.4 | 43.7 | 37.5 | 29.2 | 39.1 | 38.6 | 35.5 | 37.3 | 34.3 | 35.8 | 33.9 | 30.8 | 32 | 34.1 | 38.9 | 37.4 | 35.2 | 33.6 | 43.7 | 39.5 | 37.1 | 32.7 | 40.6 | 36.7 | 38.7 | 30.8 | 40.9 | 43.9 | 33.8 | 32.2 | 36.7 | 25.2 | 15.2 | 36.7 | 32.4 | 38 | 30.6 | 36.4 | 31.3 | 33.4 | 0
3136 | 40.4 | 35.5 | 40.2 | 41.1 | 40 | 37.2 | 31 | 32.4 | 33.2 | 39.1 | 41.8 | 34.5 | 41.2 | 33.3 | 33.4 | 32.5 | 32 | 38.2 | 33.5 | 41.9 | 43.7 | 37.2 | 26.9 | 39.1 | 39.4 | 36.1 | 38.2 | 33.6 | 34.9 | 33.1 | 30.4 | 32.5 | 33.9 | 39.1 | 37.1 | 34.7 | 32.9 | 43.3 | 37 | 36.9 | 32.2 | 39.7 | 36.1 | 39.1 | 30.7 | 40.6 | 42.1 | 31.5 | 32.6 | 36.7 | 23.4 | 15.7 | 35.7 | 31.8 | 38.2 | 28.8 | 36.4 | 30.7 | 32.6 | 0
3137 | 40.4 | 35.5 | 39.7 | 40.4 | 39.5 | 35.3 | 30.4 | 30.3 | 31.5 | 38.1 | 41.5 | 33 | 41 | 32.7 | 33.7 | 32 | 30.8 | 38.2 | 32.6 | 40.4 | 43.5 | 37 | 23.6 | 38 | 40.1 | 36 | 38.8 | 30.2 | 33.2 | 32.6 | 29.8 | 32.3 | 33.4 | 38.6 | 36.9 | 34.1 | 32.4 | 42.9 | 34.4 | 36.7 | 31.5 | 39 | 35.2 | 39.5 | 30.3 | 39.8 | 39.8 | 28.4 | 32.4 | 36.6 | 20.4 | 16.4 | 34.8 | 30.1 | 38 | 26.2 | 35.8 | 29.8 | 31.6 | 0
3138 | 38.3 | 32.1 | 39.1 | 38.9 | 33.3 | 33.7 | 29.3 | 30.3 | 30 | 37.1 | 40.4 | 31.7 | 39.8 | 31.4 | 34.1 | 31.2 | 29.8 | 38.7 | 31.3 | 37.3 | 42 | 36.2 | 22 | 36.7 | 40.1 | 36.1 | 39.2 | 29.4 | 31.3 | 31.9 | 28.6 | 31.6 | 33.4 | 37.4 | 36.1 | 33.2 | 31.4 | 41.7 | 34 | 36.2 | 30.8 | 36.7 | 33.5 | 39.5 | 29.8 | 37.8 | 37.3 | 26.5 | 32.5 | 36.1 | 20.4 | 16.3 | 32.8 | 28.1 | 38.4 | 25.3 | 34.8 | 29.2 | 31 | 0
3139 | 35.7 | 30 | 36.7 | 37.2 | 30.4 | 30.6 | 28.4 | 31.7 | 29.5 | 36.6 | 39.4 | 30.4 | 38.4 | 30.8 | 24.7 | 29.4 | 27.9 | 36.4 | 30.1 | 33.2 | 41.1 | 35.5 | 20.7 | 34.8 | 38.2 | 35.7 | 38.9 | 27.5 | 29.4 | 31.2 | 27.6 | 29.8 | 32.7 | 36 | 33.9 | 32 | 30.7 | 39 | 30.9 | 34.9 | 29.8 | 35.6 | 31.7 | 39 | 28.9 | 35.6 | 35.6 | 25.1 | 31.3 | 35.1 | 19.8 | 15.8 | 31.3 | 27.5 | 34 | 24.4 | 33.2 | 28.8 | 30.1 | 0
3140 | 33.5 | 27.7 | 34.8 | 35.6 | 33 | 28.9 | 27.6 | 33.1 | 28.8 | 31.8 | 37.9 | 29.8 | 36.4 | 30.7 | 25.1 | 26.8 | 26.4 | 35.2 | 29 | 29.6 | 39.3 | 34 | 20.8 | 33 | 37.1 | 35.1 | 37.9 | 28.2 | 28 | 30.2 | 26.4 | 28.3 | 32.2 | 34.6 | 31 | 31.5 | 29.8 | 37.3 | 31.8 | 32.6 | 29.6 | 34.4 | 29.6 | 36.9 | 28.8 | 33.2 | 34.6 | 25 | 30 | 34.2 | 21 | 14.8 | 29.6 | 26.7 | 33 | 24.8 | 31.8 | 28.6 | 29.6 | 0
3141 | 32.3 | 26.6 | 33.6 | 34.7 | 31 | 27.1 | 26.9 | 33.4 | 28.7 | 30.1 | 36.9 | 29.1 | 35 | 30.4 | 24.7 | 25.3 | 24.6 | 33.5 | 28.3 | 27.5 | 38 | 32.5 | 20.2 | 30.7 | 34.6 | 34.2 | 36.8 | 26.7 | 27 | 29.2 | 25.8 | 27.3 | 31.9 | 33.5 | 30.4 | 31.1 | 29.6 | 36.1 | 31.4 | 31 | 29.5 | 35 | 28 | 33.5 | 28.8 | 31.8 | 34.6 | 24.6 | 27.6 | 33.5 | 20 | 14.2 | 29.1 | 26.5 | 32.4 | 24.4 | 31 | 28.5 | 28.9 | 0
3142 | 31.5 | 23.5 | 32.5 | 34.1 | 29.6 | 25.9 | 25.9 | 32.3 | 28.7 | 28.8 | 35.6 | 28.8 | 33.5 | 30.4 | 24.7 | 24.6 | 23.8 | 32.7 | 27.7 | 27.8 | 36.9 | 32 | 20.4 | 29 | 33.4 | 33.6 | 35.6 | 27.2 | 26.5 | 28.3 | 24.9 | 26.8 | 31.2 | 32.4 | 30.4 | 30.7 | 29.2 | 34.8 | 31.4 | 30.1 | 29.4 | 34.7 | 26.5 | 32.4 | 28.8 | 30.8 | 34.4 | 24.8 | 26 | 32.6 | 20.3 | 13.7 | 28.7 | 26.5 | 31.5 | 24.6 | 30.4 | 28.5 | 28.9 | 0
3143 | 31.5 | 23 | 31.2 | 33.8 | 28.8 | 25.2 | 25.3 | 31.2 | 28.7 | 27.9 | 34.8 | 28 | 32.6 | 30.4 | 24.5 | 23.5 | 23.2 | 32.3 | 27 | 29.8 | 36 | 31.7 | 19.6 | 27.4 | 33.3 | 32.6 | 34.5 | 26 | 26 | 27.6 | 24.2 | 26.3 | 30.6 | 31.4 | 29.9 | 30 | 29.2 | 34.9 | 31.4 | 29.4 | 29 | 34.4 | 25.6 | 31.5 | 28.8 | 30.5 | 34 | 24 | 24.8 | 31.7 | 19.4 | 13.8 | 29 | 26.5 | 31 | 23.8 | 29.4 | 28.7 | 29 | 0
3144 | 30.8 | 22 | 29.7 | 33.1 | 28 | 23.9 | 25.2 | 30.2 | 28.3 | 27.1 | 33.6 | 27.3 | 31.2 | 30.1 | 23.1 | 23 | 23.7 | 32.3 | 26 | 32.6 | 35.5 | 31.2 | 19.7 | 26.7 | 32.4 | 31.6 | 33.4 | 27.4 | 25.3 | 27.1 | 23 | 25.9 | 30.2 | 29.9 | 29.7 | 29.9 | 28.7 | 34.9 | 31.3 | 29.1 | 28.8 | 31.8 | 24.7 | 30.5 | 28.8 | 29.9 | 32.6 | 23.6 | 25.3 | 30.6 | 21.2 | 13.6 | 28.7 | 26.5 | 30 | 23.7 | 28.6 | 28.2 | 29.7 | 0
3145 | 29.8 | 21.2 | 28.7 | 32.1 | 27.1 | 23.1 | 24.8 | 29.4 | 28.2 | 26.6 | 32.8 | 26.1 | 30.1 | 30.1 | 23.2 | 22.7 | 23.7 | 32.2 | 24.8 | 34.5 | 35.4 | 29.5 | 18.8 | 26.1 | 31.9 | 31.1 | 32.5 | 26.8 | 24.2 | 26.8 | 22 | 25.4 | 29.9 | 28.1 | 29.1 | 30 | 28.5 | 34.1 | 31.1 | 28.8 | 28.5 | 29.4 | 24 | 29.6 | 28.7 | 29.4 | 30.9 | 22.4 | 25.9 | 29.9 | 22.1 | 13.3 | 28.7 | 26.5 | 30.1 | 22.6 | 28 | 28 | 29.9 | 0
3146 | 29 | 21.6 | 27.8 | 30.4 | 26.6 | 22.7 | 24.8 | 28.6 | 28.2 | 26.6 | 31.8 | 25.2 | 28.5 | 30.1 | 23.4 | 21.3 | 23.8 | 31.2 | 23.6 | 35 | 35.1 | 28.5 | 18.6 | 26 | 30.8 | 30.8 | 31.9 | 28 | 23 | 26.4 | 21 | 25.3 | 29.8 | 26.2 | 28.3 | 29.6 | 28 | 34.4 | 30.8 | 28.5 | 28.2 | 26.2 | 23.2 | 28.9 | 28.6 | 28.4 | 29.2 | 21.8 | 27 | 29 | 24.6 | 12.6 | 28.2 | 26.5 | 30 | 22.2 | 27.4 | 27.9 | 30 | 0
3147 | 28.4 | 20 | 26.7 | 28.8 | 25.7 | 22.7 | 24.2 | 27.7 | 28 | 26.3 | 31.3 | 24.1 | 27.5 | 29.8 | 24.2 | 20 | 23 | 30.7 | 22.9 | 33.9 | 34.4 | 27.4 | 17.5 | 25.5 | 30.5 | 30.2 | 31.3 | 26.8 | 21.9 | 26.1 | 21 | 25.1 | 29.4 | 24.8 | 27.9 | 29.2 | 28.2 | 33.4 | 30.2 | 27.8 | 28 | 25.2 | 22.7 | 28.3 | 28.5 | 27.8 | 28.5 | 21 | 26.9 | 28.5 | 24.7 | 12.1 | 28.4 | 26.5 | 29.6 | 21.1 | 26.8 | 27.8 | 29.2 | 0
3148 | 28 | 19.7 | 26 | 27.4 | 25.1 | 22.2 | 23.8 | 26.7 | 27.9 | 26.3 | 30.5 | 23.9 | 26.7 | 29.6 | 23.6 | 19.4 | 22.8 | 30.3 | 23 | 32.3 | 34.3 | 27.1 | 17.7 | 25.4 | 29.8 | 29.7 | 30.7 | 27.9 | 21.5 | 25.6 | 21.3 | 24.8 | 29 | 24.1 | 27.4 | 29.4 | 28.2 | 32.9 | 29.7 | 27.6 | 27.8 | 24.7 | 22.3 | 27.8 | 28.4 | 27.4 | 28.7 | 21.5 | 26.7 | 28 | 25.6 | 11.8 | 28.2 | 26.4 | 29.4 | 21.4 | 26.8 | 27.8 | 28.6 | 0
3149 | 27.8 | 20 | 25.2 | 28.8 | 24.3 | 20.8 | 23.5 | 25.7 | 27.7 | 26.6 | 30.1 | 25.2 | 24.4 | 29.4 | 23.7 | 19.2 | 23.2 | 29.7 | 25 | 27.2 | 34 | 26.4 | 18.6 | 24.8 | 29.6 | 29.3 | 30.1 | 24.2 | 22.2 | 26.8 | 23.8 | 24.8 | 28.9 | 27 | 27.3 | 29.5 | 27.2 | 31.6 | 29.5 | 27.4 | 27.6 | 27.2 | 21.2 | 27.5 | 28.3 | 26 | 28 | 22 | 21.4 | 27.4 | 18 | 14 | 27.4 | 26.4 | 29 | 23.4 | 26.4 | 27.8 | 27 | 0
3150 | 27.8 | 21 | 24.6 | 29 | 24.6 | 20.6 | 23.2 | 26.5 | 27.5 | 26 | 29.8 | 25.6 | 25.5 | 29 | 23.2 | 19.5 | 24.9 | 29.5 | 23.5 | 27.5 | 33.4 | 25.7 | 20 | 25.4 | 28.6 | 28.8 | 29.5 | 25.7 | 24.6 | 26.6 | 24.6 | 24.8 | 28.7 | 29.3 | 27 | 29.6 | 27.5 | 30.4 | 29.5 | 27.2 | 27.4 | 27.8 | 22.5 | 27.4 | 28.3 | 27.6 | 29 | 23.1 | 22.7 | 26.9 | 19.8 | 15.8 | 27.7 | 26.5 | 28.9 | 24 | 25.8 | 28 | 28 | 0
3151 | 27.8 | 23.3 | 24.7 | 29.7 | 26.2 | 20.7 | 23 | 28.3 | 28.2 | 26 | 30.7 | 26.6 | 28.2 | 29.6 | 23.6 | 19.7 | 26.3 | 29.5 | 23.4 | 28.6 | 33.5 | 26 | 21.5 | 27 | 28.6 | 28.8 | 29.2 | 28 | 26.1 | 27.1 | 26.2 | 26.8 | 28.8 | 32.1 | 27 | 29.6 | 28.4 | 31 | 29.5 | 26.9 | 27.4 | 29.5 | 25 | 27.3 | 28.3 | 30.3 | 30.6 | 25.5 | 24.5 | 26.8 | 22.5 | 17.7 | 28.7 | 26.5 | 29 | 25.1 | 26.4 | 28.3 | 29.4 | 0
3152 | 28.3 | 25.3 | 26.2 | 31 | 30.5 | 22.9 | 24.6 | 30.9 | 29.7 | 27.8 | 32 | 28 | 32 | 30.5 | 24.2 | 24.2 | 27.6 | 30.7 | 23.8 | 30.2 | 33.6 | 27 | 23.4 | 28.8 | 31.4 | 29.5 | 29.5 | 30.4 | 29.6 | 28 | 28.2 | 29.6 | 29.8 | 34.8 | 27.9 | 30.6 | 30 | 34.4 | 32 | 28.3 | 28.5 | 31 | 28.6 | 28 | 28.5 | 33.2 | 33.2 | 27.6 | 26.8 | 27.8 | 25 | 19.4 | 30 | 26.9 | 29.5 | 26 | 28 | 28.7 | 31.4 | 0
3153 | 30.3 | 29.5 | 29.2 | 32.8 | 34.3 | 27.2 | 27 | 33.7 | 32.7 | 31.4 | 34.7 | 29.8 | 35.7 | 31.7 | 25.2 | 27.2 | 27.5 | 32.2 | 26 | 32.2 | 34 | 30 | 24.8 | 31.4 | 34.7 | 31.4 | 30.4 | 33.1 | 31 | 29.8 | 30 | 32 | 30.9 | 36.8 | 30.3 | 30.9 | 31.5 | 37.4 | 35.2 | 31.3 | 30.4 | 33.2 | 31.8 | 29.9 | 29.8 | 35.6 | 35.2 | 30.2 | 28.6 | 29.5 | 27.5 | 20.1 | 31.8 | 28.2 | 31 | 27.5 | 29.5 | 29 | 32.9 | 0
3154 | 31.8 | 31.3 | 31.5 | 34.8 | 36.9 | 29.8 | 28.3 | 36.1 | 34 | 33.4 | 37.3 | 31.4 | 38.7 | 32.9 | 26.6 | 29.5 | 27.4 | 35.9 | 27.8 | 33.9 | 35.3 | 31.9 | 26.3 | 33.6 | 36.2 | 33 | 32.3 | 35.3 | 33.9 | 31.4 | 30.8 | 33.5 | 32.8 | 38.4 | 30.8 | 31.8 | 33 | 39.5 | 36.9 | 34.2 | 31.9 | 34.9 | 34.3 | 31.5 | 29.9 | 37.3 | 37.1 | 31.7 | 30.1 | 31.1 | 29.1 | 20.2 | 33.4 | 29.5 | 32.5 | 28.5 | 31.5 | 29.5 | 34.2 | 0
3155 | 33 | 32.8 | 33.5 | 37 | 39 | 32.1 | 29.3 | 37.8 | 35 | 35 | 40.1 | 33 | 40.6 | 33.9 | 27.7 | 30.9 | 26.8 | 35.9 | 29.8 | 35.4 | 37 | 33.8 | 27.4 | 35.8 | 37.3 | 34.6 | 33.9 | 37.4 | 35 | 33 | 30.6 | 34.5 | 33.8 | 39.6 | 33.3 | 32.4 | 33.8 | 41 | 38.6 | 36.1 | 32.8 | 36.8 | 35.4 | 33.6 | 31.4 | 38.2 | 38.2 | 33 | 30.8 | 33 | 30.4 | 19.6 | 35 | 31.2 | 34.1 | 29.8 | 33.5 | 29.9 | 34.6 | 0
3156 | 35.3 | 33.9 | 36.4 | 38.9 | 40.2 | 34.5 | 31 | 38.7 | 36.5 | 37.3 | 41.5 | 34.1 | 41.7 | 34.4 | 30.6 | 32.7 | 27.3 | 38.3 | 30 | 36.3 | 38.4 | 36 | 28.7 | 37.2 | 38.8 | 36.3 | 34.8 | 38.6 | 37.6 | 33.5 | 29.3 | 35.6 | 34.2 | 40.9 | 35.4 | 32.9 | 34.3 | 42.5 | 40.6 | 37.3 | 33.3 | 37.9 | 35.8 | 36 | 31.6 | 38.9 | 39.5 | 33.1 | 31.4 | 34.9 | 31.1 | 19.3 | 36 | 32.7 | 35.8 | 30.4 | 35 | 30.6 | 34.8 | 0
3157 | 36.8 | 35.2 | 37.2 | 40.3 | 41.4 | 35.4 | 31.7 | 39.1 | 36.8 | 38.9 | 42.5 | 35 | 42.2 | 35.1 | 31.2 | 33.8 | 28 | 38.9 | 29.9 | 36.9 | 39.7 | 37.5 | 29.3 | 38.4 | 40 | 37.8 | 33.4 | 39.4 | 37.3 | 33.7 | 27.5 | 35.7 | 35.4 | 42 | 36.2 | 33.1 | 34.3 | 42.7 | 41.6 | 27.5 | 33.3 | 39.2 | 35.7 | 37 | 32.4 | 39.9 | 40.2 | 33.7 | 31.6 | 35.9 | 32.2 | 19 | 36.8 | 32.8 | 36.6 | 31.1 | 36.5 | 31 | 34.4 | 0
3158 | 38.2 | 35.8 | 38.7 | 41 | 41.6 | 35.9 | 31.8 | 39.5 | 36 | 39.6 | 42.4 | 35.4 | 42.6 | 34 | 32.6 | 34.7 | 29.4 | 38.9 | 29 | 37.2 | 40.5 | 38.3 | 29.6 | 39 | 40.5 | 38.3 | 31.8 | 39.4 | 36.5 | 33 | 25.8 | 36 | 36.5 | 43 | 37.2 | 32.5 | 34 | 43 | 42.6 | 27.2 | 33.1 | 39.8 | 35.8 | 38.5 | 32.5 | 41 | 41 | 34 | 31.8 | 36.9 | 33 | 19.2 | 37 | 32.8 | 37.5 | 31.2 | 36.5 | 31.4 | 34 | 0
3159 | 39.3 | 35.8 | 39.2 | 41 | 41.9 | 36.4 | 30.1 | 39.9 | 35.3 | 40.3 | 42.5 | 35.6 | 42.7 | 33.1 | 33.4 | 34.8 | 29.9 | 39.1 | 29.1 | 37.4 | 40.8 | 37.8 | 28.8 | 39.6 | 41.4 | 37.8 | 30.8 | 39 | 31.9 | 32.6 | 24.7 | 35.5 | 36.5 | 43.2 | 37.7 | 32.8 | 33.2 | 37.6 | 40.6 | 25.3 | 32.8 | 40.6 | 35.9 | 39.1 | 32.1 | 41.9 | 40.8 | 35.1 | 31.7 | 37.2 | 33.9 | 19.1 | 37 | 32.7 | 38.5 | 31.5 | 34.5 | 31.5 | 33.1 | 0
3160 | 40.2 | 35.7 | 39.9 | 40.4 | 41.4 | 35.1 | 30.9 | 40.1 | 34 | 40.3 | 41.9 | 35.1 | 42.7 | 32.6 | 33.3 | 34.7 | 30.1 | 39.1 | 28.9 | 37.1 | 39.3 | 37.8 | 27.7 | 39.4 | 40.5 | 38.6 | 33 | 37.9 | 28.4 | 31.7 | 24.3 | 35.4 | 35.8 | 42.7 | 37.5 | 31.9 | 32.3 | 40 | 37.6 | 30.8 | 31.9 | 40.1 | 36.1 | 39.5 | 31.3 | 41.9 | 40.3 | 35.2 | 31.6 | 36.9 | 33.6 | 18.9 | 36.3 | 32.3 | 38.5 | 30.9 | 36.1 | 31.3 | 32.4 | 0
3161 | 40.7 | 35.3 | 40 | 39.4 | 40.5 | 34.8 | 30.8 | 39.8 | 32 | 40.2 | 41.6 | 34.4 | 42 | 31.8 | 33.3 | 34.2 | 29 | 39.1 | 29.4 | 36.4 | 34.8 | 37.5 | 26 | 38.8 | 40.5 | 38.8 | 35.8 | 36.6 | 24.2 | 31 | 24.4 | 34 | 35.2 | 41.4 | 37.3 | 31.4 | 31 | 40.6 | 35.8 | 32.9 | 31.4 | 39.4 | 35.6 | 40.2 | 30.2 | 40.6 | 38.8 | 35 | 31.2 | 37 | 32.4 | 18 | 35.2 | 31.5 | 38.2 | 30.2 | 30.5 | 31 | 31.4 | 0
3162 | 40.6 | 34.8 | 38.8 | 38.3 | 38.8 | 32 | 29.6 | 38.8 | 30.8 | 38.4 | 40.4 | 33.2 | 40.9 | 31.3 | 33.2 | 33 | 28 | 39.1 | 28.7 | 35 | 32.2 | 36.6 | 24.7 | 37.1 | 39.5 | 38.8 | 38.8 | 34.8 | 23.9 | 29.8 | 24.5 | 33 | 34.4 | 39.9 | 36.3 | 31.2 | 29.7 | 37.5 | 34.4 | 31.7 | 30.5 | 37.5 | 34.5 | 39.8 | 29.8 | 38.2 | 37.3 | 33.1 | 30.9 | 36.5 | 29.7 | 17 | 33.4 | 30.6 | 36.9 | 28.6 | 29.5 | 30.4 | 30.7 | 0
3163 | 36.4 | 32 | 37.5 | 37.2 | 36 | 29.1 | 28.5 | 37.2 | 30 | 36.4 | 39.5 | 32.1 | 39.2 | 30.8 | 32.2 | 30.7 | 26.4 | 36.1 | 28 | 33.5 | 31.9 | 31 | 23.2 | 35.4 | 38.5 | 38.2 | 39.3 | 33.4 | 23.6 | 28.8 | 24.4 | 31.2 | 33.9 | 38.6 | 35.1 | 30.4 | 28.2 | 35.9 | 33.1 | 30.6 | 29.9 | 36.2 | 32.4 | 37.1 | 29.4 | 35.3 | 35.3 | 31.2 | 30.4 | 35.3 | 26.9 | 15.8 | 31.6 | 30.2 | 35 | 27.3 | 28.7 | 29.3 | 29.9 | 0
3164 | 33.3 | 31 | 35.5 | 36.4 | 33.7 | 27.5 | 27.6 | 35.5 | 30 | 34.3 | 38 | 31 | 37.6 | 30.6 | 30.4 | 27.9 | 25.4 | 35.4 | 26.4 | 32 | 31.8 | 29.8 | 22.4 | 33.4 | 35.3 | 36.9 | 39 | 32 | 25.5 | 27.6 | 24 | 30 | 33.5 | 37.8 | 33.8 | 29.5 | 27 | 35 | 32.8 | 26.3 | 29.4 | 35 | 30 | 33.6 | 29.3 | 32.8 | 34 | 29 | 30 | 34.5 | 24 | 15 | 30 | 28.6 | 33.1 | 26 | 27.5 | 28.7 | 29.4 | 0
3165 | 31.3 | 30.2 | 34.6 | 35.8 | 32.2 | 26 | 26.9 | 34.2 | 29.5 | 32 | 37.2 | 30.4 | 36.2 | 30.6 | 28.3 | 27.3 | 24.3 | 34.6 | 25.6 | 31.1 | 31.8 | 29.3 | 21.4 | 32.1 | 33.2 | 36.3 | 37.9 | 31.1 | 25 | 27.1 | 23.6 | 29 | 32.8 | 37.2 | 32.8 | 29.4 | 26.1 | 35 | 32.1 | 23.6 | 29.4 | 35.1 | 27.5 | 32 | 29.3 | 31.3 | 32.8 | 28.2 | 29.5 | 33.5 | 22.3 | 14.4 | 29.2 | 26.8 | 32.4 | 25.7 | 27 | 28.5 | 28.8 | 0
3166 | 30.4 | 29.7 | 32.4 | 35.1 | 30.4 | 25.3 | 26.8 | 33.3 | 29.3 | 30.3 | 35.9 | 29.9 | 35.3 | 30.4 | 27.9 | 26.2 | 24.1 | 33.6 | 24.7 | 30.5 | 31.8 | 28 | 20.9 | 30.7 | 31.1 | 35.8 | 37 | 30.1 | 25.5 | 26.7 | 23.3 | 28.1 | 32.1 | 36.7 | 32.3 | 29.3 | 26 | 33.6 | 31.2 | 24.2 | 29.4 | 35 | 26 | 30.9 | 29.2 | 31 | 32.6 | 27.4 | 29 | 32.7 | 21.3 | 14.4 | 28.8 | 26.2 | 32 | 25.2 | 26.7 | 28.6 | 28.8 | 0
3167 | 30.2 | 29.3 | 31.5 | 34.4 | 29.7 | 23.8 | 26.4 | 32.4 | 28.8 | 28.9 | 35 | 29.6 | 34.6 | 30.2 | 27.2 | 25.6 | 23.8 | 32.9 | 25 | 30.4 | 31.8 | 27.8 | 20.2 | 29.8 | 29.3 | 34.4 | 36.2 | 29 | 24 | 26.8 | 23.4 | 27.9 | 31.8 | 35.6 | 31.8 | 28.9 | 26.4 | 33.5 | 30.9 | 24.2 | 29 | 35 | 25.2 | 29.6 | 29 | 31.2 | 32.6 | 27.4 | 28.2 | 31.3 | 21 | 14.4 | 29 | 26.3 | 31.5 | 25.2 | 26.6 | 28.8 | 28.8 | 0
3168 | 30.3 | 28.5 | 30 | 33.4 | 29 | 23.1 | 25.1 | 31.7 | 28.3 | 27.4 | 33.5 | 28.8 | 33.8 | 29.7 | 25.7 | 25.1 | 24 | 32 | 25 | 30.1 | 30.8 | 26.3 | 19.9 | 28.4 | 28.7 | 33.3 | 35.4 | 27.3 | 24.6 | 26.7 | 23.7 | 27.8 | 31.4 | 33.8 | 30.7 | 28.5 | 27.3 | 32.2 | 30.7 | 24.1 | 28.5 | 33.6 | 25.2 | 28.7 | 28.8 | 31.3 | 33 | 26.3 | 27.2 | 30.5 | 20.3 | 14.6 | 29 | 26.4 | 31 | 24.4 | 26 | 27.8 | 29.1 | 0
3169 | 29.8 | 27.3 | 29 | 32.2 | 28.6 | 22.5 | 24.6 | 31.2 | 28 | 27 | 32.5 | 28 | 32.2 | 29.3 | 25.7 | 24.8 | 23.5 | 31.4 | 25.9 | 29.8 | 30.5 | 26.1 | 19.2 | 27.3 | 27.9 | 31.1 | 34.7 | 25.7 | 23.6 | 26.9 | 24 | 27.5 | 30.8 | 31.2 | 30.3 | 28.2 | 28 | 30.5 | 30.8 | 24 | 28.3 | 31.9 | 24.9 | 28.5 | 28.7 | 30.6 | 32.6 | 25.2 | 25.6 | 29.2 | 19.4 | 14.2 | 28.9 | 26.4 | 30.8 | 23.8 | 25.2 | 27.4 | 28.9 | 0
3170 | 28.8 | 26.5 | 28 | 31 | 28 | 22 | 24.1 | 30.7 | 27.8 | 27.9 | 31.2 | 26.8 | 30 | 29.2 | 26.2 | 24.6 | 23.2 | 31.1 | 26 | 29 | 30.3 | 25.8 | 18.8 | 25.8 | 27.6 | 30.4 | 34 | 24 | 24.2 | 26.8 | 24 | 27.1 | 30.2 | 28.6 | 29.8 | 28 | 28.4 | 30.1 | 30.8 | 24 | 28.2 | 29.4 | 24.2 | 27.8 | 28.7 | 29 | 31.8 | 23.2 | 24 | 28.9 | 18 | 13.8 | 28.4 | 26.2 | 30.5 | 22.8 | 25 | 27.2 | 28.6 | 0
3171 | 27.8 | 25.4 | 26.7 | 29.9 | 27.9 | 21.4 | 23.5 | 30 | 27.8 | 20.9 | 30.8 | 25.9 | 27.3 | 29.1 | 25.4 | 23.4 | 22.4 | 30.4 | 26.5 | 28.2 | 30 | 25.8 | 18.2 | 25.1 | 26.9 | 29.4 | 33.3 | 23.2 | 22.6 | 27 | 23.8 | 27 | 29.8 | 26.6 | 28.8 | 27.8 | 28.1 | 30.2 | 30.8 | 23.7 | 28 | 27.9 | 22.8 | 27.5 | 28.5 | 27.2 | 30 | 22.1 | 22.3 | 28.4 | 17.2 | 13.2 | 28 | 25.8 | 30 | 22.7 | 25.5 | 26.9 | 27.7 | 0
3172 | 27.4 | 24 | 26.2 | 29.1 | 27.4 | 21.2 | 23.2 | 29.1 | 27.8 | 21.6 | 30.1 | 25.2 | 25.2 | 29.1 | 25 | 20.8 | 22.6 | 30.3 | 25.7 | 27.4 | 29.7 | 25.8 | 18.2 | 24.5 | 25.8 | 28.8 | 32.4 | 23.2 | 22.8 | 26.8 | 23.6 | 26.5 | 29.3 | 26.1 | 28.6 | 27 | 27.6 | 29.9 | 30.7 | 23.9 | 27.9 | 26.8 | 21.6 | 27.1 | 28.5 | 25.9 | 28.8 | 21.3 | 21.4 | 27.8 | 16.9 | 13.3 | 27.4 | 25.8 | 29.5 | 22.6 | 25.7 | 26.7 | 27.2 | 0
3173 | 27.4 | 22.5 | 25.5 | 29.4 | 28 | 20.9 | 23.2 | 28.2 | 27.8 | 25 | 30.6 | 26 | 25.4 | 28.8 | 24.5 | 19.8 | 22.6 | 29.6 | 23.4 | 26.6 | 29.5 | 25.6 | 20.4 | 26.6 | 25.6 | 28.1 | 31.3 | 27.4 | 22.2 | 25 | 23 | 26.2 | 29.2 | 32.6 | 28.4 | 26.9 | 25 | 28.5 | 30.3 | 23.1 | 27.8 | 28 | 20.8 | 27 | 28.4 | 27.8 | 27.6 | 25 | 25 | 27.3 | 21 | 14.6 | 27.6 | 25.7 | 29.4 | 23 | 25.3 | 26.4 | 26.4 | 0
3174 | 27.4 | 21.3 | 25 | 29.8 | 27.5 | 20.5 | 22.9 | 28 | 27.9 | 24.5 | 30.8 | 26.1 | 26.2 | 28.6 | 23.7 | 19.2 | 24.4 | 29.4 | 24 | 27.1 | 28.9 | 25.6 | 21.4 | 27.1 | 25.5 | 27.2 | 30.2 | 28.2 | 23.3 | 25.8 | 24.3 | 26.1 | 28.8 | 32.9 | 28.3 | 27 | 24.8 | 28 | 30.1 | 22.6 | 27.4 | 29.1 | 22.4 | 26.8 | 28.4 | 30 | 28.6 | 25.8 | 25.5 | 27 | 22.5 | 15.4 | 28 | 25.1 | 29 | 23.2 | 25.2 | 26.5 | 27.3 | 0
3175 | 27.5 | 22.5 | 25 | 30.5 | 29 | 20.4 | 22.9 | 28.8 | 28.3 | 24.9 | 30.3 | 27.4 | 28.5 | 28.8 | 23.9 | 19.8 | 26.5 | 29.9 | 23.7 | 28 | 29 | 25.6 | 22.6 | 27.9 | 26.5 | 26.9 | 29.7 | 29.6 | 24.7 | 27 | 25.4 | 28 | 28.8 | 34.3 | 28.6 | 28.6 | 25.7 | 30 | 30.1 | 23.1 | 27.3 | 31 | 25.1 | 26.7 | 28.4 | 32.9 | 30.7 | 27.9 | 26.6 | 26.9 | 24.8 | 16.9 | 29.2 | 25.1 | 29 | 23.7 | 25.7 | 27 | 28.8 | 0
3176 | 28.3 | 29.5 | 25.7 | 32 | 32.1 | 21.7 | 24.5 | 30.5 | 30.2 | 28 | 30.4 | 29.2 | 32 | 30.4 | 24.5 | 24.3 | 28.6 | 31.9 | 24.6 | 29.4 | 30.8 | 25.8 | 24 | 29.8 | 29 | 27.3 | 29.6 | 31.4 | 26.2 | 28.4 | 27.2 | 30.5 | 29.8 | 35.8 | 29.8 | 29.6 | 27.2 | 34 | 31.6 | 24.3 | 28 | 32.4 | 27.8 | 27.4 | 28.8 | 35.4 | 33 | 30 | 27.8 | 27.9 | 26.2 | 18 | 30.4 | 25.3 | 29.5 | 24 | 26.5 | 27.9 | 30.6 | 0
3177 | 29.9 | 31 | 29 | 33.6 | 35.7 | 25.7 | 27.4 | 32.9 | 32.6 | 31.3 | 30 | 31.8 | 35.6 | 32.8 | 27.8 | 28 | 29.9 | 33.3 | 24.9 | 30.8 | 33.5 | 26.8 | 25.3 | 31.9 | 30.3 | 29 | 29.9 | 33.9 | 27.7 | 29.7 | 28.1 | 32.6 | 31.5 | 38 | 31.5 | 30 | 29.5 | 37.2 | 34.3 | 25.4 | 30.1 | 34.2 | 30.9 | 29.7 | 30.1 | 37.7 | 35.4 | 32.4 | 29.2 | 29.8 | 28.4 | 18.8 | 32.1 | 25.9 | 30.5 | 25.1 | 28.2 | 29 | 32.3 | 0
3178 | 31.2 | 33 | 32.2 | 35.8 | 37.7 | 28.2 | 28.4 | 35.3 | 34.1 | 33.6 | 30.9 | 34.1 | 38.8 | 34.2 | 28.8 | 30.1 | 30.7 | 35.5 | 26.7 | 32.3 | 35.7 | 29.4 | 26.7 | 34.6 | 32.2 | 31.5 | 30.7 | 36.4 | 29.3 | 30.8 | 29.4 | 33.8 | 33 | 39.5 | 32.9 | 30.6 | 31.5 | 39 | 36.3 | 28.2 | 31.3 | 35.5 | 33.3 | 32.1 | 31.5 | 39.1 | 37.2 | 33.7 | 30.3 | 31.4 | 29.7 | 18.5 | 33 | 26.8 | 32.6 | 26.2 | 30 | 29.3 | 33.6 | 0
3179 | 32.9 | 34.8 | 34.8 | 38 | 39.7 | 31.2 | 29.6 | 37.3 | 35.6 | 36.7 | 32.4 | 36 | 41 | 34.8 | 30.5 | 32.2 | 30.8 | 37 | 28.2 | 33.6 | 38 | 32 | 27.8 | 37 | 33.6 | 34.4 | 31.9 | 39 | 31 | 31.6 | 29.8 | 35.1 | 34.2 | 41 | 34.4 | 31.5 | 33 | 40.4 | 38.2 | 29.9 | 32.4 | 37.2 | 35.2 | 35 | 32.1 | 40.4 | 38.8 | 34.6 | 31.4 | 32.9 | 31.6 | 17.6 | 33.8 | 27.6 | 34 | 27.8 | 32 | 29.7 | 34.4 | 0
3180 | 34.4 | 35.8 | 36.5 | 40.5 | 41.2 | 33.2 | 30.7 | 38.6 | 36.1 | 38.7 | 35.6 | 36.8 | 42.3 | 34.8 | 32.2 | 34 | 31.1 | 38.5 | 30.6 | 34.9 | 39.7 | 33.8 | 28.8 | 39.3 | 34.6 | 36.5 | 33.3 | 40.8 | 32.8 | 32.1 | 30.5 | 35.1 | 35.6 | 41.4 | 36.1 | 31.9 | 33.2 | 41.4 | 39.8 | 31.7 | 32.8 | 38.3 | 36 | 36.5 | 31.9 | 41.3 | 40 | 34.5 | 32.2 | 34.9 | 32.3 | 16.2 | 33.8 | 27.9 | 35.2 | 28.9 | 33.4 | 30.2 | 34.8 | 0
3181 | 36.9 | 36.3 | 37.5 | 42.1 | 42.4 | 34.2 | 31 | 39.3 | 36.4 | 39.8 | 38.4 | 37.1 | 42.9 | 34.7 | 33.4 | 35 | 31.2 | 38.5 | 30.9 | 35.8 | 40.7 | 35.7 | 29.4 | 40.8 | 35.4 | 38.5 | 34.8 | 41.8 | 34.3 | 32.3 | 29.8 | 36.4 | 36.4 | 42.1 | 36.3 | 32.1 | 32.9 | 42.4 | 39.5 | 32.5 | 32.7 | 39.7 | 36.5 | 38.1 | 32 | 42.5 | 41.2 | 34.9 | 32.9 | 36.3 | 33.7 | 15.7 | 34.1 | 29.3 | 36.1 | 30 | 33.2 | 30.6 | 34.7 | 0
3182 | 38.6 | 37.3 | 38.2 | 43 | 43 | 35.4 | 32 | 39.8 | 36.6 | 40.7 | 41.2 | 36.8 | 43.2 | 34.7 | 34.2 | 35.9 | 31.6 | 39.2 | 30.2 | 36.4 | 41.9 | 36.8 | 29.6 | 41.8 | 36.7 | 38.4 | 36.2 | 41.6 | 35.2 | 32.2 | 29 | 36.6 | 37.9 | 42.4 | 34.8 | 32 | 32 | 42.7 | 38.8 | 33.5 | 32.7 | 40.4 | 36.4 | 39.9 | 31.9 | 43.3 | 42 | 35.2 | 33.4 | 37.4 | 34 | 15.8 | 34.2 | 29.4 | 36.6 | 30.2 | 34.8 | 30.9 | 34.4 | 0
3183 | 39.4 | 37.6 | 38.7 | 42.4 | 42.2 | 35.4 | 32.4 | 40.2 | 35.6 | 41.2 | 42 | 36.6 | 43.3 | 33.5 | 35.2 | 36 | 31.4 | 39.2 | 26.7 | 36.3 | 42.5 | 36.9 | 29.1 | 41.7 | 37.2 | 39.5 | 37.3 | 40.7 | 35 | 31.8 | 26.7 | 36.6 | 38.4 | 43.2 | 35.2 | 31.5 | 31.5 | 41.6 | 37.3 | 33.8 | 32.7 | 41 | 36.4 | 40.5 | 31.5 | 44 | 42.4 | 36.2 | 33.8 | 38 | 34.9 | 17 | 34.9 | 29.4 | 38.5 | 30.3 | 35.6 | 30.9 | 33.7 | 0
3184 | 40.6 | 37.6 | 38.7 | 41.3 | 42.3 | 35.2 | 32.7 | 40.4 | 34.1 | 41.4 | 42.1 | 36 | 43.4 | 32.8 | 35.1 | 36 | 30.9 | 39.2 | 23.4 | 35.7 | 42.1 | 37.5 | 28.2 | 41.2 | 37.3 | 40 | 37.8 | 39 | 34 | 31.3 | 24.9 | 36.1 | 37.3 | 43.1 | 35.3 | 31.3 | 31 | 39.3 | 36.1 | 34.3 | 32.3 | 40.3 | 35.5 | 41.3 | 30.7 | 43.3 | 41.6 | 36.3 | 33.7 | 37.9 | 34.2 | 18 | 34.9 | 29.6 | 38.5 | 29.6 | 36.6 | 30.7 | 33 | 0
3185 | 40.7 | 36.8 | 39.2 | 39.6 | 41.7 | 33.7 | 31.7 | 40 | 32.6 | 40.8 | 40.8 | 35.4 | 43 | 31 | 34.7 | 35 | 29.6 | 39.2 | 20 | 34.4 | 41.7 | 37.6 | 26.8 | 40 | 38.4 | 39.6 | 37.9 | 37.2 | 32.2 | 30.4 | 23 | 35.6 | 27.8 | 42.6 | 34.9 | 31 | 31 | 40.1 | 34.8 | 33.9 | 31.7 | 39.2 | 34.4 | 41.4 | 29.8 | 42 | 40 | 35.8 | 33.4 | 37.9 | 33.4 | 18.6 | 34.6 | 28.9 | 37.5 | 29 | 36.8 | 30.5 | 32 | 0
3186 | 40.4 | 35.5 | 38 | 38.4 | 40.4 | 31 | 30.4 | 38.9 | 31.6 | 40.3 | 40 | 34.2 | 42.3 | 30.3 | 34.1 | 33.6 | 28.2 | 39 | 19.2 | 32.9 | 41.4 | 37.1 | 25.5 | 38.6 | 38.8 | 39.5 | 37.7 | 35.3 | 30.4 | 29.4 | 22.6 | 34.1 | 28.9 | 40.5 | 34.3 | 30.5 | 30.6 | 39.2 | 32.7 | 33.2 | 30.4 | 37.2 | 32.3 | 41 | 29.4 | 39.6 | 37.5 | 33.6 | 32.8 | 37.3 | 31 | 17.7 | 33 | 26.7 | 36.5 | 27.9 | 35.8 | 30.3 | 31.1 | 0
3187 | 35.9 | 33.5 | 36.2 | 37.4 | 37.3 | 28.1 | 29.3 | 37.1 | 29.7 | 37.2 | 38.6 | 33 | 40.8 | 29.8 | 33.7 | 31.5 | 26.4 | 37 | 19.3 | 31.5 | 40.2 | 34.6 | 24.1 | 36.4 | 38 | 39 | 37.2 | 34 | 28.7 | 28.4 | 22.3 | 32.4 | 29.1 | 38.4 | 33.1 | 29.5 | 30.2 | 37.7 | 31.8 | 32 | 29.8 | 36 | 30.2 | 36.1 | 29.3 | 37.6 | 35.3 | 31.1 | 32.3 | 36 | 29.3 | 16.2 | 31.4 | 26.9 | 34.5 | 27.4 | 33.2 | 29 | 30.2 | 0
3188 | 33.1 | 30.2 | 34.8 | 37 | 35.2 | 25.6 | 28.3 | 35.2 | 29.5 | 35.1 | 37.8 | 31.6 | 39 | 29.8 | 32.8 | 22.7 | 25.2 | 34.9 | 21 | 30.4 | 38.2 | 30.2 | 23 | 34.2 | 35.7 | 38.5 | 36.5 | 33 | 27.6 | 27.6 | 22.8 | 30.8 | 29.2 | 36 | 32.4 | 29 | 29.4 | 37.5 | 31.3 | 31 | 29.6 | 35 | 28 | 34.2 | 29.1 | 36 | 33.8 | 28.4 | 31.8 | 34.9 | 27.4 | 14.2 | 29.6 | 24.9 | 33.9 | 26.8 | 31.6 | 28.5 | 29.6 | 0
3189 | 31.9 | 29.7 | 33.5 | 36.4 | 33.9 | 24.8 | 27.3 | 33.8 | 29.1 | 33.5 | 36.3 | 30.9 | 37 | 29.5 | 30.6 | 24.5 | 24.2 | 34 | 21.7 | 29.7 | 36.1 | 29.1 | 22 | 31.6 | 34.6 | 37 | 35.8 | 32.5 | 26.8 | 27 | 22.4 | 29.6 | 29.4 | 35 | 31 | 28.6 | 28.9 | 36.5 | 31.1 | 30.2 | 29.3 | 35.2 | 26.6 | 32.5 | 28.8 | 35.6 | 33.6 | 27.2 | 31.7 | 33.9 | 27.1 | 13.2 | 29 | 24.9 | 33 | 26.8 | 30.6 | 28.3 | 29.1 | 0
3190 | 30.9 | 28.7 | 32.2 | 36.1 | 33.2 | 23.8 | 26.9 | 32.9 | 29.1 | 32.1 | 35.2 | 30.2 | 35.4 | 29.3 | 29.3 | 25.3 | 24 | 33.5 | 22.6 | 29.5 | 35.4 | 30 | 21.3 | 29.5 | 30.6 | 35.6 | 35.2 | 31.9 | 26.3 | 26.6 | 22.5 | 28.6 | 28.2 | 34.4 | 30.9 | 28.6 | 28.1 | 35.1 | 30.8 | 29.8 | 29.1 | 35.2 | 25.4 | 30.8 | 28.8 | 35.4 | 34 | 26.6 | 31.4 | 33 | 26.2 | 12.9 | 28.7 | 24.9 | 25.7 | 26.3 | 29.9 | 28.2 | 29 | 0
3191 | 30.1 | 28.2 | 31.7 | 35.2 | 32 | 23.1 | 26.5 | 32 | 28.6 | 30.9 | 33.7 | 30 | 34 | 29.3 | 27.6 | 25.3 | 23.8 | 33 | 22.3 | 29.4 | 34.4 | 29.8 | 20.6 | 27.8 | 31.7 | 33.4 | 34.7 | 31.2 | 25.6 | 26.4 | 22 | 28.1 | 27.8 | 34.8 | 30.5 | 28.6 | 27.8 | 34.1 | 30.4 | 28.5 | 28.7 | 35 | 24.6 | 29.5 | 28.6 | 35 | 34.6 | 27.2 | 31 | 31.4 | 25.6 | 13.6 | 29.2 | 24.9 | 25.7 | 25.8 | 29 | 28.3 | 28.8 | 0
3192 | 29.4 | 27.2 | 30 | 34.4 | 30.9 | 22.6 | 25.8 | 31.2 | 28.6 | 30.1 | 33.1 | 29.5 | 33 | 29.3 | 26.2 | 24.5 | 23.8 | 32.5 | 22.9 | 29.3 | 33.4 | 25.1 | 20.2 | 27.2 | 31.1 | 32.4 | 34.2 | 30 | 24.8 | 26.2 | 22.5 | 27.4 | 27.6 | 34.6 | 29.6 | 28.5 | 27.2 | 33.6 | 30 | 28 | 28.2 | 33.3 | 23.3 | 29 | 28.4 | 33.3 | 34.3 | 27.3 | 30 | 30.4 | 23.3 | 14.2 | 29.1 | 24.7 | 25 | 24.5 | 28.9 | 27.5 | 28.7 | 0
3193 | 28.9 | 26.5 | 29 | 33.1 | 30.3 | 22.1 | 25.8 | 30.5 | 28.6 | 29.7 | 32.2 | 29 | 31.6 | 29.3 | 26 | 22.4 | 23.4 | 31.8 | 22.8 | 28.9 | 33.2 | 24.8 | 19.8 | 27 | 29.7 | 31 | 33.9 | 28.8 | 23.6 | 25.8 | 22.4 | 27.1 | 27.6 | 34.5 | 29.3 | 28.4 | 27 | 33.1 | 29.9 | 27.4 | 28.1 | 31.3 | 22.1 | 28 | 28.4 | 31.1 | 33.1 | 27.2 | 28.6 | 29.9 | 21.3 | 14.8 | 29 | 24.8 | 25 | 23.5 | 28.8 | 27.4 | 28.2 | 0
3194 | 28 | 26.1 | 28 | 32 | 29.4 | 21.6 | 25.5 | 29.8 | 28.6 | 29.1 | 32 | 28 | 30 | 29.3 | 25.7 | 21.8 | 22.8 | 31.6 | 23.6 | 28.2 | 32.6 | 25 | 19.6 | 27.2 | 29.7 | 30 | 33.7 | 27.6 | 22.6 | 25.4 | 23 | 27 | 27.6 | 33.6 | 28.9 | 28.2 | 26.4 | 32.7 | 29.8 | 26.7 | 27.8 | 28.8 | 20.6 | 27.3 | 28 | 28.4 | 31 | 26.2 | 27 | 29.6 | 19 | 14.6 | 28.2 | 24.9 | 25 | 22.4 | 28.8 | 27.4 | 27.6 | 0
3195 | 27.4 | 25.7 | 27.5 | 30.7 | 28.8 | 21.2 | 25 | 29.2 | 28.6 | 27.7 | 31.2 | 27.2 | 27.9 | 29.1 | 25.5 | 21.4 | 22 | 30.8 | 23.4 | 27.4 | 31.9 | 25 | 19.5 | 27 | 29.4 | 29.1 | 33.4 | 27.1 | 21.8 | 24.9 | 22.7 | 26.8 | 27.6 | 33.1 | 28.8 | 28.3 | 26 | 31.2 | 29.5 | 26.2 | 27.2 | 27.6 | 20 | 26.5 | 27.8 | 26.8 | 29 | 25.5 | 25.8 | 29.1 | 18.7 | 14.4 | 27.8 | 24.9 | 25 | 22.3 | 28.6 | 27.4 | 26.8 | 0
3196 | 27.1 | 24.9 | 26.7 | 29.9 | 28.3 | 21.2 | 24.5 | 28.8 | 28.6 | 26.8 | 31.2 | 26.3 | 26.2 | 29.1 | 25.2 | 20.5 | 22 | 30.5 | 23.9 | 26.8 | 31.5 | 25 | 19.8 | 26.9 | 28.4 | 28.1 | 32.9 | 26.9 | 21.7 | 24.8 | 23 | 26.8 | 27.5 | 32.4 | 28.4 | 28 | 25.3 | 31 | 29.3 | 25.8 | 27.1 | 27 | 19.7 | 26.2 | 27.8 | 26.4 | 27.6 | 24.6 | 25 | 28.4 | 19 | 14.1 | 27.3 | 24.9 | 25 | 22.4 | 28.8 | 27.3 | 26.3 | 0
3197 | 26.9 | 23.1 | 25.8 | 30 | 28 | 20.6 | 24 | 28.4 | 28.6 | 25 | 29.2 | 28.2 | 26 | 28.9 | 24.8 | 20.2 | 22.8 | 29.7 | 21.8 | 27 | 31 | 25.1 | 18 | 26.2 | 27.9 | 27.4 | 32.2 | 27 | 24 | 26.4 | 22.4 | 26.6 | 27.1 | 31.4 | 27.9 | 28.1 | 26 | 30.5 | 29.1 | 25.5 | 26.7 | 28.6 | 20.8 | 26.1 | 27.8 | 30.8 | 29.2 | 26.4 | 25.8 | 28 | 21 | 14 | 28 | 24.9 | 25 | 24.6 | 20.9 | 27.2 | 25.6 | 0
3198 | 26.4 | 21.7 | 25 | 29.9 | 28.2 | 20.5 | 23.5 | 28.6 | 28.1 | 25.2 | 27.6 | 28.2 | 26.9 | 28.8 | 24.7 | 20 | 23.1 | 29.5 | 23 | 28.3 | 30.8 | 25.2 | 20.6 | 26.9 | 27.4 | 26.8 | 31.5 | 28.1 | 24.8 | 26.8 | 23.6 | 26.6 | 26.7 | 32.1 | 27.7 | 27.9 | 26.7 | 29.4 | 28.8 | 25.1 | 26.2 | 28.4 | 22.3 | 25.5 | 27.5 | 31.8 | 28.2 | 26.4 | 26.8 | 27.7 | 23.5 | 15.9 | 28.7 | 24.9 | 25 | 25.6 | 20.6 | 27.2 | 26.8 | 0
3199 | 26.4 | 25.7 | 25 | 31 | 29.5 | 20.4 | 23.5 | 29.3 | 28.1 | 23.7 | 27.2 | 29 | 29.3 | 29.7 | 24.8 | 20.3 | 24.3 | 29.2 | 24.4 | 30.5 | 30.9 | 25.5 | 23.4 | 28.8 | 27.5 | 26.7 | 31.4 | 29.5 | 26.2 | 27.4 | 24.9 | 28.1 | 26.9 | 33.5 | 28.9 | 28 | 27.8 | 30.6 | 29 | 25.7 | 26.2 | 30.3 | 25 | 25.5 | 27.4 | 33.4 | 30.5 | 28.6 | 28.1 | 27.6 | 25.8 | 17.4 | 29.8 | 24.9 | 25 | 26.3 | 21 | 27.6 | 28.4 | 0
3200 | 27.4 | 28.4 | 26.2 | 32.4 | 33.5 | 22.2 | 23.7 | 30.7 | 30.1 | 26.7 | 27.6 | 30.4 | 33.4 | 30.7 | 25.3 | 22.8 | 25.8 | 29 | 26 | 32.4 | 31.4 | 27.1 | 25.8 | 30.8 | 29.7 | 27.2 | 32 | 32 | 28 | 28.6 | 26 | 30.1 | 28.3 | 35.4 | 30.9 | 29 | 29.8 | 33.6 | 30.8 | 28 | 27.6 | 32.7 | 27.8 | 26.2 | 27.8 | 35.4 | 32.6 | 31 | 29.8 | 28.6 | 28 | 18.6 | 31.2 | 26.8 | 26.5 | 27.4 | 21.4 | 28.1 | 30.8 | 0
3201 | 29.3 | 30.2 | 29.1 | 35.1 | 36 | 25.4 | 25.6 | 32.8 | 33.5 | 31.6 | 30.2 | 32.8 | 37 | 32.5 | 26.3 | 26.1 | 27.9 | 31.4 | 27.3 | 34.5 | 35.4 | 29.7 | 26.9 | 33.6 | 31.8 | 29.2 | 32.5 | 33.9 | 29.9 | 30 | 26.9 | 33.8 | 29.4 | 37.3 | 32.4 | 29.4 | 31.7 | 36.7 | 33.9 | 29.6 | 31.1 | 35.8 | 31 | 27.6 | 30.4 | 37.2 | 37.1 | 34.6 | 30.8 | 30 | 27.8 | 18.4 | 32.5 | 28.4 | 28.6 | 28.3 | 22.9 | 29 | 32.6 | 0
3202 | 31.3 | 32.8 | 31.5 | 37.4 | 37.9 | 28.3 | 28.1 | 35.3 | 34.5 | 34.8 | 33.3 | 35.2 | 40.3 | 33.5 | 27.3 | 23.6 | 29.5 | 30.9 | 28.3 | 35.9 | 38 | 30.2 | 27.1 | 35.8 | 33.3 | 31.5 | 33.7 | 36 | 31.6 | 31.6 | 27.4 | 35.3 | 30.2 | 38.8 | 34.5 | 30.7 | 33.8 | 38.9 | 35.9 | 31.5 | 31.8 | 37 | 33.4 | 29.7 | 30.5 | 38.8 | 38.5 | 35.9 | 31.8 | 31.5 | 27 | 17.9 | 33.5 | 28.9 | 30.4 | 29.8 | 24.5 | 29.6 | 34.3 | 0
3203 | 33.7 | 35.2 | 33.6 | 40 | 39.1 | 30.7 | 28.6 | 37.7 | 36 | 36.3 | 37 | 37.4 | 42 | 33.5 | 28.3 | 30.4 | 30.8 | 27.3 | 28.8 | 37.4 | 39.4 | 31.9 | 26.6 | 38 | 35.2 | 33.9 | 35.4 | 37.4 | 33 | 33 | 28 | 36.2 | 31.7 | 40 | 35.8 | 31.7 | 35.2 | 40.3 | 37.8 | 33 | 32.8 | 36.8 | 35.4 | 32.2 | 30.7 | 40 | 39.2 | 36 | 32.2 | 33.3 | 25.4 | 17 | 34.2 | 28.3 | 31.7 | 31 | 27.9 | 30.2 | 35 | 0
3204 | 35.3 | 36.5 | 35.6 | 41.3 | 41 | 32 | 29.4 | 39.5 | 36 | 38 | 39.2 | 38.4 | 43.4 | 34.4 | 29.9 | 31.9 | 31.2 | 28.9 | 29.2 | 38.2 | 41.3 | 34 | 26.5 | 39.1 | 37 | 35.9 | 37.2 | 39.1 | 34 | 34.1 | 28.7 | 37 | 33.5 | 40.9 | 37.4 | 32.2 | 36.2 | 42.9 | 39.1 | 34 | 32.8 | 34.3 | 36.3 | 35.4 | 31.1 | 41.2 | 35.8 | 33 | 33 | 34.8 | 25.8 | 17.2 | 34.5 | 29.6 | 33.1 | 32.3 | 30.5 | 31.2 | 35.7 | 0
3205 | 37.3 | 37.6 | 37.9 | 42.6 | 41.6 | 33.4 | 29.7 | 40.6 | 36.2 | 40 | 40.8 | 38.6 | 43.9 | 34.6 | 30.4 | 33.1 | 31.4 | 32.4 | 29.2 | 39.3 | 42.1 | 35.5 | 26.6 | 40.2 | 37.4 | 37.9 | 38.4 | 40.1 | 34.8 | 34.4 | 29.6 | 37.8 | 35 | 41.7 | 37.8 | 32.1 | 36.1 | 44.1 | 40 | 35.3 | 33.1 | 32 | 37.1 | 37.9 | 31.4 | 42.1 | 33.7 | 30.4 | 33.5 | 36.3 | 27.2 | 17.7 | 34.5 | 30.1 | 34.2 | 32.5 | 32.1 | 31.6 | 35.4 | 0
3206 | 39.3 | 37.8 | 37.5 | 43 | 41.8 | 34 | 30.4 | 41.2 | 35.5 | 41 | 40.8 | 37.8 | 44.8 | 34 | 30.6 | 34.1 | 31.2 | 33.4 | 29.2 | 40 | 42.3 | 35.7 | 27.2 | 40.6 | 38.1 | 39.2 | 39.5 | 41.2 | 35.2 | 34.2 | 30.4 | 37.6 | 35.7 | 42.4 | 37.6 | 32.2 | 35.4 | 44.2 | 40.6 | 35.4 | 33.2 | 30 | 37.2 | 38.4 | 31.7 | 43 | 31.6 | 28 | 34.2 | 37.3 | 30.4 | 19 | 34.2 | 30.6 | 34.7 | 31.8 | 32.2 | 31.7 | 35 | 0
3207 | 39.6 | 37.9 | 38.6 | 43.7 | 41.8 | 34 | 30.6 | 41.3 | 35 | 41 | 40.9 | 36.9 | 45 | 34.2 | 32.4 | 34.2 | 31.2 | 34.4 | 28.9 | 40.9 | 42.9 | 36.2 | 27.5 | 41.2 | 38.5 | 39.4 | 40.5 | 41.2 | 35.3 | 33.2 | 30.9 | 36.6 | 36.8 | 43 | 38.4 | 31.7 | 33.6 | 44.4 | 39.6 | 36.1 | 33 | 30.3 | 37.4 | 39.3 | 31.5 | 43.3 | 34 | 28.8 | 34.3 | 37.5 | 32.6 | 19.6 | 33.8 | 30.9 | 35.7 | 29.6 | 32.3 | 31.6 | 33.7 | 0
3208 | 40 | 37.8 | 38.7 | 43.4 | 41.6 | 33.8 | 30.6 | 41.1 | 33.5 | 41.2 | 40.3 | 35.7 | 45.3 | 33.5 | 33.2 | 34.1 | 30.8 | 34.9 | 28.5 | 40.8 | 41.9 | 36.7 | 27.3 | 40.9 | 38.6 | 39.9 | 41.2 | 41.2 | 34.8 | 32.3 | 30.7 | 37.3 | 37.2 | 43.1 | 38 | 31.3 | 31.7 | 44.4 | 36.7 | 36.4 | 33 | 31 | 36.9 | 39.7 | 31.2 | 43 | 36.4 | 30.3 | 34.2 | 37.9 | 34.2 | 20.1 | 33.2 | 30.8 | 35.7 | 27.3 | 32.5 | 31.2 | 32.5 | 0
3209 | 39.8 | 37.2 | 38.9 | 43 | 40.8 | 32.8 | 30.1 | 40.3 | 31.4 | 40.8 | 40.2 | 34.8 | 44.2 | 32.5 | 33 | 34.1 | 30.2 | 34.9 | 27.8 | 40.4 | 41.8 | 36.8 | 26.4 | 40.4 | 38.5 | 39.6 | 41.3 | 40 | 33.6 | 31.2 | 29.8 | 36.8 | 37.2 | 42.6 | 37.7 | 31.3 | 29.4 | 42.8 | 34.3 | 36.1 | 32.3 | 32.2 | 36 | 39.7 | 30.9 | 41.8 | 40.2 | 33 | 33.4 | 37.8 | 33 | 19.4 | 32.4 | 30.7 | 36 | 25 | 32.6 | 30.8 | 31 | 0
3210 | 39 | 35.8 | 38 | 41.2 | 39.6 | 32 | 28.7 | 39.1 | 30 | 39.9 | 39.3 | 33.6 | 42.5 | 31.6 | 31.2 | 33.2 | 28.7 | 34.4 | 27.1 | 38.9 | 41.1 | 35.2 | 25.4 | 38.7 | 38.1 | 39.8 | 41 | 38.8 | 31.7 | 30.6 | 28.4 | 35.3 | 36.4 | 41.5 | 37.1 | 30.7 | 27.7 | 41.8 | 33 | 35.5 | 30.8 | 31.5 | 34.2 | 40.2 | 30.1 | 40.1 | 40 | 33.3 | 32.7 | 37.5 | 30.9 | 18.7 | 31.5 | 30.2 | 36 | 23.9 | 32.7 | 30.4 | 30.3 | 0
3211 | 37.3 | 33.8 | 36.5 | 39.5 | 38.1 | 29.8 | 27.5 | 37.8 | 29.5 | 36.5 | 38.6 | 32.8 | 39.3 | 31 | 29.3 | 32 | 27.1 | 32.4 | 26.2 | 37.6 | 39.7 | 34.2 | 24.3 | 36.9 | 37 | 38.9 | 40.1 | 36.6 | 29.6 | 29.9 | 27.1 | 33.3 | 35.1 | 39.9 | 35.9 | 29.8 | 26.2 | 39.8 | 31.7 | 34 | 30.1 | 30.1 | 32.3 | 39.4 | 29.5 | 38.1 | 39.3 | 33 | 31.6 | 36.4 | 27.1 | 17.2 | 30.7 | 29.2 | 35.1 | 23.4 | 30.9 | 29.5 | 29.5 | 0
3212 | 34.3 | 30.1 | 35.3 | 37.4 | 36.3 | 28.4 | 26.3 | 36.8 | 29.5 | 34.9 | 37 | 31.8 | 36 | 30.8 | 29.3 | 29.8 | 25.2 | 30.9 | 25.4 | 36.2 | 37.9 | 30.7 | 24 | 34.8 | 35.8 | 37.8 | 39.1 | 34.4 | 27.5 | 29.4 | 26 | 31.8 | 33.9 | 38.2 | 34 | 29.5 | 25.4 | 38.8 | 31.4 | 30.2 | 29.6 | 27.6 | 30.2 | 37.5 | 29.2 | 36.2 | 35.8 | 30.4 | 31 | 35.7 | 24.2 | 16.2 | 30 | 27.9 | 32.6 | 23.8 | 30 | 28.8 | 29.4 | 0
3213 | 33.6 | 28.5 | 34 | 36.4 | 34.3 | 26.9 | 26.2 | 35.8 | 29.3 | 33.4 | 35.7 | 31.2 | 32.6 | 30.5 | 26.8 | 27.6 | 24.1 | 29.9 | 24.6 | 35.8 | 36.5 | 27.6 | 24 | 33.4 | 34.8 | 36.9 | 37.8 | 31.6 | 26.1 | 28.6 | 25.5 | 30.9 | 33.7 | 36.8 | 31.8 | 29.2 | 24.7 | 37.8 | 31 | 28.8 | 29.1 | 26.5 | 28.8 | 33.7 | 28.9 | 34.7 | 34.7 | 28.9 | 30.3 | 35.4 | 21.6 | 14.9 | 29.5 | 27.6 | 31.8 | 23.8 | 29.3 | 28.6 | 29 | 0
3214 | 32.8 | 27 | 32.3 | 35.3 | 33.2 | 25.6 | 25.3 | 35.1 | 29.1 | 31.9 | 33.9 | 30.4 | 30.9 | 30.5 | 26.6 | 27.1 | 23.2 | 29.4 | 24 | 35.1 | 35.6 | 24.7 | 24.4 | 32 | 33.7 | 35.9 | 36.9 | 29.8 | 25.3 | 27.8 | 25.3 | 30.3 | 33 | 35.9 | 31.8 | 29.2 | 24.8 | 37.6 | 31 | 28 | 28.7 | 26 | 27.4 | 31.1 | 28.9 | 33.9 | 33.1 | 27.1 | 30.1 | 34.5 | 21.3 | 14.4 | 29.3 | 27.4 | 31.2 | 23.8 | 27.9 | 28.6 | 29.2 | 0
3215 | 31 | 25.3 | 31.2 | 35 | 33.1 | 24.3 | 24.5 | 34.4 | 28.5 | 30.8 | 32.8 | 30 | 30.2 | 30.4 | 26.3 | 25.6 | 23.2 | 28.7 | 23.4 | 34.4 | 35.1 | 23.7 | 24.2 | 31.2 | 31.5 | 35.4 | 36.2 | 28.4 | 25.1 | 27 | 25 | 29.8 | 32.1 | 35.4 | 30.8 | 29.1 | 25 | 36.5 | 31 | 27.7 | 28.3 | 27.6 | 26.4 | 29.8 | 28.7 | 33.4 | 34.2 | 27.2 | 29.8 | 28.9 | 21.6 | 13.8 | 29.2 | 27.3 | 31 | 23.2 | 25.9 | 28.7 | 29 | 0
3216 | 29.8 | 24 | 30.6 | 33.9 | 31.1 | 22.9 | 24 | 33.7 | 28 | 30.3 | 31.5 | 29.3 | 31.1 | 30.1 | 24.9 | 24.4 | 23.1 | 28 | 22.9 | 32.5 | 34 | 24.1 | 23.3 | 29.8 | 31.4 | 34 | 35.5 | 28.4 | 25.1 | 26.6 | 24.3 | 28.5 | 31.1 | 35 | 29.8 | 28.8 | 25.8 | 35.6 | 30.8 | 26.3 | 28.2 | 29 | 24.9 | 28.7 | 28.6 | 33.3 | 33.5 | 26.8 | 29.8 | 25.4 | 23.1 | 13.8 | 29.1 | 26.7 | 30.6 | 23 | 25.5 | 28.1 | 29.2 | 0
3217 | 29.1 | 23.2 | 29.2 | 33.1 | 29.1 | 21.9 | 23.8 | 33.1 | 27.8 | 29.8 | 31.1 | 29.1 | 31.4 | 30 | 24.9 | 24.3 | 23.3 | 27.6 | 22.3 | 30.5 | 34.1 | 24.2 | 21.4 | 28.7 | 30.4 | 31.9 | 34.8 | 28.2 | 25 | 26.3 | 23.3 | 28.2 | 30.2 | 34.3 | 29.4 | 28.7 | 26.4 | 35.2 | 30.8 | 25.3 | 29.9 | 30.7 | 23.4 | 27.6 | 28.6 | 32.8 | 34.1 | 27.5 | 29 | 25.5 | 23.2 | 13.3 | 28.8 | 26.5 | 30.2 | 22.7 | 25.3 | 28 | 28.6 | 0
3218 | 28 | 23.6 | 28.3 | 31.6 | 27.6 | 21 | 23.1 | 32.5 | 27.5 | 29.3 | 30.7 | 28.6 | 31.2 | 30.1 | 24.2 | 24.2 | 23 | 26.9 | 21.8 | 28 | 33.7 | 24.6 | 19.2 | 27.2 | 29.8 | 30.2 | 34.1 | 28.4 | 24.6 | 26.4 | 22.2 | 28 | 29.5 | 33.4 | 28.9 | 28.7 | 26.8 | 34.4 | 30.8 | 24.6 | 27.7 | 30.8 | 21.6 | 27.2 | 28.6 | 32.2 | 32.2 | 27 | 28.2 | 24.9 | 23 | 13.2 | 28.4 | 26.2 | 29.6 | 23 | 25.1 | 27.9 | 28 | 0
3219 | 27.8 | 27.6 | 27.6 | 30.9 | 28 | 20.7 | 22.7 | 31.7 | 27 | 28.9 | 30.8 | 28.5 | 29.3 | 30.1 | 23.3 | 22 | 22.9 | 26.4 | 21.3 | 26.7 | 33.2 | 25.2 | 17.3 | 26.4 | 29.4 | 28.9 | 33.4 | 27.7 | 24.2 | 26.3 | 21.6 | 28.2 | 28.7 | 32.4 | 28.9 | 28.7 | 26.5 | 34.4 | 30.8 | 24.6 | 27.3 | 30.6 | 20.6 | 26.7 | 28.6 | 31.3 | 31.7 | 27.2 | 26.8 | 25.1 | 21.3 | 12.7 | 28 | 26.1 | 29.1 | 23.2 | 24.7 | 27.8 | 26.7 | 0
3220 | 27.3 | 26.2 | 27 | 30 | 27.2 | 20.6 | 22.7 | 30.8 | 27 | 29.2 | 30 | 28.2 | 27.5 | 28.4 | 23.2 | 20.2 | 22.6 | 25.9 | 21.3 | 26.1 | 32.9 | 25.2 | 16.9 | 25.8 | 28.8 | 28 | 32.6 | 27.4 | 23.8 | 26.4 | 21.6 | 28.3 | 28 | 31.6 | 28.8 | 28.7 | 26.3 | 32.8 | 30.1 | 24.4 | 27.2 | 29.1 | 20 | 26.2 | 28.7 | 30.8 | 29.4 | 26.2 | 26.1 | 25 | 20.8 | 13.2 | 27.8 | 26 | 28.6 | 24 | 24.6 | 27.7 | 25.9 | 0
3221 | 27.3 | 25.5 | 26.2 | 30 | 27.1 | 20.5 | 22.7 | 29.9 | 26.8 | 28.8 | 28 | 22.4 | 32.2 | 27.7 | 23.2 | 19.7 | 23 | 25.8 | 23 | 31 | 32.4 | 25.2 | 20.6 | 26.6 | 27.8 | 27.4 | 31.9 | 24.8 | 22.6 | 23.6 | 23.4 | 28.3 | 27.3 | 32.6 | 28.4 | 28.8 | 24.8 | 32.3 | 30 | 24 | 26.7 | 24 | 19.2 | 26.2 | 28.7 | 30.5 | 29 | 26 | 24.2 | 25.4 | 19 | 14.8 | 27 | 26 | 28.5 | 23.4 | 24.3 | 27.7 | 27.8 | 0
3222 | 27.3 | 23.3 | 25.5 | 30 | 26 | 19.9 | 22.4 | 29.5 | 26.8 | 28 | 27.9 | 22.8 | 32.3 | 27.9 | 23.1 | 19.6 | 23.8 | 25.8 | 23 | 31.7 | 32 | 25.1 | 21.8 | 25.7 | 27.5 | 26.8 | 31.2 | 27.5 | 24.2 | 24.2 | 24.7 | 28.3 | 26.7 | 32.8 | 27.8 | 28.9 | 24.8 | 31.8 | 29.9 | 23.5 | 26.3 | 24.4 | 20.9 | 26 | 28.7 | 31.7 | 29.1 | 27 | 24.9 | 25.6 | 22 | 14.4 | 28 | 25.9 | 28.1 | 23.2 | 24.7 | 27.9 | 28.7 | 0
3223 | 27.3 | 23.3 | 25.5 | 30.9 | 27 | 20.4 | 22.6 | 30.1 | 27.5 | 28.8 | 28.5 | 24.2 | 33.7 | 28.6 | 23.4 | 20.6 | 24.3 | 26.1 | 23.4 | 32.7 | 32 | 25.1 | 22.9 | 27.8 | 27.7 | 26.5 | 31.1 | 29.1 | 26.7 | 25.5 | 26.2 | 28.8 | 26.5 | 33.9 | 28.3 | 29.1 | 25.7 | 33.4 | 26.6 | 22.8 | 26.3 | 25.9 | 23.9 | 26.2 | 28.7 | 33.4 | 30.3 | 28.3 | 26.1 | 25.9 | 25.8 | 14.9 | 29 | 25.9 | 28.1 | 23.6 | 25.3 | 28.3 | 29.9 | 0
3224 | 28.3 | 24.2 | 26.6 | 32.4 | 32.2 | 22.6 | 24.7 | 31.7 | 29.5 | 30.8 | 29.6 | 26.4 | 35.6 | 29.9 | 23.4 | 24.5 | 24.9 | 28.4 | 24 | 34 | 32.1 | 25.1 | 25.6 | 30 | 29.9 | 27.4 | 31.4 | 32.4 | 29.2 | 27.6 | 27.8 | 30.8 | 29.1 | 35.4 | 29.8 | 30.1 | 26.8 | 38 | 27.1 | 23.5 | 27.6 | 28.2 | 28 | 26.7 | 28.7 | 36 | 32.2 | 30 | 27.8 | 26.4 | 29.8 | 15.6 | 30.4 | 26.6 | 29.6 | 23.8 | 26.1 | 28.6 | 31.6 | 0
3225 | 30 | 26.9 | 29.3 | 34.6 | 35.4 | 26.1 | 26.6 | 33.9 | 32.7 | 33.5 | 31.5 | 28.7 | 38.7 | 29.6 | 24.7 | 28.4 | 24.8 | 32.4 | 25.1 | 35.3 | 35.9 | 25.7 | 26.3 | 34.2 | 32.4 | 29.2 | 32 | 33.2 | 31.8 | 29.8 | 29 | 32.9 | 31.3 | 37.3 | 31.9 | 30.3 | 28.8 | 41.6 | 26.7 | 26.4 | 30.7 | 30.2 | 31.6 | 28.5 | 29.3 | 37.6 | 34.7 | 31.4 | 28.9 | 28 | 32.3 | 17.5 | 31.2 | 28.6 | 31.5 | 24.8 | 27.2 | 29.4 | 33 | 0
3226 | 31.1 | 27.2 | 32 | 36.8 | 37.8 | 28.5 | 28.5 | 36.1 | 33.8 | 35.9 | 33.7 | 31.1 | 41.3 | 31.6 | 25.8 | 29.9 | 24.8 | 33.4 | 26 | 36.8 | 38.6 | 26.2 | 27.6 | 36 | 34.7 | 31.7 | 33 | 35.7 | 33.8 | 31.7 | 30 | 34.1 | 33.3 | 38.8 | 33.5 | 30.6 | 30.6 | 40.6 | 26.8 | 28.2 | 31.8 | 32 | 34.4 | 30.5 | 29.3 | 38.9 | 37.1 | 32.7 | 29.9 | 29.1 | 33.8 | 19 | 31.9 | 30 | 32.6 | 25.6 | 28.6 | 29.6 | 34.3 | 0
3227 | 32.6 | 29.6 | 33.8 | 39 | 38.8 | 30.5 | 29 | 37.9 | 35 | 38.5 | 36.2 | 33 | 43.8 | 32.6 | 26.6 | 32 | 24.6 | 34.1 | 27 | 38.2 | 40.6 | 27.4 | 27.2 | 37 | 35.9 | 34 | 34.3 | 36.6 | 35.4 | 32.8 | 30.6 | 35.3 | 34.5 | 40.2 | 36 | 32 | 32.4 | 42.3 | 27.4 | 30.7 | 32.5 | 33.2 | 35.8 | 32.8 | 30 | 39.2 | 39.4 | 33.4 | 30.4 | 30.3 | 34 | 20.6 | 32.2 | 30.6 | 34.1 | 26.6 | 30.2 | 29.8 | 35 | 0
3228 | 34.5 | 30.5 | 35.7 | 40.6 | 41 | 32.8 | 30.9 | 39 | 36.6 | 40.5 | 38.3 | 34.5 | 44.9 | 33.2 | 28.3 | 33.6 | 25.1 | 36.4 | 27.4 | 39.7 | 42 | 28.7 | 28.3 | 34.5 | 37.2 | 36.2 | 35.7 | 39.7 | 36.3 | 33.1 | 31.2 | 36.1 | 35.9 | 41 | 37.9 | 32 | 33.3 | 42.7 | 28.9 | 32.7 | 32.2 | 34.4 | 36.5 | 34.9 | 30.1 | 40 | 41.1 | 34 | 31.3 | 31.1 | 34.4 | 20.8 | 32.8 | 31.2 | 35.4 | 26.9 | 31.6 | 31.9 | 35.3 | 0
3229 | 36 | 32.9 | 36.5 | 41.9 | 41 | 34.1 | 31.9 | 39.6 | 35.9 | 41.5 | 40.3 | 35.4 | 45.8 | 33.2 | 30.2 | 34.5 | 25.6 | 36.9 | 27.6 | 40.9 | 43 | 30.7 | 28.2 | 32.9 | 39.6 | 38.2 | 37.1 | 40.4 | 37.1 | 32.7 | 31.6 | 36.8 | 36.9 | 41.7 | 39.3 | 32 | 33.8 | 43.3 | 30 | 34.3 | 32.8 | 35.3 | 36.4 | 37.8 | 30.5 | 40.5 | 42.3 | 34.2 | 32 | 32.4 | 34.9 | 20.9 | 33.2 | 31.3 | 35.5 | 27.2 | 32.2 | 32.1 | 35 | 0
3230 | 37.6 | 34 | 37.8 | 42.6 | 41.9 | 35 | 32.5 | 40 | 34.9 | 41.5 | 41.6 | 35.8 | 46 | 32 | 31.3 | 35.5 | 26.4 | 37.9 | 27.4 | 41.6 | 44 | 32.7 | 29.2 | 31.4 | 40.1 | 39.7 | 38.3 | 41 | 37.6 | 32 | 31.8 | 36.8 | 38.5 | 42.2 | 39.4 | 32 | 33.4 | 43.7 | 32.4 | 35.2 | 33.4 | 36.2 | 36.4 | 39.7 | 30.6 | 41.8 | 42.8 | 34.2 | 33 | 33.4 | 36 | 20 | 33.6 | 31.4 | 36.1 | 27 | 32.6 | 32.3 | 34.4 | 0
3231 | 38.8 | 34.2 | 38.7 | 43 | 42.4 | 35 | 32.7 | 40.4 | 34.4 | 41.9 | 42.6 | 35.5 | 46.6 | 29.9 | 32.8 | 35.4 | 26.6 | 37.9 | 27.4 | 41.5 | 44.5 | 33.7 | 28.2 | 33.7 | 40.1 | 40.6 | 39.2 | 37.5 | 38.1 | 31.2 | 31.6 | 36.8 | 39.2 | 42.8 | 39.3 | 32 | 32.9 | 43.5 | 34.4 | 35.9 | 33.2 | 36.4 | 36 | 41.2 | 30.6 | 42.4 | 42.7 | 33.6 | 33.3 | 33.9 | 36.6 | 19.7 | 33.3 | 31.1 | 36.6 | 27.2 | 32.6 | 32.3 | 33.3 | 0
3232 | 39 | 34.1 | 38.6 | 42.9 | 42.4 | 33.7 | 32.2 | 40.7 | 32.6 | 41.9 | 42.8 | 34.9 | 46.5 | 29.9 | 32.8 | 34.8 | 26.7 | 37.9 | 27 | 40.8 | 44.3 | 34.4 | 28 | 36.1 | 40.4 | 41 | 39.5 | 34.7 | 37.8 | 30.7 | 31.1 | 36.6 | 39.6 | 42.8 | 39 | 31.5 | 31.7 | 42.7 | 35.5 | 36.2 | 32.6 | 36.2 | 35.6 | 41.8 | 30.6 | 42.7 | 41.9 | 32.8 | 33.5 | 34.5 | 36.8 | 18.9 | 32.8 | 30.6 | 36.5 | 27 | 32.5 | 31.9 | 32.3 | 0
3233 | 39.2 | 33.5 | 38 | 42.4 | 41.7 | 33.4 | 31.8 | 40.7 | 30.9 | 41 | 42.5 | 33.8 | 46 | 30.4 | 32.8 | 34.7 | 26 | 37.7 | 26.8 | 39.4 | 44.1 | 34.6 | 26.4 | 39.6 | 40.2 | 41.9 | 39.4 | 30.4 | 37 | 30.4 | 30.4 | 35.6 | 39.6 | 42.4 | 38.9 | 31.5 | 30.4 | 41.9 | 35.6 | 35.4 | 32 | 35.2 | 34.6 | 41.9 | 30.4 | 41.6 | 40.6 | 31.4 | 32.8 | 34.8 | 35.4 | 18.6 | 31.8 | 29.7 | 35.5 | 27 | 32.3 | 31.6 | 31.2 | 0
3234 | 39.4 | 33.1 | 37.2 | 41.3 | 40.1 | 32.7 | 30.5 | 40 | 30.5 | 40.9 | 41.3 | 32.7 | 43.9 | 30.3 | 32.5 | 34.2 | 25.4 | 36.4 | 26.2 | 37.9 | 43.4 | 34.6 | 26.3 | 39.6 | 39.6 | 42.2 | 39.1 | 29.6 | 35.3 | 30.2 | 29.8 | 34 | 38.8 | 41.1 | 37.6 | 30.6 | 28.6 | 40.8 | 31.5 | 34.8 | 30.9 | 34.1 | 33.3 | 41.1 | 29.8 | 40 | 39 | 30 | 32.2 | 34.9 | 33.3 | 17.4 | 31 | 29.7 | 31.8 | 26.3 | 32.2 | 30.6 | 30.5 | 0
3235 | 36.6 | 31.4 | 35.5 | 40.1 | 38 | 30.5 | 29.5 | 38.7 | 29.9 | 39.8 | 39.9 | 31.4 | 41.2 | 30.3 | 31.2 | 31.3 | 24.5 | 34.9 | 25.7 | 36.5 | 41.8 | 34.1 | 24.7 | 38.6 | 38.6 | 41.6 | 38.6 | 28.5 | 33.6 | 29.7 | 29.2 | 32.2 | 36.9 | 39.7 | 36 | 29.9 | 27.2 | 39.7 | 30.5 | 33.1 | 30.2 | 32.6 | 31.3 | 39.4 | 29.2 | 37.1 | 37.5 | 28.4 | 31 | 33.3 | 30.3 | 16.6 | 30.1 | 28.8 | 31.9 | 25.8 | 30.1 | 30 | 29.9 | 0
3236 | 33.7 | 29.1 | 34.5 | 38.6 | 35.8 | 29.6 | 28.5 | 36.8 | 29 | 37.5 | 38.2 | 30.4 | 37.6 | 28.2 | 29.7 | 29.8 | 24 | 33.2 | 25 | 35.6 | 39.8 | 33.7 | 24.2 | 34.8 | 37.2 | 40 | 38 | 29.8 | 31.8 | 29 | 29 | 31 | 35.8 | 38 | 34.4 | 29.5 | 25.8 | 38.6 | 29.9 | 32.2 | 29.6 | 31.8 | 29.4 | 36.1 | 28.9 | 34.6 | 36.4 | 27.2 | 30.2 | 29.4 | 27.6 | 15.2 | 29.8 | 28.4 | 31.9 | 25 | 28.8 | 29.2 | 29.6 | 0
3237 | 32.2 | 28 | 33.2 | 37.4 | 34.4 | 27.6 | 27.9 | 35.4 | 28.9 | 35.9 | 36.8 | 29.4 | 34.9 | 27 | 27.8 | 27.8 | 23.4 | 32.1 | 24.7 | 35 | 38.5 | 32.6 | 22.2 | 32.6 | 35.8 | 38.3 | 37.6 | 28.9 | 30.6 | 28 | 28.7 | 29.8 | 35.1 | 36.9 | 34.2 | 29.3 | 25.3 | 33.7 | 29.4 | 31.2 | 29.4 | 31.2 | 27.5 | 32.8 | 28.6 | 32.2 | 35.9 | 26.3 | 29.2 | 29.7 | 25.2 | 14.7 | 29.4 | 28.3 | 31.7 | 24.7 | 27.6 | 29.1 | 29.3 | 0
3238 | 31.3 | 25.7 | 31.5 | 36.3 | 33 | 26.7 | 27.2 | 34.1 | 28.8 | 34.5 | 35.2 | 28.9 | 32.5 | 27 | 27.2 | 27 | 23.2 | 31.2 | 24.2 | 34.7 | 37.4 | 31.9 | 22 | 30.2 | 34.6 | 37 | 37.1 | 29.2 | 29.5 | 27 | 28.5 | 29.1 | 34.1 | 36.2 | 32 | 29.2 | 25 | 33.4 | 28.9 | 30.1 | 29 | 31.5 | 26.5 | 31.2 | 28.6 | 31.4 | 35.7 | 26 | 29.1 | 28.8 | 24.2 | 13.9 | 29.5 | 27.7 | 31.5 | 24.2 | 27.2 | 28.9 | 29.2 | 0
3239 | 30.6 | 24.7 | 30.3 | 35.4 | 31.2 | 25.7 | 27 | 32.8 | 28.5 | 32.2 | 34 | 28.4 | 31.6 | 27 | 26 | 26.6 | 23 | 30.4 | 24.1 | 34.4 | 36.6 | 30.7 | 21.6 | 30.2 | 33.8 | 35 | 36.5 | 27.6 | 28.6 | 26.2 | 27.8 | 28.8 | 32.9 | 36 | 30.6 | 29.1 | 25.2 | 32.2 | 28.6 | 29.5 | 28.6 | 31.8 | 25.8 | 29.8 | 28.5 | 31.4 | 35.6 | 26 | 28.8 | 25.8 | 23.4 | 14 | 29.4 | 27.4 | 31 | 24 | 27 | 29 | 29 | 0
3240 | 30.6 | 24.7 | 29.3 | 34.4 | 30 | 24.6 | 26.7 | 31.9 | 28.4 | 32.5 | 32.5 | 28 | 31 | 27 | 25 | 25 | 23.2 | 29.9 | 23.7 | 34 | 36 | 29.5 | 23.6 | 29.4 | 33 | 33.3 | 35.9 | 28.1 | 27.1 | 25.8 | 26.9 | 28.6 | 32.3 | 35.6 | 29.4 | 28.7 | 25.1 | 31.2 | 28.1 | 28.8 | 28.1 | 32.1 | 25.5 | 28.8 | 28.5 | 32.6 | 35.1 | 26.4 | 29 | 26.4 | 23.1 | 13.7 | 29.5 | 27.2 | 30.5 | 23.4 | 25.8 | 28.3 | 29 | 0
3241 | 30.8 | 24.5 | 28.4 | 33.5 | 29.4 | 24 | 26.4 | 31.4 | 27.9 | 32.2 | 31.3 | 27.1 | 31.4 | 26.8 | 24.8 | 24.7 | 23 | 29.4 | 23.5 | 33.3 | 35.7 | 28.7 | 24.2 | 30 | 33 | 31.2 | 35.3 | 26.9 | 25.4 | 25.4 | 25.6 | 28.4 | 31.9 | 35.3 | 28.4 | 27.5 | 25.3 | 31.2 | 27.9 | 28.1 | 27.9 | 31.3 | 24.6 | 28 | 28.5 | 33.1 | 34.1 | 26.4 | 28.4 | 26.4 | 22 | 14 | 29 | 26.9 | 30.1 | 23.2 | 25.4 | 28.3 | 28.7 | 0
3242 | 30.2 | 24.2 | 27.7 | 32.4 | 28.4 | 23.4 | 26.5 | 30.9 | 27.5 | 31.9 | 30 | 26 | 31.5 | 26.7 | 24.4 | 23.5 | 23 | 28.8 | 23.2 | 32.4 | 35.1 | 27.6 | 25.2 | 28.8 | 31.6 | 29.4 | 34.7 | 27.2 | 23.5 | 25 | 24.4 | 28.6 | 31.3 | 34.4 | 27.9 | 28.4 | 25 | 31 | 27.9 | 27.7 | 27.7 | 29.8 | 23.2 | 27.3 | 28.2 | 33.2 | 32.6 | 26.4 | 27.6 | 26.6 | 20.6 | 14 | 28.4 | 26.8 | 29.5 | 22.8 | 25.2 | 28.1 | 28.4 | 0
3243 | 29.7 | 24.4 | 27 | 31.4 | 27.4 | 21.4 | 24.8 | 30.3 | 26.9 | 31 | 29.1 | 24.4 | 32 | 26.7 | 23.8 | 23.2 | 22.7 | 28.2 | 23.1 | 31.5 | 34.5 | 26.8 | 23.4 | 28.7 | 31.4 | 28.2 | 34.1 | 25.2 | 22.3 | 24.4 | 23.3 | 28.2 | 30.7 | 33.6 | 27.4 | 28.5 | 25 | 30.2 | 27.4 | 27.3 | 27.6 | 27.3 | 21.1 | 26 | 28.1 | 32 | 31 | 26 | 26 | 26.6 | 18.8 | 14.6 | 27.4 | 26.6 | 28.9 | 23.1 | 25 | 28 | 27.9 | 0
3244 | 29.1 | 23.1 | 26.2 | 30.5 | 26.9 | 20.5 | 24.2 | 29.8 | 26.5 | 29 | 28.3 | 23.1 | 31.9 | 26.4 | 23.8 | 23 | 22.8 | 27.8 | 22.9 | 31 | 33.8 | 26 | 22.3 | 26.9 | 31.4 | 27.2 | 33.5 | 25.4 | 21.8 | 23.8 | 23 | 27.6 | 30.1 | 32.8 | 27 | 28.5 | 24.7 | 29.9 | 26.7 | 27.1 | 27.5 | 25.3 | 19.6 | 26 | 28 | 31.1 | 29.6 | 25.8 | 24.9 | 26.6 | 18.2 | 14.5 | 27 | 26.3 | 28.6 | 23.1 | 24.6 | 27.9 | 27.7 | 0
3245 | 28.6 | 22.7 | 25.8 | 29.8 | 26.4 | 20 | 24.1 | 29.3 | 26.6 | 26.5 | 29.4 | 26.4 | 31.4 | 26.4 | 23.8 | 22 | 22.4 | 26.4 | 22 | 31 | 33.5 | 25.3 | 18.8 | 25.8 | 30.9 | 26.7 | 32.9 | 27.2 | 25.2 | 24.4 | 22.4 | 27.3 | 29.8 | 35.2 | 27.4 | 28.5 | 24.6 | 29.7 | 26.4 | 26.9 | 26.8 | 26 | 23.2 | 25.8 | 28 | 28 | 30.6 | 23.2 | 25.6 | 26.6 | 22.6 | 14.8 | 27.8 | 26.2 | 28.6 | 24 | 24.8 | 27.8 | 29 | 0
3246 | 28.2 | 22.6 | 25.4 | 29.5 | 26.4 | 19.5 | 24.1 | 29.7 | 26.9 | 27.8 | 29.1 | 26.8 | 31.6 | 26.7 | 22.8 | 21.3 | 23.6 | 26.4 | 23 | 31.5 | 33.3 | 25.1 | 21 | 26 | 30.2 | 26.3 | 32.3 | 28.2 | 26.3 | 25.6 | 23 | 27.2 | 29.2 | 35.2 | 27 | 28.7 | 25.1 | 29.2 | 26.4 | 26.2 | 26.3 | 26.8 | 23.7 | 25.8 | 27.7 | 28.7 | 28.5 | 25.2 | 26 | 26.4 | 24 | 16.5 | 28.5 | 25.8 | 28.1 | 24.9 | 25 | 28 | 29.6 | 0
3247 | 28.1 | 24.1 | 25.4 | 30.3 | 27.8 | 19.5 | 24.2 | 30.6 | 27.9 | 28 | 29.4 | 28.3 | 32.9 | 27.2 | 23.3 | 21 | 25.1 | 28.6 | 24.4 | 32.3 | 33.4 | 25 | 23.1 | 26.8 | 29.6 | 26.3 | 32.4 | 28.8 | 28.3 | 27.1 | 23.9 | 27.8 | 29 | 35.4 | 28.3 | 28.9 | 27 | 30.7 | 26.4 | 25.9 | 26.4 | 28.6 | 24.9 | 25.8 | 27.6 | 30.6 | 27.7 | 28 | 26.7 | 26.4 | 26.2 | 18.5 | 29.2 | 25.3 | 28.6 | 25.9 | 25.2 | 28.2 | 30.3 | 0
3248 | 29 | 26 | 25.9 | 31.6 | 31.8 | 21.6 | 24.5 | 32.2 | 29.8 | 30 | 30.6 | 30 | 35 | 29.4 | 23.6 | 25.8 | 26.6 | 29.9 | 25.8 | 33.4 | 34 | 25.1 | 25.2 | 28.4 | 31.6 | 27.1 | 33.1 | 30.6 | 30.6 | 29 | 25.2 | 28.6 | 29.8 | 36.2 | 30.4 | 29.7 | 28.8 | 32.4 | 29.3 | 27.2 | 27.7 | 29.6 | 26.4 | 26.5 | 27.6 | 32.4 | 27.4 | 30.6 | 27.6 | 26.9 | 28.6 | 20.2 | 30.4 | 25.5 | 29.8 | 27.2 | 26.4 | 28.7 | 31.6 | 0
3249 | 30.6 | 26.2 | 29 | 34 | 35.8 | 26.2 | 25.1 | 34.4 | 32.6 | 34.3 | 32.3 | 32.7 | 37.8 | 30.4 | 26.3 | 29.7 | 27.6 | 32.7 | 27 | 34.9 | 36 | 26.6 | 26.7 | 30.3 | 35.1 | 29.7 | 34.2 | 31.9 | 32.6 | 30.3 | 26.2 | 30.4 | 32 | 37.6 | 33.6 | 30 | 31.4 | 35.8 | 33.2 | 29.5 | 30.2 | 31.9 | 28.4 | 28.2 | 29.8 | 34.8 | 29.6 | 32.8 | 28.7 | 28.7 | 31 | 21.3 | 31.4 | 26.7 | 30.9 | 28.4 | 30.6 | 29.6 | 32.7 | 0
3250 | 31.6 | 29 | 31.1 | 36.4 | 38.7 | 27.8 | 26.3 | 36.8 | 34.2 | 35.8 | 34.4 | 34.9 | 40.6 | 30.7 | 27.6 | 31.5 | 28.3 | 34.7 | 28 | 36.6 | 38.9 | 28.6 | 28.2 | 32.8 | 36.9 | 33.7 | 35.9 | 34.5 | 33.9 | 31.3 | 27.1 | 31.9 | 33.5 | 39.5 | 35.3 | 31.5 | 32.8 | 38 | 35.5 | 31.9 | 31.7 | 33.5 | 30.4 | 30.8 | 29.8 | 36.4 | 32.2 | 34.2 | 30 | 30.2 | 32.7 | 21.4 | 32.7 | 26.7 | 32 | 29.7 | 32.2 | 29.7 | 33.8 | 0
3251 | 33.8 | 30 | 33.4 | 38.8 | 40.8 | 30.5 | 28.3 | 38.8 | 35.2 | 38.3 | 36.6 | 37.2 | 43 | 30.5 | 29.2 | 34 | 28.8 | 36.5 | 28.8 | 38.4 | 41.4 | 30.3 | 29.4 | 35.2 | 38.9 | 35.5 | 37.7 | 36.6 | 34.8 | 31.6 | 27.6 | 33.9 | 35 | 41.4 | 37.3 | 32.1 | 34 | 39.3 | 36.7 | 34.3 | 32.5 | 36 | 32.3 | 33.1 | 29.9 | 38.2 | 36 | 35.2 | 31.2 | 31.7 | 34.1 | 20.8 | 33.8 | 28.3 | 33.9 | 30.6 | 34 | 30 | 34.4 | 0
3252 | 35.1 | 31.5 | 34.4 | 40.3 | 42.8 | 31.8 | 30.5 | 40.2 | 36.3 | 39.8 | 38.7 | 38.2 | 44.6 | 27 | 30.4 | 35.4 | 29.4 | 38.6 | 29.5 | 40 | 42.7 | 31.5 | 30.8 | 37.7 | 40.3 | 37.6 | 39.6 | 39.3 | 35.5 | 32 | 28.2 | 33.9 | 36.2 | 42.9 | 38.6 | 31.9 | 33.8 | 40.7 | 38.6 | 36.3 | 33.2 | 37.3 | 33.7 | 35.8 | 30 | 39.2 | 38.4 | 35.9 | 32.3 | 33.1 | 34.9 | 19.6 | 35.1 | 29.2 | 35.4 | 31.3 | 35 | 31.3 | 34.7 | 0
3253 | 36.6 | 33.1 | 36 | 41.5 | 43.2 | 32.8 | 31.5 | 41.1 | 37.2 | 40.8 | 40.4 | 38.8 | 45.5 | 25.7 | 31.4 | 36.8 | 30.1 | 38.7 | 30.1 | 41 | 43.9 | 32.1 | 31.6 | 39.5 | 40.5 | 39.7 | 41 | 40 | 36.3 | 31.9 | 28.5 | 35.5 | 37 | 43.5 | 39.7 | 32.1 | 34.1 | 42.3 | 40 | 36.7 | 33.4 | 39 | 34.8 | 37.4 | 30.5 | 40.6 | 41 | 36.5 | 33.1 | 34.7 | 35.7 | 18.6 | 35.8 | 30 | 36.5 | 31.6 | 35.6 | 31.6 | 34.4 | 0
3254 | 37.7 | 32.5 | 36.7 | 42 | 43.3 | 33.8 | 32.7 | 41.8 | 37.2 | 41.8 | 41.6 | 38.4 | 45.8 | 25.4 | 32 | 37 | 30.8 | 39.2 | 30.6 | 41.4 | 44.5 | 32.8 | 32 | 40.8 | 41.6 | 41.5 | 42.1 | 39.6 | 37 | 32 | 28.8 | 35.9 | 38.2 | 43.2 | 40.3 | 32 | 33.8 | 42.7 | 38.6 | 37.7 | 33.6 | 39.4 | 35.2 | 39.4 | 31.3 | 41.5 | 42 | 37 | 33.6 | 35.8 | 36.4 | 18 | 36.2 | 29.7 | 36.9 | 31.4 | 36.6 | 31.9 | 34 | 0
3255 | 38.2 | 29.6 | 37.8 | 42.5 | 43.3 | 34.2 | 33.4 | 42.4 | 36 | 41.9 | 42.2 | 38.1 | 45.9 | 25.6 | 31.8 | 37.4 | 31.1 | 39.4 | 30.7 | 41.2 | 43.2 | 35.2 | 31.2 | 41 | 41.8 | 42.6 | 42.9 | 36.4 | 37.1 | 31.6 | 28.7 | 30.9 | 38.9 | 42.2 | 40.5 | 31.8 | 34.3 | 42.9 | 37.2 | 38.3 | 33.5 | 40.2 | 35.3 | 40.3 | 31 | 42.5 | 43.2 | 37.2 | 33.7 | 36.3 | 37.2 | 18 | 35.5 | 29.7 | 37.9 | 30.7 | 37 | 32 | 33.2 | 0
3256 | 38.6 | 32.3 | 37.6 | 42.5 | 42.8 | 34.3 | 32.6 | 42.6 | 34.4 | 41.8 | 42.3 | 37 | 45.7 | 25.9 | 32.7 | 37 | 30.8 | 39.7 | 30.5 | 40.5 | 43.8 | 35.8 | 30 | 40.4 | 41.8 | 43.1 | 43.5 | 32.9 | 36.2 | 31.2 | 28.5 | 27.4 | 39.1 | 41.1 | 40.2 | 31 | 33.6 | 43.2 | 35.5 | 38.3 | 33.3 | 39.3 | 34.6 | 40.9 | 30.9 | 42.2 | 42.4 | 36.7 | 33.6 | 35.8 | 37.2 | 18.1 | 34.6 | 29.3 | 37.9 | 29.9 | 37.1 | 31.5 | 32.6 | 0
3257 | 39.1 | 32.6 | 36.8 | 42.4 | 42 | 34 | 32.1 | 42 | 33 | 41.7 | 41.8 | 36 | 45.4 | 25.9 | 31.9 | 36 | 29.8 | 39.7 | 30 | 39.6 | 43.7 | 36.2 | 28.4 | 39 | 41.5 | 42.6 | 43.5 | 29 | 33.8 | 30.4 | 28 | 26.9 | 39 | 40 | 39.7 | 30.8 | 32.4 | 42.2 | 33.9 | 38 | 32.6 | 38.4 | 33.4 | 41.3 | 30.6 | 41 | 41.4 | 35.6 | 33.2 | 32.7 | 36.6 | 18.2 | 33 | 28.4 | 37.4 | 29 | 37.1 | 30.9 | 32 | 0
3258 | 38.7 | 32.5 | 36 | 41.4 | 40.6 | 30.8 | 31.3 | 40.5 | 31.8 | 41.3 | 41 | 34.2 | 44.6 | 26.1 | 29.7 | 35 | 28.3 | 40.2 | 29.3 | 38.6 | 42.4 | 36.3 | 27.3 | 37.4 | 40.6 | 42.2 | 43.1 | 27.2 | 30.4 | 29.8 | 27.7 | 27.4 | 38.2 | 39.3 | 38.8 | 30.4 | 29.3 | 38.7 | 32.2 | 37.4 | 31.1 | 36.1 | 31.6 | 39.3 | 29.9 | 38.2 | 38.3 | 33.9 | 32.8 | 29.8 | 34.8 | 17.9 | 31.8 | 27.6 | 36.4 | 28.3 | 36.1 | 30.1 | 31.6 | 0
3259 | 37.9 | 31 | 34.5 | 40.2 | 37.2 | 29.3 | 29.5 | 38.7 | 30.2 | 39.8 | 39.6 | 33 | 43.5 | 26.2 | 26.2 | 33.5 | 26.7 | 37.9 | 28.5 | 37.5 | 41.2 | 34.1 | 26.4 | 35.7 | 39.2 | 41.1 | 41.7 | 26.1 | 26.8 | 28.9 | 27.1 | 27.4 | 37.2 | 38.7 | 36.1 | 29.8 | 26.4 | 38.5 | 31 | 35.8 | 30.2 | 35 | 29.8 | 35.8 | 29.4 | 35.6 | 35.7 | 32.3 | 32.4 | 30.3 | 32.5 | 17.4 | 30.4 | 27.2 | 33.4 | 27.7 | 35 | 29.6 | 30.9 | 0
3260 | 36.6 | 28.3 | 33.5 | 38.4 | 34.8 | 28.1 | 28.8 | 37.3 | 30 | 37.9 | 38 | 31.6 | 42 | 26.2 | 25.9 | 31 | 25.4 | 35.7 | 27.8 | 36.4 | 40.1 | 31.1 | 26 | 34.2 | 37.8 | 39.1 | 40 | 26.6 | 24 | 28.4 | 26.8 | 27 | 35.7 | 38.2 | 34.1 | 29.5 | 23.4 | 36.1 | 30.5 | 34.1 | 29.8 | 33.8 | 28 | 33.3 | 28.9 | 33 | 32.6 | 31 | 32 | 27.6 | 30 | 16.6 | 29.6 | 26.7 | 32.4 | 27.2 | 33.2 | 29 | 30.2 | 0
3261 | 34.8 | 26.3 | 32.3 | 37 | 33.5 | 27.4 | 27.1 | 36.2 | 29 | 36.3 | 36.2 | 31.3 | 40.4 | 26.2 | 26.4 | 30.5 | 24.7 | 34.4 | 27.1 | 35.2 | 38.9 | 30.3 | 25.3 | 32.9 | 36.7 | 38.1 | 38 | 26.4 | 22.7 | 27.7 | 26.3 | 26.9 | 34.8 | 37.4 | 31.6 | 29 | 22.5 | 35.2 | 30.1 | 33.2 | 29 | 34.3 | 26.8 | 32.1 | 28.9 | 32.1 | 31.6 | 30.3 | 31.6 | 26.4 | 28.2 | 16 | 28.7 | 26.5 | 31.9 | 26.6 | 32.2 | 28.8 | 29.1 | 0
3262 | 32.7 | 25.3 | 30.8 | 35.4 | 32.4 | 25 | 25.1 | 35.9 | 28.2 | 34.3 | 34.7 | 30.8 | 38.8 | 26.2 | 26.2 | 30.4 | 24.5 | 33.6 | 26.4 | 33.9 | 37.9 | 29.6 | 24.4 | 31.9 | 35.3 | 36.9 | 36.6 | 26.9 | 23.1 | 27.4 | 26 | 26.7 | 34.4 | 36.5 | 30.1 | 29 | 22.5 | 33.7 | 29.9 | 32.2 | 28.9 | 34.1 | 25.9 | 30.5 | 28.7 | 31.8 | 30.8 | 29.8 | 31 | 26.3 | 26.8 | 15.5 | 28.4 | 26.3 | 31.5 | 26 | 31.4 | 28.6 | 28.4 | 0
3263 | 32.3 | 25 | 29.2 | 34.4 | 31.3 | 23.9 | 23.9 | 35.6 | 28.2 | 32.5 | 33.5 | 30.6 | 37.4 | 26.1 | 25.6 | 27.2 | 24.4 | 32.7 | 25.6 | 32.6 | 37.2 | 29.2 | 22.8 | 31 | 34.1 | 35.7 | 35.7 | 26.4 | 24.6 | 27 | 25.6 | 26.4 | 33.9 | 35.6 | 28.7 | 28.9 | 24 | 32.9 | 29.9 | 31.5 | 28.6 | 33.8 | 25.4 | 29.4 | 28.6 | 32.2 | 31.6 | 29.2 | 30.2 | 26.4 | 26 | 15.2 | 28 | 26.3 | 31.3 | 25.2 | 31 | 28.6 | 27.8 | 0
3264 | 31.7 | 24.3 | 28.4 | 33.3 | 30.6 | 22.8 | 23.4 | 35 | 28 | 31 | 32.8 | 29.5 | 36.1 | 26.2 | 24.7 | 25.9 | 24.2 | 32.2 | 24.7 | 31.5 | 34.5 | 30 | 21 | 30.3 | 33.7 | 34.1 | 34.8 | 26.9 | 26.2 | 26.8 | 25.3 | 26.2 | 34 | 35.1 | 26.5 | 28.5 | 24.8 | 31.9 | 29.8 | 31.1 | 28 | 31.3 | 24.9 | 28.7 | 28.4 | 31.7 | 31.6 | 28 | 29.1 | 25.5 | 25.1 | 14.7 | 28.2 | 26.2 | 30.4 | 24.6 | 30 | 28.3 | 27.9 | 0
3265 | 31.4 | 23.7 | 27.2 | 32.5 | 30.4 | 21.8 | 22.8 | 34.2 | 27.3 | 29.7 | 32.3 | 28.6 | 35 | 26.3 | 24.5 | 24.5 | 23.6 | 32.2 | 23.6 | 30.8 | 34.7 | 29.5 | 19 | 29.4 | 32.9 | 32.6 | 34.2 | 26.8 | 27.1 | 26.2 | 24.7 | 25.9 | 33.7 | 34.8 | 26.1 | 28.5 | 25.5 | 31.7 | 29.7 | 30.8 | 27.9 | 29 | 24.4 | 28.2 | 28.4 | 31 | 32.5 | 26.2 | 27.9 | 25.7 | 24.2 | 14.2 | 28.1 | 26.1 | 30.4 | 23.9 | 29.4 | 28.1 | 28.1 | 0
3266 | 31 | 22.6 | 26 | 31.6 | 29.8 | 21.2 | 22.5 | 33.4 | 27.6 | 29.3 | 31.8 | 27.2 | 33.9 | 26.2 | 24.2 | 23.6 | 22.8 | 31.7 | 22.6 | 30.4 | 34.4 | 29.3 | 17.6 | 28.4 | 33.3 | 31.1 | 33.9 | 27.4 | 27 | 25.6 | 24 | 25.9 | 32.3 | 35 | 25.1 | 28 | 25 | 32.7 | 29.4 | 30.4 | 27.8 | 26 | 23.8 | 27.3 | 28.1 | 29.4 | 32.2 | 24.2 | 26.8 | 25.8 | 23 | 13.6 | 28.2 | 26 | 29.9 | 23.6 | 29 | 27.9 | 28.6 | 0
3267 | 30.3 | 22 | 25.2 | 31 | 29.3 | 20.8 | 22.4 | 32.4 | 27.6 | 27.8 | 31 | 26.6 | 32.8 | 26.2 | 22.5 | 23 | 22.1 | 31.2 | 21.8 | 30.4 | 33.7 | 28.9 | 16.9 | 27.2 | 33.1 | 29.6 | 33.6 | 27 | 26.1 | 24.7 | 23.1 | 25.5 | 31 | 35.2 | 25 | 28 | 24.8 | 32.3 | 29 | 30.1 | 27.6 | 25.1 | 23.4 | 26.8 | 27.9 | 28.4 | 32.5 | 22.7 | 26 | 25.8 | 22.3 | 13.4 | 27.9 | 26 | 29.4 | 23.4 | 28.6 | 27.8 | 28.7 | 0
3268 | 30 | 21.7 | 24.7 | 30.2 | 28.8 | 19.9 | 22.2 | 31.2 | 27.2 | 26.3 | 30.2 | 26 | 31.9 | 26.2 | 22.4 | 22 | 21.9 | 30.2 | 21.6 | 30.6 | 33.2 | 28.1 | 17.4 | 26.4 | 31.9 | 28.6 | 33.4 | 27.4 | 25.3 | 24.3 | 22.6 | 25.4 | 30.3 | 35.3 | 24.6 | 27.7 | 24.1 | 32.4 | 28.7 | 29.7 | 27.4 | 24.6 | 23 | 26.8 | 27.8 | 27.5 | 31.5 | 22.3 | 25.6 | 25.8 | 21.9 | 13.7 | 27.9 | 26.1 | 29 | 23.6 | 28.4 | 27.7 | 28.9 | 0
3269 | 29.5 | 21.7 | 24.2 | 29.4 | 28.8 | 19.7 | 22.2 | 30 | 27 | 25.8 | 28.2 | 28 | 30.4 | 26.2 | 22.4 | 21.9 | 23.8 | 29.7 | 24.4 | 34.4 | 32.7 | 27 | 19.8 | 25.4 | 31.3 | 27.7 | 33.4 | 24.6 | 23.5 | 26 | 23.6 | 25.2 | 29.8 | 32.6 | 24.6 | 27.4 | 24.4 | 31.9 | 28.7 | 29.4 | 27 | 27.2 | 24 | 26.7 | 27.6 | 25.5 | 31 | 25.2 | 26.4 | 25.8 | 25 | 15.2 | 27.2 | 26.2 | 28.9 | 24.4 | 28.6 | 27.6 | 26.2 | 0
3270 | 29 | 24 | 23.7 | 29.1 | 28 | 19.8 | 22.2 | 29.8 | 22.6 | 25.2 | 27.4 | 28.4 | 30.5 | 26.1 | 21.9 | 21.5 | 25.3 | 29.4 | 25.7 | 34.7 | 32.4 | 26.1 | 20.1 | 25.5 | 31.1 | 27 | 33 | 25.7 | 25 | 26.3 | 23.8 | 25.4 | 29.2 | 33.7 | 24.3 | 26.9 | 24.3 | 32.8 | 28.4 | 29.2 | 26.8 | 27.8 | 24.4 | 26.6 | 27.3 | 26.4 | 30.7 | 27 | 27.3 | 25.8 | 26.7 | 15.1 | 27.9 | 26.4 | 28.4 | 26.1 | 28.8 | 27.7 | 27.2 | 0
3271 | 29 | 24.6 | 24 | 29.8 | 29.5 | 20 | 22.3 | 30.6 | 27.3 | 26.3 | 27.5 | 29.6 | 31.4 | 26.4 | 22.6 | 22.4 | 27.1 | 29.2 | 27.2 | 35.3 | 32.3 | 25.8 | 22.9 | 26.5 | 31.6 | 27.1 | 32.8 | 26.6 | 25.4 | 27.2 | 24.2 | 26.4 | 29.2 | 35.2 | 25.5 | 26.9 | 25.3 | 33.4 | 28.5 | 29.2 | 26.8 | 29.2 | 25.4 | 26.7 | 26.9 | 28.4 | 31.2 | 28.6 | 28.6 | 25.8 | 28.1 | 15.9 | 29.3 | 26.4 | 28.5 | 27.6 | 29 | 28 | 28.8 | 0
3272 | 29.6 | 27.2 | 25.5 | 31.2 | 33.3 | 21.9 | 23 | 32.4 | 28.7 | 30.3 | 28.6 | 32.2 | 33 | 27 | 22.6 | 26 | 28.8 | 30.2 | 28.6 | 35.6 | 32.4 | 26.3 | 26.1 | 28.4 | 33.2 | 28.1 | 33 | 28.4 | 27.4 | 28.6 | 24.8 | 28.2 | 30.6 | 37 | 28.6 | 29 | 26.4 | 35.7 | 30.2 | 30.1 | 28.4 | 29.4 | 26.6 | 27.2 | 27.3 | 31 | 32 | 30.6 | 30.4 | 26.6 | 30.6 | 16.6 | 30.1 | 26.5 | 29.4 | 28.8 | 29.8 | 28.3 | 31 | 0
3273 | 31.1 | 27.7 | 28 | 33.6 | 37 | 25.7 | 25 | 34.6 | 31.3 | 34 | 30.9 | 34.8 | 35 | 27.5 | 24.4 | 29.6 | 30 | 31.7 | 29.7 | 37 | 36.5 | 28.9 | 31.2 | 31 | 36.1 | 32 | 33.4 | 30 | 28.3 | 30.5 | 25.3 | 31 | 32.8 | 38.3 | 29.2 | 29.7 | 28.6 | 36.4 | 33.4 | 31.5 | 30.9 | 31 | 28 | 29 | 30.3 | 33.6 | 34 | 31.9 | 31.6 | 27.8 | 31.8 | 18.3 | 31.3 | 27.3 | 31.7 | 29.2 | 29.7 | 29.3 | 32.8 | 0
3274 | 33 | 30 | 30 | 35.9 | 39.6 | 28.3 | 27.5 | 36.8 | 33.3 | 37 | 33.9 | 37.5 | 37.2 | 28.1 | 25.3 | 31.8 | 30.9 | 33.2 | 30.6 | 38.2 | 39.3 | 30.4 | 34.6 | 33.6 | 38.1 | 35 | 34.6 | 32.9 | 31.2 | 32.5 | 26 | 32.4 | 34.3 | 39.6 | 30.4 | 30.8 | 30.2 | 37.9 | 35.8 | 33.5 | 31.9 | 32.1 | 29.4 | 30.8 | 30.7 | 35.7 | 36.2 | 33.7 | 32.7 | 29.4 | 33.3 | 19.4 | 31.9 | 27.2 | 32.2 | 29.5 | 31.7 | 29.6 | 34.4 | 0
3275 | 35 | 32.3 | 32 | 38.2 | 41.6 | 31.3 | 28.6 | 38.3 | 34.2 | 39.1 | 37 | 38.8 | 39.2 | 29 | 26 | 33.8 | 31.4 | 34.7 | 31.4 | 40 | 41.3 | 32.5 | 37 | 36 | 39.7 | 37.4 | 36 | 35.6 | 33.4 | 34.2 | 26.6 | 32.6 | 36.3 | 40.4 | 33.2 | 31.2 | 31.8 | 39.8 | 37.4 | 35.3 | 32.9 | 34.6 | 30.6 | 33.3 | 31 | 37.2 | 39 | 35 | 33.2 | 30.6 | 33.2 | 20.6 | 33 | 28.2 | 34 | 29.8 | 33.3 | 30.2 | 35.2 | 0
3276 | 36.4 | 33.6 | 33.5 | 39.7 | 42.4 | 32.2 | 30.5 | 39.2 | 35.8 | 40.1 | 39.5 | 39.2 | 41 | 29.5 | 27.6 | 35 | 32.1 | 37.2 | 32.2 | 40.9 | 43.4 | 34.2 | 35.8 | 37.8 | 41.1 | 39.6 | 37.6 | 38.6 | 36.9 | 35.3 | 27.3 | 33.7 | 37.8 | 41.5 | 35.1 | 31.7 | 32.1 | 40.9 | 39 | 37.1 | 33.4 | 36.2 | 31.5 | 35.9 | 31.1 | 38.3 | 41.1 | 36.7 | 34 | 32.1 | 33.4 | 20.5 | 33.9 | 28.3 | 35.2 | 30.8 | 35 | 31.1 | 35.8 | 0
3277 | 37.5 | 34.5 | 35.5 | 40.9 | 43.2 | 33.3 | 31.7 | 39.7 | 35.2 | 41.1 | 41.3 | 38 | 42.5 | 29.6 | 28.7 | 34.5 | 32.8 | 38.7 | 32.8 | 41.9 | 44.3 | 36.2 | 34.2 | 39 | 41.7 | 41 | 38.8 | 39.7 | 37.7 | 35.7 | 27.7 | 34.3 | 39.7 | 42.4 | 35.7 | 32 | 32.5 | 41.6 | 39.6 | 38.6 | 32.9 | 38.7 | 32.2 | 38.5 | 31.2 | 39.3 | 43.2 | 37.2 | 34.5 | 33.1 | 31.8 | 20.8 | 35.8 | 26.6 | 36.7 | 31.8 | 35.5 | 31.4 | 35.8 | 0
3278 | 38.7 | 35.7 | 36.9 | 41.4 | 43.8 | 33.6 | 32.6 | 40.1 | 34.8 | 41.6 | 42.2 | 36.2 | 43.6 | 30.4 | 29 | 35.3 | 33.6 | 39.7 | 33.2 | 42 | 44.9 | 37.2 | 31.2 | 39.8 | 41.9 | 42.3 | 39.8 | 39.4 | 37.2 | 35.4 | 28 | 32.9 | 40.6 | 43.4 | 35.8 | 32 | 32.2 | 41.8 | 39 | 39.5 | 32.6 | 39.8 | 32.6 | 39.9 | 31.5 | 40.2 | 44.2 | 37 | 35.2 | 34.5 | 30 | 20.4 | 37.4 | 26.6 | 37.2 | 32.8 | 35.8 | 31.8 | 35.6 | 0
3279 | 39.8 | 36.3 | 37.3 | 41.9 | 44.4 | 34.2 | 32.5 | 40.5 | 34.1 | 42 | 42.5 | 33.8 | 44.2 | 30.8 | 30 | 35.8 | 33.8 | 39.7 | 32.9 | 42.4 | 44.8 | 37.9 | 30.2 | 40.3 | 41.8 | 42.8 | 40.6 | 36.5 | 32.7 | 34.6 | 27.9 | 32.9 | 41.6 | 43.9 | 36.3 | 30.8 | 32.5 | 42.2 | 37.8 | 40.3 | 33 | 41.2 | 32.7 | 40.5 | 31.4 | 41.1 | 44.7 | 34.8 | 35.3 | 34.9 | 26.5 | 20.9 | 39.3 | 26.8 | 37.7 | 32.9 | 36.3 | 31.8 | 34.8 | 0
3280 | 39.8 | 36.3 | 37.6 | 41.8 | 44.1 | 33.6 | 32.7 | 40.9 | 32.8 | 41.3 | 42.2 | 32 | 44.4 | 30.9 | 30.4 | 35.8 | 33.3 | 39.7 | 32.1 | 41.9 | 44.5 | 38.2 | 29.1 | 40.2 | 41.6 | 43 | 41.3 | 33.3 | 28.4 | 33.3 | 27.8 | 32.2 | 41.8 | 44 | 36.2 | 31.7 | 32.1 | 42.4 | 36.2 | 40.6 | 32.8 | 40.5 | 32.3 | 40.7 | 31 | 41.3 | 43.7 | 32.2 | 35.4 | 35.6 | 24.1 | 20.6 | 39.6 | 27.3 | 37.8 | 32.2 | 36.3 | 31.5 | 33.9 | 0
3281 | 40.2 | 36 | 37.4 | 41.4 | 42.6 | 32.9 | 32.5 | 40.9 | 31.5 | 40.6 | 41.7 | 30.4 | 44 | 30.8 | 30.5 | 35.8 | 32 | 39.7 | 30.8 | 41.4 | 43.6 | 38.2 | 29.4 | 39.6 | 41.4 | 42.9 | 41.6 | 30 | 23.6 | 32 | 27.4 | 30.9 | 41.6 | 43.4 | 35.7 | 31.4 | 31.8 | 42.2 | 35.3 | 40.3 | 32.4 | 39.6 | 31.4 | 40.6 | 30.5 | 40.8 | 41.8 | 29 | 34.8 | 35.7 | 21.6 | 20.4 | 38.8 | 27.7 | 38.2 | 30.6 | 36.3 | 31.1 | 32.4 | 0
3282 | 39 | 35.7 | 36.5 | 40.1 | 41 | 29.6 | 31 | 40.3 | 30.5 | 39.7 | 40.7 | 29.7 | 43.2 | 30.3 | 29.9 | 34.6 | 30.2 | 39 | 29.4 | 39.8 | 43 | 36.7 | 28 | 38.2 | 41.1 | 42.7 | 41.7 | 28.8 | 22.4 | 30.6 | 27.2 | 29.6 | 40 | 42.5 | 34.5 | 30.7 | 30.3 | 41.2 | 33.2 | 40 | 31.5 | 36.9 | 30 | 39.4 | 29.9 | 39.2 | 38.4 | 27 | 34.3 | 35.1 | 21.5 | 18.8 | 36.1 | 27.3 | 38.2 | 29 | 35.1 | 30.6 | 30.9 | 0
3283 | 39 | 33.8 | 35.2 | 38.6 | 38.7 | 27.3 | 30.7 | 38.9 | 29.7 | 37.1 | 39.6 | 28.9 | 41.9 | 29.4 | 24.5 | 31.6 | 28.3 | 37.7 | 28 | 38.5 | 41.4 | 35.2 | 27.1 | 36.2 | 39.5 | 41.4 | 41.3 | 28.4 | 22 | 29.4 | 27 | 28.4 | 28 | 41.2 | 33.2 | 30 | 28.8 | 39.6 | 31.9 | 36.9 | 30.8 | 35.5 | 28.6 | 37.1 | 28.9 | 37.1 | 35.1 | 25.5 | 33.4 | 34.2 | 21.2 | 17.5 | 33.3 | 25.1 | 33.7 | 27.5 | 33.7 | 30 | 29.3 | 0
3284 | 37.5 | 31.8 | 33.7 | 36.8 | 36.2 | 25.6 | 29.7 | 37.2 | 29.3 | 35.1 | 38 | 28.4 | 40.4 | 29.1 | 28.4 | 30 | 26.8 | 34.7 | 27 | 36.8 | 39.8 | 33.7 | 25 | 33.8 | 37.9 | 39 | 40.1 | 29.4 | 24 | 28.4 | 26.8 | 27.8 | 28.3 | 40 | 31.3 | 29.6 | 27 | 36.9 | 31.1 | 35.8 | 30.2 | 34 | 27.2 | 34.7 | 28.5 | 34.8 | 31.8 | 25.2 | 32.6 | 33.6 | 22.2 | 15.6 | 30.6 | 24.6 | 33.2 | 26.8 | 32.5 | 29.2 | 28.2 | 0
3285 | 35.7 | 28.5 | 32 | 35.5 | 34.6 | 24.9 | 27.9 | 35.9 | 29.1 | 33.1 | 36.4 | 27.5 | 38.9 | 28.6 | 27.3 | 29.6 | 25.8 | 33.2 | 26.3 | 36 | 38.8 | 32.6 | 24.4 | 31.6 | 35.7 | 37.8 | 38.8 | 29.5 | 24.3 | 27.8 | 26.4 | 27.4 | 29.1 | 38.7 | 28.6 | 29.3 | 26.2 | 35.4 | 30.6 | 35 | 29.7 | 34.5 | 26.3 | 32.9 | 28.4 | 33.1 | 30 | 24.7 | 31.5 | 32.2 | 21.8 | 15 | 29.5 | 24.4 | 30.2 | 26.4 | 31.5 | 28.8 | 27.3 | 0
3286 | 35 | 27.4 | 30.2 | 34.3 | 33.8 | 23.9 | 26.4 | 34.9 | 28.3 | 31.3 | 34.8 | 27.1 | 37.5 | 28.6 | 26.5 | 28.7 | 25.5 | 31.2 | 25.8 | 34.7 | 38.1 | 32.2 | 23.2 | 29.8 | 35.2 | 37 | 37.6 | 29.4 | 25.1 | 27.4 | 26.1 | 27 | 29.8 | 37.9 | 26.9 | 29.2 | 25.6 | 34.8 | 30.5 | 33.8 | 29.4 | 34.2 | 25.8 | 31 | 28.1 | 32 | 28.8 | 24.7 | 30.9 | 31.2 | 22.3 | 14.5 | 29 | 24.5 | 29.6 | 26.5 | 30.5 | 28.8 | 27.3 | 0
3287 | 34.5 | 24.8 | 29.2 | 33.8 | 33 | 23.3 | 25.2 | 33.9 | 28.3 | 30.1 | 33.5 | 27 | 36.4 | 28.6 | 25.8 | 28.5 | 25.4 | 29.9 | 25.4 | 34 | 37.4 | 31.9 | 23.4 | 28.8 | 33.6 | 35.7 | 36.3 | 28 | 24 | 27.2 | 25.6 | 26.9 | 29.7 | 37 | 26.2 | 29.2 | 25.8 | 34.1 | 30.4 | 32.9 | 29.2 | 34 | 25.6 | 29.7 | 27.9 | 31.4 | 29 | 24.2 | 30.2 | 30.6 | 22 | 15 | 29.4 | 24.5 | 29.2 | 26.2 | 30.3 | 28.8 | 27.4 | 0
3288 | 34 | 23.5 | 28.2 | 33.1 | 32 | 22.7 | 23.8 | 33.1 | 28 | 29 | 32.4 | 27.9 | 35.5 | 28.2 | 24.8 | 28 | 25.3 | 29.2 | 25 | 32.6 | 35.1 | 31.2 | 22.3 | 28.2 | 32.9 | 34.4 | 35 | 27 | 24.2 | 27 | 25.3 | 26.4 | 30.3 | 36.3 | 26.7 | 28.8 | 25.5 | 33.1 | 30.1 | 32.1 | 28.7 | 31.4 | 25.4 | 28.5 | 27.8 | 30.8 | 29.2 | 24.2 | 30 | 30.1 | 23.2 | 14.9 | 28.9 | 24.5 | 29 | 25.8 | 29.9 | 28.5 | 27.9 | 0
3289 | 32.6 | 22.7 | 27.4 | 32.7 | 31.2 | 22.1 | 23.1 | 32.6 | 27.1 | 28.2 | 31.6 | 28.6 | 34.5 | 28.2 | 24.4 | 26.6 | 24.7 | 28.6 | 24.3 | 32.1 | 33.9 | 30.1 | 22.1 | 27.9 | 32.4 | 33 | 34 | 25.5 | 23.4 | 26.9 | 24.9 | 26.4 | 30 | 35.2 | 25.7 | 28.7 | 25.6 | 31.8 | 29.9 | 31.7 | 28.5 | 29.1 | 25.1 | 28.4 | 27.7 | 29.9 | 29.9 | 23.8 | 29.3 | 29.4 | 23.8 | 15.2 | 28.5 | 24.4 | 29 | 24.8 | 29.3 | 28.3 | 27.9 | 0
3290 | 32 | 21.7 | 26.5 | 31.8 | 30.8 | 21.6 | 23 | 32.1 | 27.3 | 27.7 | 30.9 | 29.4 | 33.4 | 28.2 | 24.4 | 28.6 | 24 | 27.6 | 23.8 | 31.6 | 33 | 28.7 | 20.6 | 27.4 | 31 | 32 | 33.2 | 25 | 24 | 26.6 | 24.6 | 26 | 29.8 | 34.2 | 25.2 | 28.7 | 25 | 31.8 | 29.7 | 31.7 | 28.4 | 26.2 | 24.6 | 28 | 27.3 | 28.5 | 30.2 | 23.9 | 28.6 | 28.7 | 25 | 14.8 | 27.2 | 24.5 | 29.7 | 24 | 28.7 | 28.2 | 27.6 | 0
3291 | 31.5 | 21 | 25.8 | 31 | 30.4 | 21.3 | 22.7 | 31.2 | 27.3 | 27.3 | 30.2 | 29.1 | 32.1 | 27.7 | 23.4 | 28.4 | 23.3 | 26.7 | 23.4 | 32.5 | 32.6 | 27.9 | 20.4 | 26.8 | 30.9 | 30.4 | 32.4 | 24.2 | 23.2 | 26.3 | 24.1 | 25.9 | 29.6 | 33 | 24.7 | 28.6 | 24.9 | 31.5 | 29.8 | 31.7 | 27.9 | 25.7 | 24.2 | 27.5 | 26.4 | 27 | 30.8 | 23.7 | 27.4 | 28.2 | 24.7 | 15.1 | 26.7 | 24.6 | 29.7 | 23.3 | 28.5 | 28.2 | 26.8 | 0
3292 | 30.7 | 20 | 25.1 | 30 | 30.1 | 20.9 | 22.4 | 29.9 | 26.8 | 26.8 | 29.2 | 28.7 | 31.1 | 27.3 | 23.4 | 27.5 | 23.2 | 26 | 23.7 | 33.2 | 32.1 | 27.4 | 19.3 | 25.9 | 30.4 | 29.2 | 31.5 | 24.5 | 23.9 | 26 | 23.8 | 25.6 | 28.8 | 32.5 | 24 | 28.3 | 24.3 | 31.3 | 29.6 | 31.7 | 27.4 | 25.5 | 23.9 | 26.9 | 26 | 25.7 | 30.8 | 24.4 | 26.7 | 28.1 | 25.2 | 14.8 | 26.4 | 24.5 | 29.2 | 23.5 | 27.9 | 28.2 | 26.3 | 0
3293 | 30 | 20.3 | 24.8 | 28.4 | 29.8 | 20.6 | 22.4 | 28.6 | 26.7 | 26.6 | 29.1 | 25 | 30.4 | 27.5 | 23.4 | 25.5 | 24.4 | 26 | 24.8 | 29.2 | 32.2 | 26.3 | 19.6 | 25.4 | 29.3 | 28 | 30.6 | 26.4 | 23.4 | 25.2 | 23.8 | 25.4 | 28.5 | 32.2 | 22.7 | 28.3 | 24 | 31.4 | 29.4 | 31.2 | 27.2 | 27 | 23.4 | 26.5 | 25.7 | 32.2 | 30.4 | 23.6 | 26 | 27.6 | 22 | 14.8 | 27.4 | 24.6 | 28.6 | 25.4 | 27.3 | 28.2 | 27.2 | 0
3294 | 29.5 | 20.5 | 24.3 | 28.3 | 29.8 | 20.4 | 22.3 | 28.4 | 26.9 | 26.6 | 28.7 | 26 | 31 | 27.3 | 23.4 | 25.5 | 26.3 | 25.9 | 26.3 | 29.4 | 32 | 25.3 | 21.9 | 25.7 | 28.9 | 27.3 | 29.7 | 27.5 | 23.6 | 26 | 24 | 25.7 | 28.8 | 32.3 | 23 | 28.2 | 24.6 | 30.8 | 29.4 | 29.8 | 26.8 | 28.2 | 24.2 | 26 | 25.5 | 32.1 | 32.1 | 25.2 | 27.9 | 27.6 | 22.3 | 16.8 | 28.1 | 24.6 | 28.2 | 26.5 | 26.9 | 28.3 | 28 | 0
3295 | 29 | 22.5 | 24.6 | 29 | 30.4 | 20.3 | 22.6 | 29.4 | 27.3 | 26.1 | 28.9 | 27.7 | 32.6 | 27.9 | 23.5 | 25.6 | 28.8 | 26.4 | 28.1 | 29.3 | 32.1 | 25.2 | 24.4 | 26.8 | 29.3 | 27.2 | 29.7 | 29.2 | 25 | 27 | 24.5 | 26.9 | 28.8 | 33.5 | 23.7 | 28.2 | 26.2 | 31.6 | 29.4 | 29.5 | 26.9 | 30.8 | 25.3 | 26 | 25.8 | 32.7 | 34.7 | 27.4 | 29.9 | 27.6 | 23.1 | 18.7 | 29.1 | 24.6 | 28.1 | 27.6 | 28.1 | 28.6 | 29.2 | 0
3296 | 29.5 | 26.8 | 25.8 | 30.4 | 31.6 | 21.9 | 23.2 | 31.3 | 28.8 | 28 | 29.8 | 29.6 | 34.8 | 30.1 | 24 | 27.6 | 30.8 | 29.2 | 30 | 32.2 | 32.7 | 25.9 | 27.4 | 28.4 | 30.8 | 28.5 | 30.2 | 31 | 26 | 28.4 | 25 | 29.4 | 30.3 | 35.2 | 25.2 | 29.6 | 28 | 33.8 | 31 | 30.9 | 28.4 | 33.4 | 26.8 | 26.2 | 27.1 | 33.4 | 36 | 29.6 | 32.2 | 27.6 | 24 | 20.6 | 30.6 | 24.6 | 28.9 | 29 | 29.7 | 29 | 30.4 | 0
3297 | 31.5 | 29 | 28.5 | 32.6 | 32.7 | 25.3 | 24.9 | 33.5 | 31.5 | 31.3 | 31.1 | 31.9 | 37.5 | 31.4 | 25.5 | 27.4 | 32.2 | 31.9 | 31.2 | 33.2 | 36.6 | 27.1 | 29.2 | 30.7 | 34.1 | 31.4 | 31.4 | 32.7 | 28.5 | 29.6 | 25.6 | 30.7 | 31.9 | 37.4 | 32.1 | 30.3 | 30.2 | 36.7 | 33.1 | 33.2 | 30.4 | 36.6 | 28.1 | 28.4 | 28.3 | 35.5 | 38.1 | 31.8 | 33.4 | 28.7 | 25.3 | 21.1 | 32.3 | 25 | 30 | 30.1 | 31.9 | 29.7 | 32 | 0
3298 | 33.3 | 32.1 | 30.4 | 35.3 | 34 | 27.4 | 26.2 | 35.5 | 32.4 | 33.6 | 33 | 33.8 | 39.9 | 34 | 27.1 | 30.5 | 32.8 | 34.6 | 31.9 | 35.9 | 39.5 | 28.6 | 30.8 | 33 | 36.5 | 34.8 | 33.3 | 34.2 | 30.2 | 31.1 | 26 | 30.7 | 33.2 | 39.1 | 34.3 | 30.7 | 32 | 38.8 | 35.4 | 35.2 | 31.6 | 38.7 | 29.4 | 30.6 | 29.7 | 37.5 | 38.8 | 33.6 | 34.3 | 30 | 26.5 | 21 | 34.4 | 25.4 | 32 | 31.3 | 33.5 | 30.2 | 33.3 | 0
3299 | 35.3 | 34.1 | 32.2 | 38 | 36 | 29.6 | 27.7 | 37.3 | 32.7 | 36.3 | 35 | 35.6 | 42 | 35 | 28.5 | 33.5 | 33 | 36.2 | 32.2 | 36.6 | 41.3 | 30.4 | 31.4 | 35.4 | 38.6 | 37.9 | 35.6 | 35.6 | 32.4 | 32.4 | 26.4 | 31.5 | 34.4 | 40.4 | 37.2 | 31.2 | 33.4 | 40.6 | 36.9 | 37.5 | 32 | 40.6 | 30.5 | 33.4 | 30.2 | 40 | 40.4 | 35.2 | 34.6 | 31.8 | 27.8 | 20.2 | 36.2 | 25.5 | 33.5 | 32.2 | 35.6 | 30.5 | 34.6 | 0
3300 | 37.4 | 35.4 | 34 | 40.3 | 37.7 | 31.3 | 29.4 | 38.8 | 33.7 | 38.3 | 37.1 | 36.6 | 43.3 | 36.5 | 30.5 | 34.4 | 33.1 | 37.2 | 32.7 | 39.2 | 42.2 | 33.3 | 32.4 | 37.4 | 40.3 | 40.7 | 38.1 | 37.2 | 33.1 | 33.9 | 26.8 | 31.4 | 36.7 | 40.9 | 40 | 31.7 | 33.9 | 41.2 | 38.6 | 38.7 | 32.4 | 41 | 31.7 | 35.4 | 30.1 | 41.4 | 41 | 36.3 | 35.5 | 32.5 | 28.7 | 20 | 37.7 | 26.3 | 34.9 | 33.1 | 36.9 | 31.9 | 35.2 | 0
3301 | 39.1 | 36.2 | 35.2 | 42.1 | 37.8 | 32.5 | 31.2 | 39.9 | 35.8 | 39.3 | 39 | 37.5 | 44.3 | 37.7 | 31 | 35 | 33.5 | 38.2 | 33.2 | 39.2 | 42.9 | 34.6 | 32.9 | 39.1 | 41.3 | 42.3 | 40.4 | 38.8 | 34.2 | 34.9 | 27.4 | 31.7 | 39.3 | 41.3 | 40.3 | 32.3 | 34.1 | 41.9 | 39.3 | 39.5 | 33.1 | 41.6 | 32.6 | 37.9 | 30.3 | 42.4 | 42.8 | 37 | 36.1 | 33.8 | 29.5 | 19.9 | 38 | 26.5 | 36 | 33.5 | 37.7 | 32.1 | 35.5 | 0
3302 | 40.1 | 36.9 | 36 | 43 | 40.1 | 33.3 | 32.2 | 40.6 | 36.4 | 40.3 | 40.6 | 37.6 | 44.8 | 38.9 | 32.4 | 35.9 | 34 | 39.7 | 33.8 | 40 | 43.6 | 35.7 | 33.6 | 40.2 | 41.8 | 44.3 | 42.3 | 40.2 | 34.4 | 35.4 | 28 | 32.2 | 40.2 | 41.5 | 40.6 | 32.7 | 33.8 | 41.7 | 38.6 | 40.5 | 33.2 | 41.4 | 33.4 | 38.9 | 30.6 | 42.4 | 43.8 | 37 | 37 | 34.4 | 30 | 20.6 | 37.4 | 25.9 | 36.9 | 33.6 | 38.7 | 32.3 | 35 | 0
3303 | 41 | 36.4 | 37 | 43.3 | 40.5 | 33.7 | 32.9 | 40.9 | 36.8 | 40.4 | 41.6 | 37.7 | 45.1 | 36 | 33.7 | 35.5 | 34.4 | 39.7 | 33.8 | 37.5 | 43.9 | 36.6 | 33.1 | 40.9 | 41.9 | 44.5 | 43.6 | 41 | 35.5 | 34.9 | 28.6 | 32.7 | 41 | 42.1 | 41.1 | 32 | 33.6 | 42.2 | 37.6 | 41.6 | 32.9 | 41.7 | 33.3 | 39.7 | 30.6 | 42.5 | 45.5 | 36.3 | 36.9 | 35.6 | 30.4 | 20.8 | 35.7 | 24.9 | 37.1 | 33.1 | 39.1 | 32.3 | 34.3 | 0
3304 | 41.6 | 35.6 | 37 | 42.9 | 40.4 | 33.1 | 32.7 | 40.9 | 35 | 40.4 | 42 | 37.1 | 44.8 | 35.2 | 34 | 35.8 | 34 | 39.7 | 33.4 | 36.5 | 43.8 | 36.7 | 32.3 | 40.6 | 42 | 44.4 | 44.1 | 40.9 | 35.4 | 34 | 29 | 31.4 | 41.4 | 42.5 | 41 | 32.1 | 33 | 42.7 | 36.5 | 41.9 | 32.8 | 40.9 | 32.8 | 38.4 | 30.6 | 41.8 | 44.9 | 35 | 36.7 | 36.2 | 30.2 | 20.9 | 33.7 | 24.9 | 37.5 | 32.4 | 39.1 | 32.1 | 33.1 | 0
3305 | 41.6 | 35 | 37 | 42 | 39.5 | 32.3 | 32.2 | 40.5 | 34.5 | 39.3 | 41.7 | 36.4 | 44.2 | 34.2 | 33.5 | 35 | 32.8 | 39 | 32 | 34 | 43.4 | 36.7 | 30.4 | 39.6 | 41.9 | 44.4 | 44 | 40 | 35.4 | 32.6 | 29 | 31.7 | 41.6 | 42.6 | 40.5 | 31.6 | 32.4 | 42.2 | 35.3 | 41.9 | 32.4 | 40 | 31.4 | 37.6 | 30.4 | 41.2 | 43.4 | 33.4 | 35.6 | 36.2 | 29.6 | 20 | 31.8 | 25 | 37.5 | 31.4 | 38.7 | 32 | 32 | 0
3306 | 41.2 | 30.4 | 36 | 40.7 | 38.7 | 29 | 31.2 | 39.7 | 33.5 | 38 | 40.9 | 35.2 | 42.9 | 33.4 | 33 | 34 | 30.8 | 37.9 | 30.3 | 34.2 | 42.8 | 36.2 | 28.7 | 37.7 | 41.9 | 43.9 | 43.4 | 38.5 | 33.6 | 31.5 | 28.6 | 31.1 | 29.7 | 41.8 | 39.5 | 31 | 31.4 | 41.2 | 33.3 | 40.5 | 31.2 | 37.8 | 29.8 | 36 | 30.1 | 39.7 | 39.3 | 31.8 | 34.8 | 36.7 | 28.3 | 19 | 30.8 | 25 | 37.4 | 30.7 | 38.1 | 31.2 | 30.9 | 0
3307 | 40.1 | 28.7 | 32 | 39.2 | 37.3 | 27.1 | 29.9 | 38.3 | 31.5 | 35.9 | 39.4 | 34.1 | 41.3 | 32.6 | 32.3 | 32.5 | 28.9 | 36 | 28.4 | 32.6 | 41.9 | 35.1 | 26.6 | 35.6 | 40.3 | 42.7 | 42.5 | 37.1 | 32.3 | 30.4 | 28 | 29.8 | 33.3 | 40.6 | 37.8 | 31 | 30.5 | 39.7 | 32.2 | 37.6 | 30.6 | 36.2 | 27.9 | 34.2 | 29.1 | 38.4 | 35.9 | 30.7 | 33.8 | 33.5 | 26.9 | 17.3 | 30.3 | 24.8 | 35.1 | 30 | 37.9 | 30.3 | 30.4 | 0
3308 | 38.2 | 26.8 | 30.1 | 37.6 | 36.2 | 25.1 | 29.2 | 36.3 | 30.5 | 33.4 | 37.8 | 33 | 39.6 | 32.1 | 31.5 | 31.5 | 27.4 | 34.7 | 27 | 32.4 | 39.5 | 33.7 | 25.4 | 33.4 | 36.8 | 41.1 | 41.4 | 36 | 30.2 | 29.8 | 27.4 | 29.2 | 33.6 | 39 | 36.5 | 30.1 | 29.6 | 37.7 | 31.5 | 35.1 | 30.3 | 34.6 | 26.4 | 32.6 | 28.7 | 36.6 | 32.6 | 30 | 33.4 | 29 | 25.4 | 16.2 | 30.4 | 24.8 | 33.9 | 29.4 | 29.6 | 29.3 | 30 | 0
3309 | 36.6 | 27.7 | 29.7 | 36.1 | 35.5 | 24.6 | 27.7 | 34.7 | 29.8 | 31.4 | 36 | 32.3 | 38.3 | 31.4 | 28.7 | 29 | 26.9 | 33.2 | 26 | 29.5 | 37.2 | 32.5 | 24.1 | 31.8 | 34.4 | 39.4 | 40.2 | 35.4 | 29.5 | 29.1 | 27 | 28.7 | 33.4 | 37.8 | 35.5 | 29.7 | 29.2 | 36.1 | 31 | 33.1 | 30 | 34.5 | 25.1 | 31.4 | 28.4 | 35.4 | 32 | 29.7 | 32.8 | 29.7 | 24.4 | 15.1 | 30.4 | 24.6 | 32.8 | 28.6 | 28.7 | 29.1 | 30.1 | 0
3310 | 35.1 | 25.2 | 29.8 | 34.6 | 34.5 | 24.2 | 26.6 | 33 | 28.8 | 30 | 34.5 | 31.4 | 37.2 | 31.1 | 27.9 | 27.7 | 27 | 31.7 | 25.9 | 29.1 | 36.3 | 31.3 | 23.8 | 30.4 | 33.8 | 37.9 | 38.9 | 35.1 | 28.3 | 28.7 | 26.6 | 28.6 | 32.2 | 36.8 | 34.5 | 29.7 | 28.8 | 36 | 30.7 | 32.2 | 29.8 | 34.4 | 24.5 | 30 | 28.3 | 33.9 | 31.6 | 29.3 | 32.7 | 29.5 | 23.6 | 15 | 30.2 | 24.8 | 32.5 | 27.8 | 28.7 | 29.1 | 29.9 | 0
3311 | 33.1 | 22.1 | 29.2 | 33.4 | 34.2 | 23.7 | 25.7 | 31.4 | 28.4 | 28.9 | 33.4 | 30.4 | 36.4 | 30.9 | 27 | 27.2 | 27.2 | 30.7 | 26 | 28.2 | 36.4 | 30.2 | 23.2 | 29.6 | 33.8 | 35.5 | 37.6 | 34.6 | 27.8 | 28 | 26.4 | 28.1 | 31.7 | 36.4 | 33.1 | 29.7 | 28.6 | 35.6 | 30.5 | 33.1 | 29.7 | 34.6 | 24.2 | 29 | 28.1 | 33 | 32.2 | 28.6 | 32 | 29 | 23.2 | 15 | 29.6 | 25 | 32 | 26.8 | 28.5 | 29 | 29.6 | 0
3312 | 32.1 | 22 | 28.2 | 32.3 | 33.2 | 22.9 | 24.7 | 30.3 | 27.8 | 27.9 | 32.8 | 28.8 | 35.4 | 30.6 | 25.5 | 27 | 26.8 | 29.7 | 26.2 | 31.2 | 35.2 | 29 | 23 | 28.6 | 33.9 | 33.6 | 36.3 | 33.4 | 26 | 27.5 | 26 | 27.7 | 31.7 | 35.8 | 32.1 | 29.3 | 27.8 | 33.3 | 34 | 32.5 | 29.4 | 33.4 | 24.4 | 28 | 28 | 31.8 | 30.9 | 27.3 | 31.4 | 28.4 | 22.7 | 15.5 | 28.9 | 24 | 31.5 | 26 | 28.1 | 28.4 | 28.8 | 0
3313 | 30.6 | 21.7 | 27.5 | 31.3 | 33.2 | 22.8 | 23.9 | 29.8 | 28.5 | 27.5 | 32.3 | 27.3 | 34.3 | 30.2 | 25.1 | 25.2 | 25.8 | 29.2 | 25.9 | 32.9 | 34.2 | 29 | 22 | 27.8 | 33.7 | 31.9 | 35.1 | 31.6 | 24.8 | 26.6 | 25.5 | 27.7 | 31 | 35.4 | 31 | 29.2 | 26.9 | 33.2 | 30 | 32.2 | 29 | 31.8 | 24.3 | 27.9 | 27.7 | 31.4 | 29.9 | 25.6 | 29.9 | 27.8 | 22.4 | 15.3 | 28.1 | 23.9 | 30.6 | 25.2 | 27.5 | 28.3 | 27.9 | 0
3314 | 29.2 | 21.3 | 26.4 | 30.4 | 32.3 | 22.5 | 23.2 | 29.3 | 28.3 | 27.2 | 31.8 | 25.6 | 32.9 | 29.8 | 24.7 | 24 | 24.4 | 28.9 | 25.4 | 35.4 | 33.2 | 29.5 | 21 | 26.8 | 33.4 | 30.4 | 34.1 | 29.4 | 23 | 26 | 24.8 | 27.7 | 30.4 | 34.4 | 29.4 | 29 | 25.6 | 33.3 | 29.9 | 31.5 | 28.6 | 29.2 | 24.2 | 27.4 | 27.2 | 31 | 27.8 | 24 | 28.4 | 27.3 | 22 | 15 | 27.6 | 23.9 | 30 | 24.8 | 27.6 | 28.2 | 27 | 0
3315 | 28.6 | 20.4 | 25.7 | 29.6 | 31.7 | 22.1 | 22.7 | 28.6 | 28.1 | 26.8 | 30.9 | 24.7 | 31.6 | 29.4 | 24.5 | 23 | 23.4 | 28.2 | 24.6 | 33.7 | 32.3 | 28.8 | 19.5 | 26.1 | 33.2 | 29.3 | 33.1 | 27.5 | 22.8 | 25.3 | 24.2 | 27.5 | 30.2 | 33.5 | 29 | 29 | 24.6 | 33.3 | 28.4 | 30.8 | 28.3 | 27.6 | 23.7 | 26.9 | 26.9 | 31.5 | 27.8 | 22.9 | 26.5 | 26.8 | 21.9 | 14.2 | 27.2 | 23.9 | 29 | 24.5 | 26.9 | 28 | 26.6 | 0
3316 | 28.1 | 19.9 | 25 | 28.9 | 30.5 | 21.8 | 22.2 | 27.7 | 27.7 | 26.7 | 30 | 24.4 | 30.6 | 29.4 | 24 | 22.2 | 23.3 | 27.7 | 24.4 | 32.5 | 32.4 | 28 | 19.2 | 25.4 | 32.7 | 28.2 | 32 | 26.4 | 22.5 | 25.1 | 23.8 | 27.2 | 30 | 32.5 | 28 | 28.7 | 23.9 | 33.7 | 25.3 | 30.1 | 27.7 | 26.4 | 23.4 | 26.4 | 26.6 | 31.7 | 28.1 | 22.8 | 25.9 | 26.5 | 21.7 | 14.2 | 27.2 | 24 | 28.6 | 24.8 | 23.5 | 27.8 | 26.6 | 0
3317 | 27.2 | 19 | 24.8 | 28.4 | 29.7 | 21.3 | 21.7 | 26.8 | 27 | 26.7 | 27.4 | 27.6 | 29.4 | 29.7 | 23.5 | 22 | 24.8 | 27.7 | 25.2 | 27 | 32.1 | 26.9 | 21 | 25.2 | 31.7 | 27.4 | 30.8 | 30.4 | 25 | 26 | 23 | 27.2 | 29.5 | 32.6 | 27.6 | 28.7 | 27 | 33.1 | 26.3 | 29.5 | 27.2 | 26.6 | 22.8 | 26.1 | 26.2 | 29.6 | 26 | 25 | 27.4 | 26.3 | 23.6 | 15 | 27.2 | 24 | 28.7 | 25 | 23.1 | 27.7 | 29 | 0
3318 | 26.6 | 18.7 | 24.5 | 28.2 | 29.3 | 20.7 | 21.3 | 27.8 | 26.3 | 26.9 | 27 | 27.8 | 29.9 | 29.7 | 23.5 | 21.8 | 26.6 | 27.3 | 27.6 | 28 | 31.5 | 26.5 | 21.9 | 25.7 | 31.4 | 27 | 29.6 | 30.4 | 26.1 | 26.6 | 22.4 | 27.2 | 29 | 33.2 | 27.4 | 29.1 | 28.3 | 32.2 | 27 | 29 | 26.7 | 28.3 | 23.5 | 25.6 | 25.8 | 30.7 | 28.2 | 26 | 29.4 | 26 | 22.9 | 15.5 | 28.7 | 24.1 | 28.5 | 26.9 | 23.7 | 27.9 | 30.1 | 0
3319 | 26.5 | 21.3 | 24.8 | 28.7 | 30.2 | 20.6 | 21.2 | 29.5 | 27 | 27.3 | 27.5 | 29.9 | 32 | 30.5 | 23.6 | 23.3 | 28.4 | 28.1 | 29.3 | 29.9 | 31.6 | 26.5 | 23.3 | 27 | 31.4 | 27 | 29.3 | 31 | 26.9 | 27.7 | 22.4 | 28.9 | 28.7 | 34.6 | 27.9 | 29.1 | 29.2 | 33.6 | 27.5 | 29 | 26.8 | 31.5 | 24.7 | 25.4 | 25.7 | 32.5 | 31.1 | 27.7 | 31.4 | 26 | 23.4 | 16.2 | 29.8 | 24.2 | 28.5 | 28.3 | 22.3 | 28.4 | 31.3 | 0
3320 | 28 | 25 | 26.3 | 30 | 32.3 | 22.5 | 22.1 | 32.1 | 28.3 | 28.4 | 28.2 | 32 | 34.6 | 32.1 | 23.9 | 25.5 | 30.8 | 31 | 31.4 | 31.2 | 33.3 | 27.6 | 25 | 28.6 | 32.5 | 27.9 | 29.9 | 32 | 29.4 | 29.2 | 23 | 30.5 | 29.2 | 36.4 | 30.5 | 29.8 | 30.4 | 35.7 | 27.7 | 30.7 | 28.2 | 34.6 | 26 | 25.9 | 26.8 | 35 | 35.8 | 29.6 | 34 | 27 | 23.8 | 16.4 | 31.4 | 24.3 | 29.5 | 29.6 | 22.5 | 28.8 | 32.6 | 0
3321 | 30.3 | 28.7 | 29 | 31.9 | 34.2 | 25 | 24.7 | 35.1 | 30.2 | 31.3 | 30.1 | 35.2 | 37.9 | 34.1 | 25.3 | 29.4 | 31.6 | 34.8 | 31.6 | 33.2 | 36.1 | 29 | 26.6 | 30.8 | 34.2 | 29.8 | 30.6 | 33.5 | 31 | 30.8 | 24.1 | 33.1 | 30.8 | 38.3 | 34 | 30.1 | 30.5 | 37.3 | 28.7 | 32.9 | 31.2 | 37.7 | 27.7 | 28.7 | 30.1 | 37.3 | 38.5 | 31.5 | 35.1 | 28.7 | 25.4 | 16.5 | 32.2 | 24.5 | 31.1 | 29.7 | 22 | 29.8 | 33.5 | 0
3322 | 32.1 | 31.4 | 30.5 | 34 | 36.4 | 26.9 | 26.7 | 37.6 | 32.3 | 32.3 | 32.1 | 36.6 | 40.4 | 35.7 | 26.8 | 31.1 | 32.2 | 37.8 | 32.3 | 34.6 | 38.4 | 32 | 28.1 | 32.9 | 36 | 32.7 | 32 | 35 | 33.9 | 32.4 | 25 | 33.9 | 32.7 | 40 | 36 | 30.9 | 30.8 | 38.8 | 29.4 | 36.1 | 32 | 39.4 | 29.2 | 31 | 30.2 | 39.5 | 41.3 | 33 | 36.2 | 30 | 25.9 | 16.3 | 33.6 | 24.5 | 33.2 | 30 | 24.9 | 30.2 | 34.2 | 0
3323 | 33.9 | 33.4 | 33.7 | 36 | 38.8 | 28.7 | 28.2 | 38.9 | 34.6 | 34.8 | 35 | 37.4 | 42.4 | 36.9 | 28.3 | 32.9 | 31.8 | 39.5 | 32.2 | 36.6 | 40.4 | 33.3 | 29.2 | 35 | 37.3 | 36.2 | 34.3 | 36.6 | 35.6 | 33.6 | 25.6 | 34.4 | 34.2 | 41.4 | 38 | 31.5 | 30.8 | 39.9 | 31.2 | 37.5 | 33.2 | 40.6 | 30.8 | 34.4 | 30.6 | 41 | 41.8 | 34 | 36.4 | 31.4 | 26.4 | 16.4 | 34.8 | 24.8 | 34.2 | 30.2 | 27.7 | 30.9 | 34.6 | 0
3324 | 36.2 | 34.5 | 34 | 37.7 | 40.5 | 31 | 30.2 | 39.2 | 36.7 | 36.8 | 37.4 | 35.8 | 43.1 | 38.2 | 30.8 | 34.3 | 32.3 | 40.8 | 33.6 | 37.9 | 41.8 | 34.7 | 30.1 | 36.5 | 38.6 | 38.9 | 36.6 | 37.8 | 37.8 | 34.4 | 25.6 | 34.9 | 36.4 | 42.3 | 40 | 32.1 | 31.7 | 40.8 | 32.9 | 38.8 | 33.6 | 40.9 | 32 | 37.6 | 31 | 42.4 | 43.3 | 34.6 | 37.5 | 32.7 | 25.4 | 16.8 | 36.9 | 25 | 35.8 | 31.5 | 28.7 | 31.9 | 35 | 0
3325 | 37.2 | 35.4 | 35 | 39 | 42.2 | 33.5 | 31.3 | 39.5 | 38.4 | 37.8 | 40.1 | 34.8 | 43.8 | 39.6 | 31.8 | 35.9 | 32.4 | 41.2 | 34 | 39.7 | 42.7 | 36.2 | 30.6 | 37.7 | 40.1 | 40.9 | 38.4 | 38.7 | 37.4 | 34.7 | 25.3 | 36.4 | 38.4 | 43 | 41.4 | 32.2 | 32.4 | 41 | 34.6 | 40.1 | 33.9 | 41.7 | 33 | 39.4 | 31.1 | 43 | 43.4 | 35 | 38.1 | 34.4 | 25.2 | 17.8 | 38.1 | 25.2 | 36.7 | 32.7 | 30.3 | 32.4 | 35 | 0
3326 | 38.2 | 36.1 | 36 | 39.8 | 42 | 32.5 | 32.5 | 40.6 | 39.4 | 38.3 | 41.9 | 33.6 | 44 | 40.4 | 32.8 | 36.4 | 33.2 | 41.3 | 34.8 | 40.6 | 43.5 | 37.4 | 30.8 | 38.2 | 40.8 | 42.8 | 39.9 | 39.2 | 36 | 34.6 | 25 | 30.4 | 39.1 | 43.4 | 42 | 32.2 | 33.4 | 42.7 | 35.9 | 41.1 | 34.1 | 42.2 | 33.4 | 40.6 | 31.1 | 43.5 | 44.6 | 35.2 | 39.2 | 35.4 | 25 | 19 | 38.8 | 25.4 | 37.5 | 34 | 31.1 | 32.7 | 34.8 | 0
3327 | 40 | 36.8 | 36.7 | 40.3 | 42 | 33.7 | 32.8 | 42.2 | 39.6 | 38 | 43.6 | 34.7 | 44.8 | 41 | 33.1 | 35.9 | 32.8 | 41.5 | 33.4 | 41.5 | 43.8 | 37.4 | 30.5 | 38.3 | 41.4 | 43.8 | 41.3 | 39.3 | 31.6 | 34.1 | 25.1 | 28.4 | 40.8 | 43.6 | 42.6 | 32.1 | 33.2 | 43 | 36.4 | 41.5 | 33.9 | 43 | 33.5 | 41.4 | 31.2 | 43.2 | 44.1 | 35.2 | 39 | 36.4 | 26.6 | 20.2 | 37.4 | 25.7 | 38.2 | 33.9 | 31.3 | 32.5 | 34.1 | 0
3328 | 40.1 | 36.5 | 36.8 | 40.3 | 42 | 32.8 | 32.7 | 43 | 38.7 | 37.6 | 44.1 | 35.8 | 45 | 38.9 | 33.2 | 30.5 | 32.3 | 41.5 | 32.2 | 41 | 43.7 | 37.6 | 29.6 | 37.7 | 41.4 | 44.2 | 41.6 | 39 | 27.7 | 33.5 | 25.5 | 28.4 | 41 | 43.5 | 42.4 | 32.2 | 33 | 42.3 | 34.4 | 40.2 | 33.8 | 42.5 | 32.9 | 40.1 | 30.2 | 42.6 | 44.4 | 34.8 | 38.9 | 36.5 | 27.8 | 20.5 | 35.6 | 25.9 | 38.2 | 33.3 | 31.2 | 32 | 33.3 | 0
3329 | 40.1 | 36.4 | 36.8 | 40 | 41.1 | 32 | 31.9 | 41.3 | 37.2 | 37 | 44 | 37.6 | 45 | 35.8 | 32.8 | 32.9 | 30.4 | 41.5 | 29.8 | 40 | 43.6 | 37.5 | 28.2 | 36.8 | 41.1 | 44.2 | 41 | 38.4 | 23.6 | 32.6 | 26 | 30.3 | 41.4 | 43 | 41.2 | 31.8 | 31.8 | 41.3 | 33 | 39 | 33.2 | 41 | 31.8 | 39.6 | 30.8 | 41.4 | 42.8 | 34 | 37.6 | 36.5 | 29 | 20 | 32.8 | 26 | 38.2 | 31.6 | 31.7 | 31.4 | 32.4 | 0
3330 | 37.9 | 35.6 | 35.7 | 39.2 | 40.1 | 29.2 | 30.8 | 37 | 35.3 | 35 | 42.6 | 37.4 | 43.6 | 34.4 | 31.8 | 32.9 | 28.9 | 40.5 | 28.9 | 37.7 | 43.2 | 36.8 | 26.6 | 35.3 | 40.4 | 43.4 | 40.4 | 37.4 | 22.4 | 31.7 | 26.2 | 30.3 | 41 | 42 | 38.9 | 31.4 | 31.2 | 40.8 | 31.4 | 38.4 | 32.8 | 37.8 | 30.2 | 38.3 | 30.7 | 40.2 | 41.9 | 32.7 | 36.9 | 36 | 28 | 18.6 | 31.2 | 25.9 | 38 | 30.3 | 31.9 | 30.6 | 31.9 | 0
3331 | 30.1 | 33.7 | 34.6 | 38 | 38.3 | 26.6 | 29.9 | 31.8 | 33.6 | 32.3 | 41.3 | 37 | 41.9 | 33.2 | 30.3 | 30.5 | 26.6 | 36.8 | 27.6 | 36 | 41.7 | 36.2 | 24.9 | 33.9 | 37.8 | 42.3 | 39.3 | 36.3 | 21.8 | 30.8 | 26.1 | 29.4 | 38.7 | 40.8 | 38.2 | 30.4 | 30.1 | 39.3 | 30.6 | 36.8 | 32 | 34.6 | 28.6 | 36.1 | 29.7 | 38.7 | 39 | 31.3 | 35.7 | 35.1 | 26.4 | 17.2 | 29.8 | 25.8 | 35.7 | 28.8 | 30.2 | 29.8 | 31.5 | 0
3332 | 29.7 | 29.7 | 33.6 | 36.6 | 35.5 | 25.6 | 28.2 | 28.1 | 32.1 | 30.5 | 39.6 | 35 | 39.6 | 32.7 | 29 | 28.6 | 25.4 | 34.3 | 27.6 | 34.4 | 40.2 | 35.4 | 23.6 | 32.4 | 37.2 | 40.4 | 37.9 | 35 | 23 | 30 | 25.6 | 28.9 | 37.4 | 39.4 | 36.8 | 30 | 29.8 | 38.8 | 30.3 | 35.3 | 31.7 | 31.8 | 27 | 34.6 | 28.8 | 37.4 | 36.6 | 30 | 35.2 | 34 | 23.4 | 16 | 29.8 | 25.6 | 34.2 | 28.2 | 29.1 | 29.3 | 31.4 | 0
3333 | 30.3 | 27.9 | 32.6 | 35.2 | 34.3 | 24.8 | 27.2 | 26.6 | 30.6 | 29.8 | 38.7 | 34.1 | 38.1 | 32.2 | 27.3 | 28.3 | 24.1 | 34.8 | 26.5 | 34.2 | 39.1 | 34.4 | 22.8 | 31.4 | 34.8 | 38.6 | 36.4 | 33.9 | 23.1 | 29.3 | 25.2 | 28.9 | 36.7 | 38.2 | 35.8 | 29.7 | 29 | 37.4 | 30.2 | 34.5 | 31.4 | 30.9 | 26 | 33.5 | 28.5 | 36.1 | 32.7 | 29.2 | 34.2 | 32.4 | 21.7 | 15.7 | 29.4 | 25.6 | 33.2 | 27.4 | 27.7 | 28.9 | 31.2 | 0
3334 | 30.4 | 26.6 | 31.3 | 34 | 35.4 | 24.6 | 26.3 | 29 | 29.5 | 28.8 | 37.3 | 32.8 | 36.7 | 31.9 | 26.8 | 28.6 | 24.3 | 34.8 | 26.4 | 33.7 | 37.9 | 33.2 | 22.5 | 30.4 | 34.1 | 36 | 36.1 | 33 | 24 | 28.8 | 24.8 | 28.5 | 35.8 | 37.3 | 33.5 | 29.7 | 28.8 | 35.9 | 30.2 | 33.9 | 31.3 | 30.9 | 25.1 | 32.4 | 28.3 | 35.2 | 30.9 | 28.8 | 33.9 | 31 | 20.3 | 15.8 | 29.7 | 25.5 | 32.7 | 27.3 | 27.1 | 29 | 31.1 | 0
3335 | 30 | 25.6 | 28.7 | 33 | 32.3 | 24.2 | 25.5 | 31.4 | 29 | 28.5 | 36.2 | 32.6 | 36 | 31.8 | 26.1 | 26.9 | 24.6 | 33.6 | 25.4 | 33.4 | 36.8 | 32.1 | 22.4 | 29.6 | 33.2 | 33.8 | 35.4 | 32.4 | 23.8 | 28.4 | 24.8 | 28.4 | 35 | 36.6 | 32.5 | 29.7 | 28.2 | 36.2 | 30 | 32.2 | 26.2 | 31.8 | 24.6 | 32.1 | 28 | 34.4 | 29.4 | 28.6 | 33 | 29.5 | 20.8 | 16.2 | 29.2 | 25.5 | 32.2 | 26.6 | 26.7 | 29.1 | 30.6 | 0
3336 | 29 | 24.6 | 27.2 | 32.2 | 31.3 | 23.7 | 24.7 | 32.2 | 28.5 | 27.8 | 34.1 | 31.3 | 34.9 | 31.4 | 24.7 | 25.2 | 25.9 | 32.8 | 25.6 | 31.6 | 36.3 | 29.3 | 22.4 | 28.5 | 33.1 | 31.8 | 34.7 | 32 | 25.1 | 28 | 24.9 | 27.9 | 34.1 | 35.9 | 31.5 | 29.4 | 28.3 | 35.3 | 29.8 | 31.2 | 26.9 | 31.8 | 23.9 | 30.5 | 27.5 | 33.9 | 30.5 | 28.2 | 32.6 | 28.5 | 21.2 | 16.1 | 29.2 | 25.3 | 31.7 | 26.2 | 26.2 | 28.6 | 30.2 | 0
3337 | 29.1 | 23.9 | 26.8 | 31.6 | 30.6 | 23.4 | 23.9 | 31.5 | 27.3 | 27.8 | 32.2 | 30.7 | 33.8 | 27.2 | 24.3 | 24.4 | 26.2 | 32 | 24.9 | 29.8 | 35.6 | 27.6 | 22.1 | 27.5 | 32.8 | 30.3 | 33.8 | 31.7 | 25.3 | 27.6 | 25.1 | 27.5 | 33.5 | 35.1 | 30.4 | 29.3 | 27.8 | 34 | 29.6 | 30.5 | 27.9 | 31 | 23.3 | 29.6 | 27.3 | 33 | 30.5 | 27.5 | 31.2 | 27.5 | 22.5 | 15.7 | 28.4 | 25.1 | 31.2 | 25.2 | 25.9 | 28.5 | 29.5 | 0
3338 | 29.1 | 23.9 | 26.7 | 30.8 | 30 | 23 | 23.3 | 30.8 | 26.8 | 27.5 | 30 | 29 | 32.1 | 29.7 | 24 | 23.4 | 26.4 | 30.8 | 25 | 27.4 | 35.1 | 26.6 | 21.6 | 26.4 | 32.6 | 29.2 | 33 | 31.4 | 26.4 | 27 | 25 | 27.4 | 32.7 | 34.2 | 29.4 | 29.3 | 27.6 | 34.3 | 29.7 | 29.9 | 28.1 | 29 | 22.6 | 28.9 | 26.8 | 32 | 30.8 | 26.4 | 30 | 27 | 23 | 15 | 28 | 24.8 | 30.1 | 24.6 | 25.7 | 28.4 | 29 | 0
3339 | 28.9 | 23.3 | 26.1 | 30 | 29.8 | 22.6 | 22.4 | 30.3 | 26.7 | 27.5 | 28.8 | 28.4 | 30.8 | 29.6 | 22.8 | 23.2 | 25.2 | 30.2 | 24.1 | 26.4 | 35.2 | 25.9 | 21 | 25.6 | 31.8 | 28 | 32.2 | 31 | 25.7 | 26.4 | 24.6 | 27.5 | 32 | 33.3 | 29.1 | 29.2 | 26.8 | 33.2 | 29.5 | 29.5 | 28.5 | 27.3 | 22.3 | 28.3 | 26.4 | 30.6 | 28.6 | 25.4 | 28.1 | 26.5 | 23.9 | 14.6 | 27 | 24.7 | 28.8 | 23.8 | 25.4 | 28.3 | 28.5 | 0
3340 | 29 | 22.4 | 25.7 | 29.1 | 29.2 | 22.2 | 21.6 | 30.1 | 27.3 | 27.3 | 27.6 | 27.2 | 29.5 | 29.9 | 22.8 | 27.5 | 24.9 | 28.8 | 24.7 | 25.9 | 35.3 | 25.4 | 20.8 | 25.1 | 31.3 | 27.3 | 31.2 | 30.6 | 25.8 | 26 | 23.8 | 27.8 | 31.5 | 32.7 | 28.9 | 29 | 26.9 | 31.7 | 24.3 | 29.2 | 27.7 | 26 | 22.3 | 28.1 | 25.9 | 29.8 | 27.3 | 24.8 | 27.4 | 26 | 23.5 | 14.5 | 27.1 | 24.7 | 28.7 | 24.2 | 25.3 | 28.1 | 28.6 | 0
3341 | 28.6 | 21.7 | 25.2 | 28.4 | 29.3 | 22.1 | 21.2 | 29.9 | 27.5 | 26.9 | 28.2 | 26 | 28.2 | 29.4 | 22.5 | 27.7 | 22.4 | 28 | 25 | 28.4 | 35.3 | 24.8 | 21.4 | 25.4 | 31.7 | 26.8 | 30.2 | 28.2 | 22 | 27 | 22.8 | 27.8 | 31.1 | 33.8 | 28.9 | 28.9 | 26.2 | 30.8 | 24.3 | 28.8 | 27.2 | 28.8 | 23.6 | 27.8 | 25.6 | 31.6 | 31 | 24.8 | 26.4 | 25.5 | 18.4 | 15.8 | 28 | 24.7 | 28.5 | 23 | 25.2 | 28 | 30.8 | 0
3342 | 28.2 | 21.8 | 24.9 | 28.6 | 29 | 22 | 20.6 | 30.6 | 27.8 | 26.9 | 28.3 | 26.3 | 28.5 | 28.7 | 21.8 | 27.8 | 23.9 | 27.8 | 26.7 | 29 | 35.3 | 24.3 | 23 | 26 | 31.6 | 26.6 | 29.3 | 28.7 | 23.3 | 27.2 | 24 | 27.9 | 30.6 | 33.8 | 29 | 28.7 | 26.8 | 31.6 | 24 | 28.4 | 26.5 | 29.4 | 24.2 | 27.6 | 25.6 | 33 | 32 | 26.2 | 27.3 | 25.2 | 21 | 17.7 | 28.6 | 24.8 | 27.7 | 25.1 | 25.3 | 28 | 30.6 | 0
3343 | 28.2 | 23.1 | 25.2 | 29.4 | 31.1 | 22.2 | 20.6 | 31.9 | 28.5 | 27.3 | 29.2 | 26.9 | 30.2 | 28.9 | 22.3 | 25.4 | 25.4 | 28.8 | 28.1 | 30.8 | 35.2 | 24.6 | 24.4 | 27 | 31.6 | 26.7 | 29.2 | 30 | 25.2 | 28.4 | 24.8 | 28.9 | 30.5 | 33.9 | 29.4 | 28.3 | 28 | 32.2 | 24.3 | 28.5 | 26.6 | 31 | 25.4 | 27.5 | 26 | 34.8 | 33.7 | 27.6 | 28.7 | 25.7 | 24.2 | 19.9 | 29.2 | 24.8 | 27.8 | 26.9 | 26.2 | 28.3 | 30.9 | 0
3344 | 29 | 26.9 | 26.4 | 30.6 | 34.2 | 23.9 | 21.5 | 33.5 | 30.6 | 28.3 | 30 | 28.6 | 33 | 31.2 | 22.5 | 26.4 | 27.2 | 32 | 30 | 33.4 | 35.3 | 25.7 | 26 | 28.4 | 32.5 | 27.8 | 30 | 32.2 | 27.2 | 30 | 25.6 | 30.1 | 30.6 | 35 | 30.5 | 30.1 | 29.4 | 34.3 | 24.4 | 29.7 | 27.3 | 32 | 27 | 27.6 | 27.4 | 36.8 | 34.6 | 30 | 30.8 | 27 | 27.2 | 22 | 30 | 26.1 | 28.7 | 28.4 | 27.3 | 28.8 | 31.2 | 0
3345 | 31.2 | 28.2 | 29 | 32.2 | 37.6 | 25.9 | 24.3 | 34.9 | 33 | 30.6 | 31.7 | 29.9 | 36.3 | 34.1 | 24.4 | 29.1 | 28.2 | 35.5 | 30.8 | 35.9 | 34.8 | 29.6 | 26.8 | 30.3 | 34.5 | 29.5 | 30.8 | 34.2 | 29.2 | 32.3 | 25.2 | 32.8 | 31 | 35.9 | 32.6 | 30.8 | 31.2 | 35.5 | 25.8 | 30.4 | 28.8 | 34.4 | 28.9 | 30.1 | 29.2 | 38.3 | 36.6 | 31.5 | 32.1 | 28.8 | 29.3 | 22.9 | 30.5 | 28.5 | 31.3 | 28.5 | 27.7 | 29.6 | 32.3 | 0
3346 | 31.7 | 30.2 | 30.6 | 34 | 39.6 | 27.8 | 26.5 | 36 | 35.3 | 32 | 33.5 | 31.7 | 39.3 | 35.6 | 25.7 | 31.3 | 29 | 37.5 | 31.8 | 37.8 | 35.5 | 31.5 | 28.1 | 32.4 | 35.7 | 32.8 | 31.2 | 36 | 30.7 | 34.1 | 24.9 | 34.3 | 31.1 | 37.6 | 34.1 | 30.9 | 32.8 | 37.4 | 27.4 | 33.1 | 29.3 | 36.1 | 30.6 | 31.2 | 29.6 | 39.5 | 38 | 33.4 | 33.5 | 30.5 | 30.6 | 22.9 | 31.4 | 29.6 | 32.9 | 28.1 | 28.7 | 30.1 | 33.3 | 0
3347 | 32.7 | 27.6 | 32.4 | 36 | 42 | 29.6 | 28 | 37 | 37.3 | 33.4 | 36 | 32.8 | 41.6 | 37.4 | 27.7 | 33.2 | 29.4 | 39 | 32.2 | 39 | 36.7 | 34.8 | 29 | 34.6 | 37.1 | 36.1 | 31.6 | 37 | 32 | 35.6 | 24.2 | 35.6 | 31.2 | 39 | 35.6 | 32 | 34.2 | 39 | 29.3 | 34.6 | 30.7 | 38.6 | 32 | 34.1 | 30 | 40.2 | 40.2 | 34.6 | 34 | 32 | 31.2 | 22 | 32.2 | 29.4 | 34.3 | 27.4 | 30.3 | 30.6 | 34.6 | 0
3348 | 34.5 | 28.7 | 34.4 | 37.8 | 42.5 | 29.9 | 29.8 | 38.1 | 38 | 35.5 | 38.2 | 34.3 | 43.1 | 38.8 | 29.8 | 35.2 | 30.2 | 40 | 33.2 | 39.7 | 39.1 | 35.5 | 30.6 | 36.5 | 38.3 | 38.7 | 32.3 | 37.8 | 32.9 | 36 | 24.7 | 36.5 | 31.6 | 40.9 | 37.4 | 32.4 | 35 | 34 | 32.7 | 35.8 | 32.2 | 39.7 | 32.8 | 36.5 | 30.4 | 40.9 | 41.3 | 36.5 | 35 | 33.5 | 31.7 | 21.3 | 33.4 | 28.6 | 35.7 | 27.6 | 31.6 | 31.4 | 35.2 | 0
3349 | 35.6 | 36.2 | 35 | 39.3 | 43.5 | 31.5 | 30.9 | 39.3 | 39.2 | 35.7 | 40.5 | 34.9 | 44.2 | 40.2 | 30.5 | 36.6 | 30.7 | 40.5 | 33.2 | 40.3 | 40.4 | 37 | 31.4 | 38.1 | 38.7 | 40.8 | 33.4 | 38 | 33.9 | 36.1 | 25.1 | 37.1 | 31.5 | 41.8 | 38.4 | 32.5 | 35.5 | 39.6 | 34.7 | 37.1 | 31.2 | 41.2 | 33.3 | 37.9 | 30.6 | 41.2 | 42.9 | 37.4 | 35.5 | 34.9 | 32.2 | 21 | 34.1 | 30.5 | 36.8 | 28.1 | 32.1 | 31.4 | 35.6 | 0
3350 | 36.2 | 36.9 | 35.7 | 40.4 | 43.5 | 32.3 | 32 | 40.4 | 39.6 | 37.3 | 42 | 35.4 | 45 | 37.7 | 31.1 | 36.6 | 31.4 | 40.5 | 33.2 | 41 | 41.4 | 37.5 | 32 | 39 | 40 | 42.4 | 34.7 | 38.4 | 34.6 | 35.6 | 26.2 | 37.3 | 31.7 | 42.4 | 39.4 | 32.6 | 35.4 | 40.6 | 35.2 | 38.3 | 31.7 | 41.2 | 33.4 | 39.6 | 30.7 | 41.6 | 43.4 | 38.2 | 36.4 | 36 | 32.8 | 21.4 | 34.6 | 30.2 | 37.8 | 29.2 | 32 | 31.2 | 35.4 | 0
3351 | 37.4 | 37.8 | 36.5 | 41 | 43.8 | 28.5 | 32.5 | 41.2 | 38.2 | 37.5 | 43.1 | 34.7 | 45.6 | 35.9 | 32.8 | 37 | 31.3 | 40.5 | 31.6 | 41.6 | 42.3 | 37.7 | 31.1 | 39.2 | 25.5 | 43.5 | 35.9 | 38.4 | 35.1 | 35.5 | 26.4 | 37.8 | 32.3 | 41.6 | 40.1 | 33 | 35.1 | 40.9 | 34.4 | 38.7 | 31.7 | 41.6 | 33.3 | 40 | 30.7 | 41.4 | 44.1 | 37.2 | 36.5 | 37.1 | 33 | 21.8 | 34.1 | 30.1 | 38.3 | 29.6 | 31.9 | 31.2 | 35.1 | 0
3352 | 38.5 | 37.4 | 37.1 | 40.8 | 43.5 | 24.1 | 32.5 | 41.6 | 36.5 | 36.7 | 43.1 | 33.9 | 45.5 | 35.7 | 33 | 36.7 | 30.9 | 40.5 | 30.1 | 41.8 | 42.2 | 37.9 | 29.9 | 38.7 | 27.7 | 43.9 | 36.9 | 38.5 | 34.9 | 34.9 | 26.6 | 38.1 | 32.5 | 40.9 | 40 | 32.7 | 34.2 | 41 | 33.1 | 37.9 | 32 | 40.1 | 32.7 | 40.3 | 30.7 | 41 | 43.1 | 35.9 | 36.7 | 37.5 | 32.6 | 22 | 33.3 | 29.7 | 38.6 | 29.5 | 31.8 | 31.1 | 34.4 | 0
3353 | 39 | 37.2 | 37 | 40.2 | 42.3 | 23.8 | 32.2 | 41.5 | 35 | 35.7 | 42.6 | 32.4 | 44.6 | 34.9 | 33 | 36.1 | 29.8 | 40.3 | 28.2 | 41 | 42.1 | 38 | 28 | 37.6 | 27.5 | 43.5 | 37.7 | 38 | 34 | 34.4 | 26 | 38.1 | 32.7 | 39.6 | 39.5 | 32.5 | 33.2 | 40.3 | 31.3 | 36.8 | 30.9 | 38.6 | 31.8 | 39.6 | 30.7 | 40 | 41.6 | 33.4 | 36.2 | 37.3 | 31.2 | 21.4 | 32 | 29.1 | 38.3 | 28.2 | 31.7 | 31 | 33.6 | 0
3354 | 39.1 | 36.5 | 36 | 39 | 40.9 | 23.9 | 31.1 | 40.7 | 33.2 | 34 | 41.3 | 31.4 | 42.5 | 33.7 | 32.8 | 35 | 28.8 | 33.7 | 27.6 | 39.2 | 41.4 | 36 | 26.9 | 36.1 | 28.7 | 42.9 | 38.1 | 37.4 | 32.4 | 33.1 | 26 | 37.3 | 33.5 | 39.1 | 39.2 | 31.8 | 31.9 | 36 | 30.4 | 36.4 | 29.7 | 35.5 | 30.4 | 38.1 | 30.4 | 39 | 38.3 | 31.7 | 36.1 | 36.6 | 29.2 | 20.2 | 31.2 | 29.1 | 30.3 | 26.8 | 31.6 | 31 | 32.3 | 0
3355 | 38.2 | 33.4 | 35 | 37.8 | 38.2 | 23.8 | 30.2 | 39.2 | 31.5 | 32.2 | 40.5 | 29.9 | 39.5 | 32.7 | 31.6 | 33.1 | 27.5 | 30.3 | 27 | 36.6 | 41 | 33.5 | 25.6 | 34.5 | 29.8 | 41.3 | 37.7 | 36 | 30.6 | 31.8 | 25.6 | 35.2 | 33.1 | 38.1 | 37.9 | 30.9 | 30.9 | 34.5 | 29.8 | 30.4 | 28.8 | 33.3 | 28.8 | 35.8 | 29.5 | 37.8 | 35.6 | 29.6 | 35.4 | 35.5 | 27 | 18.5 | 30.4 | 28.6 | 24.3 | 25.1 | 31.5 | 30 | 31.2 | 0
3356 | 35.6 | 31 | 33.8 | 36.6 | 35.7 | 23.8 | 29.4 | 37.1 | 30.3 | 30.6 | 39.6 | 29 | 36.2 | 32.2 | 30.4 | 30.7 | 26.6 | 29.7 | 27.4 | 34 | 40 | 31.8 | 25.2 | 33 | 30.2 | 39.9 | 36 | 34.6 | 29 | 30.2 | 25.8 | 34.1 | 31.5 | 37.6 | 35.8 | 30.5 | 30 | 32 | 29.1 | 28.6 | 28 | 31.2 | 27.2 | 34.3 | 29.1 | 36.8 | 32.6 | 28.6 | 35 | 34.5 | 25.2 | 17.2 | 30.2 | 28.4 | 26.2 | 24.2 | 30.5 | 29.2 | 30 | 0
3357 | 32.9 | 29.4 | 33 | 35.7 | 35.5 | 23.7 | 28.8 | 35.2 | 29.6 | 29.7 | 39.4 | 27.8 | 33.4 | 31.8 | 28.5 | 28.9 | 25.6 | 29 | 27 | 31.9 | 39 | 31.7 | 24.3 | 31.8 | 27.9 | 38.7 | 34.4 | 33 | 28 | 29.3 | 25.5 | 32.8 | 31 | 36.4 | 34.1 | 30.3 | 29.6 | 31 | 28.3 | 27.6 | 26.8 | 31.1 | 26 | 33.6 | 28.9 | 35.7 | 31.4 | 27.2 | 34 | 33 | 23.9 | 16.3 | 29.9 | 28.2 | 28.3 | 23.5 | 29.1 | 29 | 29.4 | 0
3358 | 31.6 | 27.9 | 31.8 | 34.8 | 35.5 | 23.6 | 28.1 | 33.2 | 29 | 29.4 | 38.7 | 27.6 | 31.7 | 31.5 | 26.6 | 27.7 | 25.2 | 28.3 | 27.1 | 31 | 38.1 | 31 | 23.7 | 30.5 | 27 | 35 | 32.8 | 32 | 27.2 | 28.5 | 25.6 | 31.8 | 30.7 | 35.8 | 32.6 | 30.3 | 29.2 | 30.9 | 28 | 27.3 | 26.7 | 30.8 | 25.2 | 32.8 | 28.8 | 35.1 | 30.2 | 26.9 | 33.6 | 31.4 | 23.1 | 16.3 | 29.8 | 28 | 28.8 | 23.6 | 28.3 | 29.2 | 28.9 | 0
3359 | 31.2 | 27.4 | 30.2 | 34 | 35.5 | 23.5 | 27.3 | 31.2 | 28.7 | 29.3 | 37.7 | 27.4 | 31.2 | 31.2 | 25.2 | 26.6 | 24.6 | 28 | 26.3 | 31 | 36.9 | 30 | 22.6 | 29.4 | 27.2 | 33 | 31.3 | 31.4 | 26.6 | 28.4 | 25.2 | 31.3 | 30.4 | 35 | 32.8 | 30.3 | 29 | 30 | 28 | 27.1 | 26.7 | 31.2 | 24.8 | 32 | 28.5 | 34.4 | 30 | 26.4 | 32.8 | 30 | 22.4 | 16.6 | 29.4 | 27.7 | 28.3 | 23.6 | 27.7 | 29.6 | 29 | 0
3360 | 30.9 | 26.9 | 29 | 32.9 | 34.4 | 23 | 26.5 | 30.1 | 28.3 | 28.5 | 35.5 | 28.2 | 31.4 | 30.7 | 23.6 | 27.7 | 24.3 | 27.2 | 26.2 | 31.6 | 35.7 | 30.5 | 22 | 28.1 | 27 | 31.6 | 29.8 | 31.5 | 25.5 | 28.1 | 25.2 | 31 | 29.7 | 35.3 | 32 | 29.8 | 28.4 | 28.7 | 28 | 27.4 | 26.2 | 29.9 | 24.5 | 31.1 | 28.1 | 33.9 | 28.7 | 26.9 | 32.5 | 29 | 21.5 | 17 | 29.2 | 27.5 | 27.8 | 23.8 | 27.5 | 28.5 | 29 | 0
3361 | 30.7 | 26.8 | 27.8 | 31.7 | 33.4 | 23 | 25.6 | 29.8 | 28 | 28.5 | 33.2 | 28.4 | 31.6 | 30.7 | 23.1 | 25.4 | 23.6 | 26.5 | 25.4 | 31.8 | 35.6 | 30.4 | 21.1 | 27 | 26.8 | 29.9 | 28.7 | 31.3 | 24.3 | 28.1 | 24.5 | 30.9 | 29.7 | 35.4 | 31.3 | 29.8 | 27.7 | 28.1 | 27.3 | 27.6 | 26.2 | 29 | 24.4 | 30.7 | 28 | 33.1 | 28.2 | 26.6 | 31.3 | 28 | 20 | 16.8 | 28.7 | 27.3 | 26.5 | 23.2 | 27.3 | 28.4 | 29.5 | 0
3362 | 30.6 | 26.5 | 27.1 | 30.4 | 32.2 | 22.9 | 24.8 | 29.5 | 27.7 | 28.4 | 30.6 | 28.6 | 31.2 | 30.3 | 22.6 | 25 | 23 | 26.5 | 25.2 | 31.4 | 35.7 | 30.2 | 20.8 | 26 | 26.3 | 28.9 | 28.1 | 31 | 22.8 | 27.6 | 24 | 30.3 | 29.5 | 35.8 | 30.9 | 29.8 | 26.8 | 27.6 | 27.3 | 27.6 | 26.2 | 27.4 | 24 | 29.6 | 28 | 32.4 | 27.4 | 26.6 | 30.2 | 27.4 | 18.4 | 16.2 | 28.4 | 27.1 | 26.3 | 22.6 | 27 | 28.3 | 29.8 | 0
3363 | 29.9 | 25.9 | 26.2 | 29.4 | 30.2 | 22 | 24.2 | 29.4 | 27.5 | 28.3 | 29.1 | 27.7 | 30.2 | 30.2 | 21.8 | 24.2 | 22.1 | 26 | 24.4 | 30.2 | 35.8 | 30.1 | 20.3 | 25.4 | 26 | 27.4 | 27.5 | 29.9 | 21.8 | 27.4 | 22.9 | 30.3 | 30.2 | 35.2 | 29.9 | 29.6 | 26.3 | 27.6 | 27 | 27.6 | 25.8 | 27.4 | 23.7 | 29 | 27.7 | 31.5 | 28.2 | 25.5 | 28.3 | 27 | 17.2 | 15.3 | 27.9 | 27 | 26.1 | 21.8 | 26.7 | 28.1 | 30.4 | 0
3364 | 29.2 | 25.7 | 25.3 | 28.6 | 28.9 | 22 | 23.4 | 29.3 | 27.4 | 28 | 28.1 | 26.9 | 29 | 29.8 | 21.6 | 23.7 | 22 | 25.5 | 24.7 | 29 | 34.9 | 29.5 | 20.8 | 25.1 | 25.6 | 26.9 | 27.2 | 28.9 | 21.4 | 26.9 | 22.8 | 30.1 | 29.7 | 34.8 | 29.8 | 29.4 | 25.9 | 27.6 | 26.8 | 27.4 | 25.7 | 27.4 | 23.4 | 28.5 | 27.2 | 31.3 | 29.1 | 25.1 | 27.1 | 26.5 | 17.1 | 15.1 | 27.9 | 26.8 | 25.8 | 22.1 | 26.2 | 28 | 30.6 | 0
3365 | 28.6 | 25.8 | 25.2 | 28.6 | 28.4 | 22 | 22.7 | 29.2 | 27.4 | 28 | 33.4 | 23.6 | 31.2 | 29.7 | 21.6 | 23.2 | 24.4 | 25 | 25.6 | 33 | 34.3 | 29.5 | 21.8 | 25.8 | 25.6 | 26.4 | 27.1 | 26.2 | 23.4 | 26 | 23 | 29.8 | 29.4 | 32 | 29.2 | 29.3 | 26.4 | 27.5 | 26.5 | 27.4 | 25.7 | 27.2 | 24.2 | 28 | 26.5 | 30.6 | 26.6 | 23.8 | 28 | 26.1 | 22.4 | 15.2 | 28.6 | 26.6 | 25.7 | 25 | 25.9 | 27.9 | 28.6 | 0
3366 | 28.1 | 26.8 | 25 | 28.4 | 27.9 | 22 | 22.3 | 30.5 | 27.6 | 28 | 32.6 | 23.4 | 30.7 | 29.7 | 21.1 | 22.7 | 25.6 | 25 | 25.9 | 33.3 | 34 | 29.1 | 24.2 | 26.3 | 25.7 | 26.4 | 27 | 27.5 | 25.4 | 27.2 | 23.2 | 29.6 | 28.7 | 32.9 | 28.7 | 29.2 | 26.7 | 27 | 25.8 | 27.4 | 25.7 | 28.8 | 24.7 | 27.7 | 26.1 | 30.8 | 28.3 | 25.6 | 28.7 | 26 | 22.7 | 16.5 | 29.2 | 26.5 | 25.6 | 26.1 | 25.9 | 28 | 29 | 0
3367 | 27.7 | 26.4 | 25 | 29.3 | 27.9 | 22.3 | 22.1 | 32 | 27.9 | 28.3 | 32.9 | 24.5 | 31.3 | 30.3 | 21.1 | 23 | 27.4 | 25 | 27.6 | 34.1 | 34.1 | 29.1 | 25.7 | 27.4 | 26.5 | 26.7 | 26.9 | 29.5 | 26.2 | 29 | 23.2 | 30.8 | 28.7 | 34.3 | 29.1 | 29.2 | 28.2 | 29 | 26.4 | 27.4 | 25.7 | 29.4 | 25.8 | 27.6 | 26.1 | 31.8 | 31.4 | 25.9 | 29.9 | 26 | 24.1 | 17.7 | 29.2 | 26.7 | 26.6 | 27.5 | 26.7 | 28.5 | 29.6 | 0
3368 | 28.3 | 26.9 | 26.5 | 30.8 | 29 | 22.8 | 22.6 | 34 | 29 | 29.2 | 33.4 | 26 | 33.2 | 32.1 | 21.7 | 26.1 | 29 | 27.7 | 28.8 | 35.4 | 34.2 | 29.9 | 27 | 29 | 26.6 | 27.9 | 27.7 | 32.4 | 29 | 30.8 | 23.6 | 33.2 | 29.6 | 35.8 | 31.1 | 30.8 | 29.8 | 32 | 29.2 | 28.4 | 26.4 | 30 | 27 | 27.8 | 27 | 33.8 | 34.8 | 27.6 | 31.6 | 27.4 | 26 | 19.4 | 30 | 27.6 | 27.2 | 28.8 | 27.7 | 29 | 31.2 | 0
3369 | 32.3 | 28.8 | 30 | 33.1 | 30 | 24.3 | 24.8 | 36.3 | 32.8 | 31.4 | 35.4 | 28.9 | 36.2 | 34.1 | 24.7 | 29.3 | 30.4 | 31.8 | 30.6 | 37 | 34.8 | 31 | 26.5 | 31 | 27.1 | 29.4 | 28.5 | 34.5 | 29.8 | 32.5 | 23.6 | 35.6 | 31 | 37.3 | 34.3 | 31.4 | 32.1 | 34.9 | 32.2 | 30.4 | 29.7 | 29.3 | 28.8 | 30.3 | 28.8 | 36 | 38.1 | 27.4 | 33 | 28.7 | 28.7 | 20.3 | 30.6 | 28.7 | 28.4 | 30.1 | 29.4 | 29.6 | 32.4 | 0
3370 | 33.8 | 31.7 | 31.5 | 35.3 | 31.7 | 26.1 | 26.5 | 38.6 | 35.3 | 32.5 | 37.4 | 31.4 | 39.5 | 36.1 | 26.7 | 31.4 | 31 | 33.9 | 30.5 | 38.6 | 36.5 | 32.4 | 26.3 | 33 | 27.9 | 32.3 | 28.7 | 36.3 | 32.7 | 33.5 | 24.3 | 36.5 | 32.4 | 38.6 | 36.5 | 32.6 | 33.7 | 36.2 | 33.4 | 31.3 | 28.7 | 29.5 | 30.3 | 31.8 | 29.3 | 38.2 | 40.1 | 29.3 | 34.4 | 30.4 | 30.9 | 21.7 | 32.6 | 29.9 | 30.5 | 31.1 | 31.2 | 30.1 | 33.9 | 0
3371 | 35.6 | 32.8 | 33.5 | 37.4 | 34.6 | 27.7 | 28.1 | 40.5 | 37.2 | 33.4 | 40 | 34 | 42.6 | 36.8 | 28.5 | 33.1 | 31.2 | 35.8 | 29.8 | 40 | 38.2 | 34.5 | 25.8 | 34.8 | 28.1 | 35.3 | 29.3 | 37 | 34.2 | 34.2 | 24.8 | 37 | 34 | 39.6 | 38.8 | 32.8 | 35 | 38.2 | 34.7 | 31.4 | 29.2 | 30 | 32 | 35.3 | 30.1 | 39.8 | 41.2 | 30.4 | 35.4 | 32 | 32.4 | 22.4 | 34.6 | 30.5 | 31.8 | 32 | 32.6 | 30.8 | 34.4 | 0
3372 | 38.1 | 34.1 | 34.6 | 38.8 | 36.6 | 29.1 | 29.7 | 41.8 | 37.8 | 35.4 | 41.6 | 34.9 | 44.8 | 38.1 | 29.7 | 34.6 | 31 | 36.4 | 27.2 | 41 | 40.4 | 35.4 | 27 | 36.1 | 31.3 | 37.9 | 29.8 | 37.7 | 37.7 | 34.5 | 26 | 37.5 | 35 | 40.4 | 40.4 | 32.8 | 34.9 | 39 | 36.2 | 32.3 | 31 | 32.4 | 33 | 38.1 | 30.7 | 41 | 41.3 | 33.6 | 36.5 | 33.1 | 32.4 | 23.6 | 37.2 | 31.5 | 32.5 | 32.4 | 34 | 31.6 | 34.9 | 0
3373 | 39.1 | 32.8 | 35.6 | 39.9 | 37.7 | 30.9 | 30.7 | 42.6 | 37.3 | 35 | 43.3 | 35.4 | 45.9 | 39.4 | 31.2 | 35.2 | 31 | 37.4 | 25.4 | 41.7 | 41.7 | 37 | 28.2 | 37.1 | 32.6 | 40.4 | 30.8 | 38 | 38 | 34.9 | 26.8 | 37.3 | 36.8 | 41.3 | 40 | 32.6 | 34.6 | 39.9 | 36.2 | 33.2 | 32 | 34.6 | 33.8 | 39.8 | 31.3 | 41.5 | 41.6 | 34 | 37.3 | 34.9 | 32 | 23.9 | 38.3 | 31.1 | 34 | 32.6 | 35 | 32.2 | 34.4 | 0
3374 | 40.6 | 32.3 | 36.5 | 40.4 | 38.8 | 27.1 | 31.7 | 43.3 | 36.8 | 35.8 | 43.8 | 34.6 | 46.2 | 40.1 | 32.2 | 35.7 | 31.2 | 38 | 24 | 42 | 42.6 | 37 | 30 | 37.8 | 33.3 | 41.7 | 32.1 | 38.6 | 37.8 | 35.2 | 27.6 | 37 | 38.7 | 42 | 41.4 | 32.4 | 33.8 | 40.5 | 36.2 | 33.4 | 32.1 | 36.8 | 34 | 40.3 | 31.4 | 41.8 | 42 | 33.8 | 38 | 35.5 | 31.2 | 23.8 | 38.2 | 31.9 | 35.4 | 32.4 | 35.4 | 32.8 | 34 | 0
3375 | 41.6 | 32.3 | 37.6 | 40.8 | 39.6 | 26.4 | 32.7 | 43.8 | 36.2 | 35.9 | 44.4 | 34.1 | 46.1 | 39.6 | 33.7 | 36.2 | 31.7 | 38.4 | 25 | 42 | 43.4 | 37.5 | 30.1 | 38.3 | 35 | 42.2 | 33.4 | 38.5 | 33.2 | 35.5 | 27.3 | 36.7 | 39.4 | 42.7 | 42 | 32.3 | 33.5 | 41.5 | 36.2 | 34 | 32.5 | 36.6 | 34.1 | 40 | 31.5 | 41.6 | 42.8 | 29.4 | 38 | 36.3 | 31 | 22.2 | 35.9 | 31.6 | 35.4 | 32.1 | 36.2 | 32.6 | 33 | 0
3376 | 42.1 | 33.2 | 37.5 | 40.9 | 39.6 | 23 | 32.7 | 43.9 | 34.3 | 35.6 | 43.9 | 33 | 45.8 | 37.1 | 33.7 | 35 | 31.7 | 38.4 | 26.2 | 41.6 | 43.2 | 37.5 | 29.8 | 38.3 | 35.1 | 42.5 | 34.3 | 38.3 | 29.5 | 35.3 | 26.9 | 36 | 38.8 | 43 | 41.9 | 32 | 33 | 41.6 | 35.3 | 34.2 | 30.5 | 35.6 | 33.4 | 39.3 | 31.3 | 41.3 | 43 | 25.6 | 37.9 | 36.4 | 30.8 | 20.5 | 33.2 | 31.9 | 35.4 | 31.4 | 36.6 | 31.9 | 32.5 | 0
3377 | 42.1 | 33.7 | 37.2 | 40.6 | 38.4 | 22.6 | 32.2 | 43.1 | 32.8 | 35 | 43.2 | 32.4 | 45.4 | 35.8 | 34.2 | 33.1 | 31.2 | 38.4 | 28 | 41 | 43.1 | 37 | 28 | 37.8 | 34.3 | 42.2 | 34.8 | 37 | 25 | 34.6 | 26 | 35.2 | 38.6 | 42.8 | 41.2 | 31.3 | 32.8 | 41.3 | 33.9 | 35 | 28.7 | 33 | 32.4 | 37.4 | 31.1 | 40.6 | 42.2 | 21.2 | 37 | 36.4 | 30.8 | 18.2 | 30.4 | 31 | 35.4 | 30.6 | 36.2 | 31.1 | 31.8 | 0
3378 | 42.1 | 33.4 | 36.6 | 39.7 | 37.6 | 22.1 | 31.4 | 41.5 | 31.8 | 34.3 | 41.4 | 31.1 | 44.6 | 34.2 | 33.8 | 27.6 | 29.8 | 36.4 | 27.9 | 40 | 41.9 | 35 | 26.9 | 36.4 | 34.1 | 41.6 | 35.4 | 35.5 | 24.7 | 33.2 | 25.8 | 33.5 | 38.7 | 42 | 40.8 | 30.8 | 31.9 | 40.5 | 32 | 34.9 | 28.1 | 31.4 | 30.7 | 35.8 | 30.3 | 39.7 | 39.7 | 20.9 | 36.1 | 35.9 | 29.8 | 17.1 | 29.4 | 29.6 | 35.5 | 29.5 | 35.8 | 30.6 | 31.7 | 0
3379 | 41.1 | 31.6 | 35.8 | 38.5 | 36.2 | 23.5 | 30.8 | 39.7 | 30.3 | 32.4 | 40 | 30.5 | 43.2 | 33.1 | 32.5 | 27.7 | 28.1 | 34.9 | 27.7 | 39 | 41 | 34.5 | 25.5 | 34.3 | 33.8 | 40.3 | 35.8 | 33.2 | 24.5 | 31.5 | 25.5 | 32.5 | 36.8 | 40.9 | 39.4 | 30.4 | 31.2 | 39.5 | 30.6 | 34 | 28 | 30 | 29.1 | 34.8 | 29.5 | 38.4 | 36.5 | 21 | 34.7 | 35.2 | 28.3 | 16.1 | 29.1 | 28.8 | 31.6 | 28.7 | 34 | 29.7 | 30.8 | 0
3380 | 39.1 | 29.3 | 34.4 | 37 | 34.8 | 22.6 | 28.2 | 38.3 | 30.1 | 30.9 | 38.4 | 29.6 | 41.2 | 32.7 | 31.7 | 28.3 | 26.4 | 33.4 | 26.2 | 38 | 39.8 | 33.9 | 25.2 | 31.6 | 33 | 39.3 | 35.4 | 31.4 | 26.6 | 30 | 25.8 | 31.7 | 35.6 | 39.4 | 37.6 | 30.3 | 30.2 | 38 | 30.1 | 33 | 27.7 | 30.2 | 27.4 | 33.5 | 29.1 | 37 | 33 | 23.6 | 33.6 | 34.1 | 26 | 16.2 | 30 | 28.2 | 30 | 28 | 32.4 | 29.2 | 30 | 0
3381 | 35.6 | 27.5 | 33.2 | 35.7 | 33.6 | 23.1 | 21.7 | 37.1 | 29.3 | 29.8 | 38 | 29.7 | 38.9 | 32.3 | 29.7 | 26.6 | 25.4 | 32.4 | 25.9 | 37.2 | 38.9 | 33 | 24.5 | 29 | 32 | 38.3 | 35.4 | 29.8 | 26 | 29.1 | 25.7 | 31.2 | 34.8 | 37.9 | 36 | 30.3 | 29.9 | 35.9 | 29.4 | 32.4 | 27.2 | 30.1 | 26.5 | 31.9 | 28.9 | 35.5 | 30.7 | 23.8 | 32.3 | 33.3 | 24 | 15.9 | 30.2 | 27.6 | 28.6 | 27.6 | 31.4 | 28.9 | 28.4 | 0
3382 | 34.6 | 27 | 31.4 | 34.5 | 32.2 | 22.8 | 22.3 | 36.5 | 29.3 | 29.4 | 37.5 | 29.3 | 36.7 | 31.7 | 28.5 | 25.6 | 24.9 | 31.4 | 25.5 | 36.6 | 38.2 | 32.1 | 24.5 | 26.9 | 31.3 | 36.8 | 33.9 | 29.4 | 26.3 | 28.5 | 25.9 | 31 | 34.1 | 36.6 | 28.4 | 30.2 | 29.4 | 34.5 | 29.1 | 31.8 | 27 | 30.7 | 25.7 | 30.8 | 28.7 | 34.6 | 29.4 | 24.6 | 31.6 | 31.6 | 22.3 | 16.3 | 30.3 | 27.2 | 27.5 | 27.1 | 31 | 29.1 | 27.3 | 0
3383 | 34.6 | 26.7 | 30.6 | 33.8 | 31.2 | 22.6 | 22.5 | 35.9 | 29.3 | 29 | 37.6 | 29.2 | 35 | 31.4 | 27.5 | 24.8 | 25 | 31.4 | 26.2 | 36.2 | 37.3 | 31.3 | 23.6 | 25.6 | 30.6 | 34.3 | 32.4 | 29.4 | 24.4 | 28.4 | 25.6 | 30.6 | 33.7 | 35.4 | 28.8 | 29.8 | 29.4 | 32.3 | 28.8 | 31.1 | 26.8 | 30.2 | 25.4 | 30 | 28.6 | 34 | 29.4 | 23.2 | 31 | 30.5 | 21.6 | 16 | 29.4 | 26.9 | 27.6 | 26.6 | 30.8 | 29.2 | 26.6 | 0
3384 | 33.6 | 25.7 | 31 | 33 | 30.7 | 22.4 | 22.5 | 35.3 | 29.1 | 28.4 | 36.8 | 28.1 | 34 | 31.2 | 26.1 | 24.1 | 24.8 | 30.8 | 26 | 35.7 | 36.6 | 31.2 | 23.2 | 25.1 | 30.1 | 31.3 | 30.9 | 30.1 | 24.8 | 28.1 | 25.6 | 30.3 | 33.3 | 34.3 | 29.9 | 29.8 | 28.8 | 30.6 | 28.6 | 30.5 | 26.7 | 29.9 | 24.8 | 29.1 | 28.3 | 34 | 29.4 | 23.7 | 30.9 | 29.4 | 21.3 | 16.3 | 28.9 | 26.5 | 27.5 | 25.7 | 30.2 | 28.3 | 27.2 | 0
3385 | 32.6 | 25.6 | 29.5 | 32.4 | 30.9 | 22.2 | 22.4 | 34.8 | 29.3 | 28.4 | 36.3 | 27.2 | 33.7 | 31.1 | 25.3 | 24.1 | 24.6 | 29.7 | 26.2 | 35.1 | 36.7 | 30.1 | 21.9 | 25.2 | 30.1 | 29.4 | 29.9 | 30 | 23.9 | 27.5 | 25.1 | 30 | 34.1 | 33.3 | 29 | 29.8 | 28.4 | 29.6 | 28.3 | 29.8 | 26.5 | 28.4 | 24.4 | 29 | 28.1 | 33.8 | 29.2 | 22.9 | 30.5 | 28.6 | 21.8 | 15.9 | 28.1 | 26 | 27.5 | 24.8 | 29.6 | 28.2 | 27.9 | 0
3386 | 31.6 | 24.5 | 28.5 | 31.4 | 31.9 | 22.2 | 22.6 | 34.3 | 29.2 | 28.3 | 35.1 | 25.6 | 33.4 | 30.7 | 24.4 | 24 | 24 | 29.3 | 25.4 | 34.4 | 35.9 | 30 | 21.2 | 25.4 | 29.6 | 28 | 29.3 | 29.4 | 24.8 | 26.6 | 24.8 | 30.3 | 32.1 | 32.4 | 28.5 | 29.8 | 27.4 | 28.5 | 28.2 | 29.1 | 26.5 | 27.6 | 23.8 | 28.5 | 28.1 | 33.4 | 28.2 | 24 | 30 | 28 | 22 | 15.8 | 28.2 | 25.9 | 27.1 | 24 | 29.2 | 28.1 | 29 | 0
3387 | 30.6 | 22.3 | 27.7 | 30.4 | 30.8 | 22.2 | 22.3 | 33.6 | 29.2 | 27.9 | 34.6 | 24.8 | 32.9 | 30.5 | 23.7 | 24 | 23.7 | 28.8 | 25.5 | 33.7 | 35.1 | 30 | 20.2 | 25.6 | 28.6 | 27.3 | 28.7 | 27.8 | 23.6 | 25.9 | 24 | 30.4 | 31.1 | 31.8 | 28.3 | 29.8 | 26.9 | 28.5 | 28.1 | 28.6 | 26.2 | 26.4 | 23.7 | 27.8 | 27.8 | 32.4 | 27.1 | 23.2 | 29 | 27.4 | 22.4 | 15.1 | 28 | 25.8 | 27 | 23.8 | 28.6 | 28 | 29.1 | 0
3388 | 30.1 | 22.9 | 27 | 29.3 | 30.5 | 22.2 | 22.2 | 32.8 | 29.2 | 27.9 | 33.7 | 23.7 | 32.1 | 30.2 | 23.7 | 24.1 | 23.6 | 28.6 | 24.9 | 33.2 | 34.8 | 29.9 | 20.8 | 25.6 | 28.6 | 26.3 | 28.5 | 26.7 | 24.1 | 25.5 | 23.5 | 30 | 30.6 | 31.6 | 28.2 | 29.6 | 26.2 | 28 | 28 | 28.5 | 26.1 | 26.7 | 23.7 | 27.6 | 27.8 | 31.4 | 26.2 | 24.2 | 28.4 | 26.9 | 22.2 | 15.1 | 28.6 | 25.7 | 27 | 24.1 | 28.2 | 27.9 | 29.1 | 0
3389 | 29.6 | 23 | 26.5 | 27.4 | 29.8 | 22.2 | 22.1 | 32 | 29.1 | 27.9 | 33.3 | 27.4 | 31.8 | 30 | 23.7 | 24 | 24.6 | 28.1 | 25.2 | 34.2 | 34.6 | 29.5 | 21 | 24.6 | 27.6 | 25.9 | 28.4 | 27 | 23 | 25.8 | 23.2 | 29.5 | 29.8 | 32.8 | 28.1 | 29.4 | 27.8 | 28 | 27.7 | 28.2 | 26 | 24.2 | 24.4 | 27.3 | 27.7 | 31.2 | 26.6 | 21.6 | 24.2 | 26.4 | 20 | 15.6 | 28.4 | 25.6 | 27 | 24.8 | 27.8 | 28 | 26.6 | 0
3390 | 29.1 | 22.3 | 26 | 27.9 | 29.5 | 22.2 | 21.9 | 31.9 | 29.3 | 27.4 | 32.5 | 25.8 | 31.5 | 29.8 | 22.5 | 24 | 25.4 | 27.4 | 26 | 34 | 34.3 | 29.3 | 21.4 | 26.2 | 27.6 | 25.9 | 28.4 | 27.4 | 24.5 | 26.8 | 24 | 29.6 | 29.3 | 32.8 | 27.5 | 29.3 | 29 | 27.5 | 27.4 | 27.9 | 26 | 24.9 | 25.1 | 26.7 | 27.7 | 31.8 | 29 | 23 | 25.4 | 26 | 20 | 18.6 | 29 | 25.5 | 26.5 | 25.5 | 27.6 | 28.2 | 27.5 | 0
3391 | 29.1 | 24.5 | 26 | 29.3 | 29.8 | 22.5 | 22.2 | 32.6 | 29.8 | 27.7 | 33.1 | 24.9 | 32.1 | 30.2 | 22.7 | 24.2 | 26.5 | 27.5 | 26.9 | 34.4 | 34.3 | 29 | 21.8 | 28.4 | 28 | 26.1 | 28.9 | 29 | 26.9 | 28.3 | 24.9 | 30.2 | 29.7 | 33.9 | 27.4 | 29.3 | 29.3 | 29.4 | 28.2 | 29 | 26.2 | 26.5 | 26 | 26.3 | 27.6 | 32.9 | 32.4 | 24.7 | 26.8 | 26.1 | 19.7 | 19.2 | 29.5 | 25.6 | 26.7 | 26.5 | 28.6 | 28.6 | 28.7 | 0
3392 | 30.6 | 29.6 | 27.5 | 31.4 | 31.5 | 23.8 | 23.7 | 34.1 | 31.3 | 34.9 | 33.4 | 24.6 | 33.4 | 31.8 | 23.2 | 25.4 | 27.6 | 29.4 | 28 | 35.4 | 34.4 | 29.5 | 23 | 30.4 | 29.3 | 27.2 | 29.6 | 31 | 29 | 30 | 26.4 | 31.4 | 31.3 | 35.4 | 27.9 | 30 | 31 | 32.6 | 30.2 | 31.1 | 26.2 | 28.8 | 27.2 | 29.8 | 27.9 | 34.8 | 35.6 | 26.4 | 29.4 | 27.4 | 19.6 | 20.2 | 30.6 | 26.7 | 27.6 | 27.4 | 30.8 | 29 | 30 | 0
3393 | 30.8 | 28 | 30.1 | 33.6 | 34.2 | 25.4 | 25.4 | 36 | 34.5 | 31 | 36.1 | 26 | 35.9 | 33.7 | 24.7 | 28.9 | 28.7 | 32 | 28.6 | 36.7 | 34.6 | 30 | 23.5 | 32.5 | 30.3 | 29.4 | 29.9 | 33.8 | 31.4 | 31.8 | 27.3 | 33.5 | 33.3 | 38 | 26.8 | 31 | 31.1 | 36 | 31.8 | 34.2 | 27.2 | 30.8 | 28.4 | 31.8 | 29.6 | 36.2 | 38.4 | 27.7 | 30.7 | 29.2 | 19.6 | 17.6 | 31.5 | 28.6 | 30.3 | 28.6 | 31.7 | 29.6 | 31.5 | 0
3394 | 32.3 | 27.3 | 32.2 | 35.8 | 37 | 26.6 | 26.9 | 37.9 | 35.3 | 32.2 | 38.5 | 28.1 | 38.5 | 35.9 | 27 | 30.5 | 29.7 | 34 | 29.3 | 38 | 35.7 | 32.3 | 24.2 | 33.9 | 32 | 32 | 29.3 | 35.8 | 32.7 | 33.4 | 28.1 | 35.1 | 34.5 | 40.1 | 25.8 | 31.5 | 32.6 | 36.1 | 33.5 | 35.8 | 28.5 | 32.4 | 29.9 | 34.3 | 30.1 | 37.4 | 40.2 | 28.7 | 32.2 | 30.8 | 20.2 | 16.6 | 33.2 | 29.5 | 31.5 | 29.6 | 33.7 | 30 | 32.8 | 0
3395 | 35 | 26.3 | 33.1 | 37.6 | 39.7 | 28 | 28.5 | 39.6 | 36.9 | 34.3 | 41.9 | 30.8 | 41.4 | 37.9 | 29.3 | 33.6 | 30.6 | 35.5 | 29.6 | 39 | 37.8 | 33.8 | 24.4 | 35.4 | 33 | 35.3 | 28.4 | 37.6 | 34 | 34.8 | 28.2 | 35.9 | 36.5 | 42.2 | 26.4 | 31.6 | 33 | 36.9 | 35 | 36.3 | 30.6 | 33.4 | 31.4 | 35.8 | 30.6 | 38 | 41.4 | 29.6 | 32.4 | 32.8 | 21.4 | 15 | 34.8 | 30.4 | 32.2 | 30.8 | 35.1 | 30.4 | 34 | 0
3396 | 37 | 26.1 | 33.8 | 39.1 | 41.4 | 28.6 | 29.9 | 40.9 | 37.6 | 35.5 | 43.3 | 32.8 | 43.5 | 39 | 31.4 | 35.1 | 31.3 | 36.4 | 30.2 | 39.9 | 39.8 | 35.5 | 25.2 | 36.4 | 34 | 39.4 | 27.5 | 38.2 | 34.3 | 35.9 | 28.5 | 37.1 | 37.6 | 42.9 | 25.8 | 32.6 | 34.7 | 38.1 | 35.9 | 37.9 | 32.6 | 34.3 | 33 | 37.8 | 31.2 | 38.8 | 42.1 | 30.5 | 33.3 | 34.1 | 23.5 | 17.4 | 36.8 | 30.5 | 34.2 | 31.7 | 36.1 | 31.6 | 34.5 | 0
3397 | 39.9 | 24.8 | 35.2 | 40.2 | 42.5 | 31 | 31.4 | 41.8 | 37.5 | 36 | 44.8 | 34.1 | 45.2 | 40 | 32.9 | 35.9 | 31.6 | 38.4 | 30.5 | 40.7 | 41.2 | 36.6 | 25.7 | 37.6 | 35.4 | 41.2 | 27.1 | 38.9 | 35 | 36.5 | 28.2 | 37.1 | 39.2 | 43.5 | 25.9 | 32.6 | 34.3 | 39.6 | 36.2 | 36 | 32.9 | 35 | 34 | 39.3 | 31.4 | 39.5 | 43 | 31.3 | 33.4 | 35.4 | 25.8 | 19 | 37.6 | 31.1 | 34.8 | 32.6 | 37.2 | 32 | 34.5 | 0
3398 | 40.6 | 24.2 | 36.6 | 41 | 43.3 | 31.2 | 32.1 | 42.4 | 36.4 | 36.8 | 44.6 | 34.2 | 46 | 39.8 | 34.8 | 35.8 | 31.6 | 37.9 | 30.8 | 41.4 | 42.3 | 37.3 | 26.4 | 38.4 | 36.1 | 42.8 | 26.8 | 39 | 35.2 | 36.6 | 28.2 | 36.8 | 40.4 | 43.4 | 28.4 | 32.5 | 33.6 | 40.5 | 36.1 | 39 | 32.1 | 35.8 | 34.4 | 40.6 | 31.4 | 40.6 | 43.8 | 32 | 34 | 36.1 | 28 | 21.8 | 37.8 | 31.1 | 35.7 | 33 | 37.6 | 32.4 | 33.8 | 0
3399 | 41.4 | 25.3 | 37 | 41.2 | 42.7 | 32.2 | 33.4 | 42.6 | 35.5 | 36.8 | 45.3 | 33.9 | 46.5 | 37.6 | 35.9 | 35.9 | 31.1 | 37.9 | 30.4 | 41.9 | 42.9 | 37 | 26.1 | 39.1 | 36.7 | 43.4 | 26.6 | 39.5 | 35.8 | 36.2 | 27.6 | 36.6 | 40.8 | 44 | 28.3 | 32.5 | 30 | 41.3 | 35.7 | 39.2 | 32 | 36.1 | 33.7 | 40.6 | 31.4 | 41.2 | 44.4 | 32.2 | 33.5 | 37 | 29.2 | 20.8 | 36.3 | 31 | 36.2 | 33.1 | 38.2 | 32.4 | 32.8 | 0
3400 | 41.9 | 26.6 | 37.6 | 41.1 | 42.6 | 28.8 | 25.4 | 42.5 | 34 | 35.8 | 44.6 | 32.9 | 46 | 36.6 | 35.7 | 35.4 | 30.3 | 37.4 | 29.9 | 41.9 | 42.8 | 33.3 | 25.6 | 38.8 | 37.1 | 43.9 | 26.7 | 39 | 35.4 | 35.4 | 27.2 | 35.1 | 41.2 | 44.1 | 28.3 | 32.3 | 27.2 | 42 | 34.6 | 38.7 | 31.5 | 35.8 | 32.7 | 39.8 | 31.3 | 41.5 | 44 | 31.9 | 33.3 | 37.5 | 29.5 | 19.9 | 34.6 | 30.5 | 36.2 | 32.3 | 38.7 | 32 | 31.6 | 0
3401 | 41.9 | 27.8 | 37.1 | 40.4 | 41.3 | 26.9 | 22.7 | 42.1 | 32.7 | 35.3 | 44.5 | 32 | 45 | 35.6 | 35.6 | 34.3 | 29.3 | 35.4 | 29 | 41 | 42.7 | 33.5 | 24.2 | 38 | 37.1 | 43.9 | 26.9 | 38 | 34.6 | 34.2 | 26.4 | 34.2 | 41.2 | 44.2 | 28.9 | 31.9 | 23.8 | 41.4 | 33.5 | 26.6 | 26.1 | 34.4 | 31.2 | 38.8 | 31.2 | 40.4 | 42.6 | 31.2 | 32.2 | 37.5 | 28.6 | 16.6 | 32.4 | 29.6 | 35.2 | 31.2 | 38.7 | 31.5 | 30.6 | 0
3402 | 41.6 | 28.1 | 35.6 | 39.4 | 40.2 | 26.8 | 22.9 | 41.2 | 31 | 34.8 | 42.7 | 30.8 | 43 | 33.8 | 35 | 33.9 | 28.3 | 34.4 | 28.3 | 39.2 | 41.8 | 32.3 | 23 | 36.4 | 36.5 | 43.4 | 27.2 | 35.4 | 32.6 | 32.9 | 25.9 | 33.5 | 40.8 | 42.9 | 28.3 | 31.6 | 23.3 | 35.5 | 31.6 | 29.4 | 26 | 32.3 | 30.1 | 36.6 | 30.4 | 38.5 | 40.1 | 30.3 | 31.8 | 37 | 27 | 16.1 | 31.3 | 29.4 | 35.2 | 29.5 | 37.7 | 30.9 | 29.9 | 0
3403 | 40.2 | 27.3 | 32.6 | 37.9 | 38.4 | 26.6 | 23.6 | 39.9 | 29.8 | 32 | 42 | 29.9 | 40.8 | 32.7 | 34.4 | 32.7 | 27.5 | 33.4 | 27.6 | 36.6 | 40.8 | 32.3 | 21.3 | 34.9 | 35.9 | 41.9 | 27.2 | 32.7 | 30.7 | 31.5 | 25 | 32.6 | 39.6 | 41.3 | 27.5 | 30.5 | 23 | 35 | 30.9 | 29.6 | 26.2 | 29.9 | 29.1 | 34.1 | 29.8 | 35.4 | 37.4 | 29.5 | 30.7 | 35.8 | 24.9 | 14.9 | 30.4 | 28.7 | 33.7 | 28.3 | 35.5 | 29.9 | 29.8 | 0
3404 | 39.2 | 25.9 | 30.5 | 36.4 | 37.2 | 25.6 | 23.7 | 38.3 | 29.4 | 30.3 | 40.4 | 28.8 | 38.2 | 32.5 | 32.5 | 31.4 | 27 | 32.4 | 27.3 | 34 | 40.2 | 32 | 20.4 | 33.4 | 34.4 | 39.9 | 26.1 | 29.8 | 28.8 | 30.4 | 24.4 | 32.1 | 38.3 | 38.8 | 27.1 | 30.1 | 24.4 | 36.1 | 30.4 | 30.4 | 26.1 | 28 | 28.6 | 32.8 | 29.3 | 32.4 | 35 | 29 | 30.2 | 34.2 | 23 | 16.2 | 30.4 | 28.6 | 31.5 | 27.4 | 33.9 | 29.2 | 30 | 0
3405 | 38 | 24.1 | 30.4 | 34.9 | 36.6 | 24.4 | 24 | 37 | 28.8 | 29.5 | 40.4 | 28.2 | 36.3 | 32.1 | 30.7 | 30.6 | 26.7 | 31 | 26.9 | 31.9 | 39.6 | 31.8 | 19.5 | 32.6 | 32.7 | 38.5 | 25.4 | 28.3 | 28.1 | 29.4 | 23.4 | 31.6 | 36.1 | 37 | 26.4 | 30 | 24.2 | 34.5 | 30 | 30.2 | 25.9 | 27 | 27.9 | 31.9 | 29 | 29.6 | 33.6 | 28.6 | 29 | 32.7 | 21.3 | 15.6 | 30 | 28.1 | 31 | 27.3 | 33.1 | 28.9 | 30.4 | 0
3406 | 37 | 23.1 | 30.5 | 33.9 | 35.7 | 23.8 | 24.4 | 35.8 | 28.8 | 28.9 | 39.4 | 27.6 | 34.7 | 32.1 | 29.4 | 29.4 | 26.5 | 30 | 26.9 | 31.1 | 38.8 | 31.8 | 19.8 | 31.7 | 30.9 | 36 | 24.7 | 27.5 | 27.4 | 28.7 | 23.2 | 31.4 | 36.1 | 35.2 | 26.5 | 29.8 | 25.1 | 33.2 | 29.7 | 30.2 | 25.4 | 27.2 | 27.4 | 30.5 | 28.9 | 28.5 | 32.9 | 28.2 | 28.8 | 32.4 | 20.2 | 16.5 | 29.9 | 28.1 | 31.1 | 27.2 | 32.5 | 28.8 | 30.4 | 0
3407 | 35.2 | 22.8 | 30.1 | 33 | 35.4 | 23 | 24 | 34.6 | 28.7 | 28.8 | 39 | 27.6 | 34 | 31.9 | 28.2 | 27.9 | 26.2 | 29.2 | 26.6 | 31.4 | 38.1 | 31.8 | 20.4 | 30.8 | 29.9 | 34.4 | 24.1 | 28 | 27.2 | 28 | 23 | 31.1 | 35.5 | 34.4 | 26.3 | 29.7 | 24.8 | 33 | 29.5 | 30.2 | 25 | 28 | 26.6 | 29.8 | 28.9 | 28.6 | 32.4 | 27.4 | 28.4 | 31.5 | 19.6 | 15.4 | 29.2 | 27.7 | 30.8 | 27.2 | 31.9 | 28.9 | 30 | 0
3408 | 33.9 | 22.8 | 29.7 | 32.4 | 34.2 | 22 | 23.9 | 33.7 | 28.6 | 28.4 | 36.8 | 27.6 | 33.4 | 31.6 | 26.4 | 26.1 | 25.7 | 28.4 | 26.6 | 32.6 | 37.3 | 31 | 21.9 | 29 | 29.6 | 32.2 | 23.5 | 28.2 | 26 | 27.4 | 23.6 | 30.6 | 34.2 | 33.5 | 25.4 | 29.3 | 26.3 | 31.9 | 28.9 | 29.9 | 25 | 28.9 | 26 | 29.3 | 28.8 | 30.1 | 31.3 | 26.1 | 29 | 30.5 | 19.6 | 16.3 | 29 | 27.6 | 30.6 | 26.5 | 31.3 | 28.3 | 28.8 | 0
3409 | 32.4 | 23 | 30.1 | 31.5 | 33.7 | 22 | 23.4 | 33.2 | 28.4 | 28.3 | 35.4 | 28.1 | 33.3 | 31.6 | 25.4 | 26.9 | 25 | 27.5 | 26.1 | 34 | 36.8 | 30.8 | 22.7 | 27.1 | 29.5 | 30.5 | 22.9 | 28.5 | 24.8 | 26.7 | 23.9 | 30.1 | 33.1 | 33.3 | 25.3 | 29.2 | 26.8 | 30 | 28.6 | 29.7 | 25 | 28.9 | 25.2 | 29.3 | 28.7 | 31.4 | 29.7 | 24.3 | 28.6 | 29.6 | 19.7 | 15.3 | 28.6 | 27.6 | 30.2 | 25.7 | 31.3 | 28.2 | 27.6 | 0
3410 | 31 | 23 | 29.7 | 30.4 | 32.9 | 22 | 23.1 | 32.7 | 28.2 | 28.3 | 33.4 | 28.4 | 32.9 | 31.6 | 23.9 | 29.5 | 24.4 | 26.9 | 25.8 | 35 | 36.1 | 30.8 | 23.2 | 25 | 28.9 | 29.8 | 22.3 | 28 | 23 | 26 | 24.2 | 30.3 | 32 | 32.8 | 25.3 | 29.1 | 28.4 | 32 | 28.3 | 29.9 | 24.7 | 28 | 24.8 | 28.8 | 28.6 | 32.4 | 27.6 | 22.6 | 28.2 | 28.8 | 20 | 15.8 | 28.6 | 27.4 | 29.6 | 24.6 | 31.2 | 28 | 26.4 | 0
3411 | 30.4 | 22.8 | 29.3 | 29 | 32.2 | 22 | 22.9 | 31.8 | 28.1 | 28.1 | 33.4 | 28.8 | 32.7 | 30.8 | 23.9 | 29.6 | 24.1 | 26.5 | 25.2 | 35.2 | 35.4 | 31 | 22.4 | 23.9 | 28.2 | 29 | 21.7 | 27.7 | 22.2 | 25.5 | 23.7 | 30.3 | 31.4 | 32.9 | 25 | 28.9 | 28 | 32 | 28.2 | 30.3 | 24.5 | 26.4 | 24.3 | 28.4 | 28.3 | 32.2 | 26 | 21.3 | 26.3 | 28.1 | 20 | 14.3 | 28.3 | 27.2 | 29.2 | 24.2 | 30.5 | 27.9 | 25.9 | 0
3412 | 29.2 | 21.3 | 28.7 | 28 | 32.2 | 22.1 | 22.7 | 30.7 | 28 | 28.2 | 32.8 | 28.3 | 32.1 | 30.4 | 23.9 | 29.4 | 24.1 | 26.5 | 25.1 | 34.8 | 35 | 30.3 | 21.8 | 23.6 | 28.2 | 28.6 | 21.8 | 26.9 | 21.9 | 25.4 | 23.5 | 30.1 | 31.3 | 32.6 | 25.1 | 28.7 | 28.5 | 31.3 | 28.1 | 29.9 | 24.4 | 24.9 | 24.3 | 28 | 28.2 | 31.7 | 25.5 | 21 | 25.2 | 27.9 | 20.1 | 15.4 | 28.4 | 27 | 28.2 | 24.1 | 29.7 | 27.9 | 25.9 | 0
3413 | 28.3 | 20.3 | 28.1 | 28.4 | 32.1 | 22.1 | 22.5 | 29.6 | 28.3 | 28.3 | 32.8 | 26.6 | 31.8 | 30.3 | 23.9 | 27.4 | 23.8 | 26.3 | 26.4 | 31.4 | 35 | 29.8 | 20.4 | 27 | 28.2 | 28 | 22.7 | 22.4 | 24.4 | 26.4 | 22.8 | 30.1 | 30.8 | 30 | 25.3 | 28.6 | 24.4 | 30 | 28.1 | 29.7 | 24.1 | 23.2 | 24.8 | 27.7 | 28 | 26.4 | 29.2 | 23.4 | 25 | 27.4 | 20.2 | 15.4 | 28 | 26.8 | 28.2 | 25.6 | 29.5 | 27.8 | 29.4 | 0
3414 | 27.6 | 20.8 | 27.7 | 29 | 31.7 | 22.1 | 22.5 | 29.5 | 28.5 | 28.3 | 33.2 | 28.1 | 32.1 | 30 | 23.9 | 29.4 | 25.2 | 26.1 | 27.4 | 32.3 | 34.8 | 29.5 | 20.5 | 27.7 | 27.7 | 27.5 | 23.6 | 24.4 | 26.6 | 26.8 | 24.4 | 30.1 | 30.3 | 31.1 | 25.7 | 28.2 | 24.6 | 30.6 | 27.7 | 29.2 | 24.1 | 23.5 | 24.9 | 27.3 | 27.8 | 27.7 | 30 | 23.3 | 24.8 | 26.7 | 21.4 | 17 | 28.4 | 26.6 | 28.1 | 26.8 | 28.7 | 28 | 29.9 | 0
3415 | 27.5 | 22.9 | 27.5 | 30.9 | 32 | 22.2 | 22.9 | 30.8 | 29 | 28.3 | 33.7 | 29.3 | 32.8 | 30.2 | 23.9 | 28.4 | 26.6 | 26.1 | 27.8 | 34.1 | 34.3 | 29.3 | 20.8 | 28.9 | 26.9 | 27.4 | 24.3 | 27.5 | 29 | 28 | 26.2 | 31.1 | 30.3 | 33 | 26.2 | 28.5 | 25.5 | 31.5 | 27.7 | 29.8 | 23 | 24.7 | 25.7 | 27.3 | 27.7 | 30.3 | 32.1 | 25.7 | 25.1 | 26.9 | 23.2 | 19.1 | 29.2 | 26.7 | 28.1 | 28 | 30.3 | 28.3 | 30.8 | 0
3416 | 28.4 | 24.9 | 30.1 | 33.2 | 33.2 | 22.6 | 23.6 | 32.8 | 30.2 | 29.3 | 35 | 30.6 | 34 | 30.9 | 24.3 | 28.9 | 28.8 | 25 | 29.2 | 36.2 | 33.2 | 29.4 | 21.2 | 29.8 | 27 | 27.9 | 24.9 | 31 | 31.6 | 29.6 | 28 | 31.8 | 31.1 | 35 | 27.6 | 29.8 | 26.2 | 34.2 | 30.1 | 31.9 | 23 | 26 | 26.5 | 27.4 | 28 | 33 | 34.4 | 28.2 | 25.8 | 28 | 24.8 | 20.8 | 30.2 | 27.9 | 28.2 | 29.4 | 32.7 | 28.6 | 32 | 0
3417 | 30 | 26.8 | 31.9 | 36.2 | 35 | 23.9 | 25.2 | 34.9 | 33.6 | 27.4 | 36.3 | 30.9 | 35.9 | 31.6 | 25.8 | 31.2 | 29.9 | 24.8 | 29.8 | 38.4 | 31 | 30.2 | 21.9 | 31.9 | 27.9 | 29.8 | 25.7 | 34 | 33.2 | 31.9 | 29 | 34.5 | 32.3 | 37 | 30.6 | 31.6 | 28.1 | 36.3 | 32.4 | 32.6 | 24.2 | 28 | 28.2 | 29 | 30.4 | 36 | 37.1 | 31.2 | 26.7 | 29.8 | 26.3 | 21.8 | 31.2 | 29.6 | 31 | 30 | 33.4 | 29.8 | 33.3 | 0
3418 | 32.6 | 28.7 | 33.8 | 38.4 | 37 | 25.8 | 26.5 | 36.8 | 35 | 33.2 | 38.2 | 31.5 | 37.9 | 32.5 | 27.8 | 30.7 | 30.9 | 26.2 | 31.1 | 40 | 31 | 30.6 | 22.7 | 33.8 | 28.1 | 33.5 | 26.8 | 36.2 | 34.7 | 33.8 | 29.7 | 35 | 33.6 | 38.6 | 32.5 | 32.5 | 29.8 | 38.4 | 34.1 | 33.3 | 24.5 | 29.9 | 29.9 | 31.1 | 31 | 38.2 | 39 | 31.5 | 27.8 | 31.3 | 27.3 | 21.8 | 32 | 30.6 | 32.6 | 30.5 | 35 | 30.3 | 34.2 | 0
3419 | 35 | 30.4 | 35.7 | 40.4 | 38.9 | 25.8 | 28.2 | 38.4 | 34.7 | 34.7 | 40 | 32 | 40 | 33.9 | 29.2 | 32 | 31 | 27.9 | 31.8 | 41 | 32.2 | 32.6 | 23.6 | 36.4 | 27.9 | 37 | 27.9 | 37.4 | 35.6 | 35.6 | 29.8 | 36.1 | 35.7 | 39.8 | 34.2 | 32.7 | 32.2 | 40 | 36.3 | 34.3 | 25 | 32 | 32 | 33.2 | 31.2 | 40 | 40.8 | 30.4 | 28.6 | 33 | 28.2 | 21.4 | 32.8 | 30.6 | 34.1 | 30.4 | 36.4 | 30.7 | 34.6 | 0
3420 | 37.5 | 32.2 | 36.4 | 41.2 | 40.8 | 27.4 | 30 | 39.8 | 36.1 | 36.2 | 42 | 33.6 | 41.5 | 35.4 | 31.8 | 30.7 | 31.6 | 28.9 | 33.2 | 41.2 | 33.6 | 35.4 | 24.3 | 38 | 28.7 | 39.4 | 29 | 38.2 | 36.9 | 36.4 | 30.2 | 36.3 | 37.4 | 40.7 | 36.3 | 32.9 | 33.5 | 41 | 37.3 | 35.3 | 25.3 | 33.5 | 33.4 | 35 | 31.9 | 40.8 | 42 | 26.9 | 29.2 | 35 | 28.8 | 20.8 | 33.5 | 31.1 | 34.6 | 30.5 | 37.6 | 31.8 | 34.4 | 0
3421 | 40 | 32.9 | 37 | 42 | 41.7 | 29 | 31 | 41 | 36.6 | 36.9 | 43.4 | 35 | 42.4 | 36.5 | 33.2 | 32.7 | 31.5 | 32.9 | 33.2 | 41.1 | 34.5 | 37.1 | 24.9 | 39.6 | 29.7 | 41.4 | 30 | 38.9 | 37.8 | 36.7 | 30.6 | 36.2 | 38.4 | 41.5 | 37 | 33.1 | 34.6 | 42 | 37.9 | 36.2 | 25.5 | 34.9 | 34.6 | 36.7 | 31.9 | 41.7 | 43.4 | 24.6 | 29.4 | 36.1 | 29.7 | 20.9 | 34 | 31.2 | 35.2 | 30.3 | 38.4 | 32.4 | 33.8 | 0
3422 | 42 | 34.2 | 38.4 | 42.2 | 42.2 | 28.7 | 31.8 | 41.7 | 37.6 | 38.7 | 44.4 | 36.4 | 42.6 | 37.5 | 34.3 | 33.9 | 31.8 | 33.5 | 33 | 41 | 34.9 | 37.4 | 25 | 40 | 30.4 | 42.4 | 31.2 | 39.6 | 38.4 | 36.2 | 31.2 | 36.3 | 38.9 | 42.2 | 37.2 | 33.1 | 34.4 | 40.5 | 36 | 35.4 | 26.2 | 35.4 | 35 | 38.2 | 31.2 | 42 | 44.4 | 23.2 | 29.4 | 37 | 30.4 | 21.4 | 34.4 | 31.1 | 36.1 | 30.2 | 39.3 | 32.7 | 33 | 0
3423 | 42.4 | 34.4 | 38.4 | 42.7 | 42.5 | 28.9 | 32.3 | 42 | 37.1 | 38 | 44.4 | 36.3 | 42.4 | 38.4 | 35.2 | 34.6 | 31.2 | 33.5 | 31.1 | 41.2 | 35.7 | 37.9 | 24.8 | 40.4 | 29.2 | 43.8 | 32.3 | 40 | 37.7 | 35.7 | 31.3 | 35.7 | 39.8 | 42.8 | 37.6 | 32.8 | 34.2 | 35.9 | 35.4 | 35.3 | 28 | 35.7 | 35.2 | 38.1 | 31.4 | 42.4 | 45.2 | 25 | 29.2 | 37.9 | 31.1 | 22.2 | 34.4 | 30.9 | 36.6 | 29.5 | 39.8 | 32.6 | 32.2 | 0
3424 | 42.6 | 35 | 37.9 | 42.5 | 42 | 26 | 32.2 | 41.9 | 36.8 | 37.5 | 44.1 | 35.6 | 41.8 | 38.7 | 35.3 | 35 | 30.9 | 33.5 | 29.7 | 41.3 | 35.6 | 37.9 | 24.2 | 39.5 | 28.4 | 43.8 | 33.2 | 39.9 | 36.3 | 34.6 | 30.8 | 35 | 40.7 | 43 | 37.6 | 33 | 33 | 36.4 | 34.9 | 34.8 | 28.7 | 35 | 34.3 | 37.5 | 31.3 | 41.8 | 44.6 | 26.9 | 28.9 | 38 | 30.9 | 22.3 | 33.8 | 30.7 | 36.3 | 29.1 | 40.3 | 32 | 31.5 | 0
3425 | 42 | 34.4 | 36.8 | 42 | 41 | 23.7 | 31.3 | 41.7 | 34.6 | 36.3 | 43.2 | 33.8 | 41.2 | 38.3 | 35.2 | 34.7 | 29.8 | 32.5 | 28 | 41.2 | 35.5 | 37.7 | 23.4 | 38.6 | 28.3 | 43.8 | 33.7 | 38.6 | 33.8 | 33.6 | 29.4 | 34.2 | 40.7 | 42.6 | 36.8 | 32.6 | 32 | 36 | 33.6 | 34.4 | 29 | 34 | 33.2 | 36.7 | 31.3 | 40.6 | 42.6 | 29 | 28.6 | 38.5 | 30 | 21.6 | 32.6 | 30.1 | 36.1 | 28.2 | 40.4 | 31.2 | 31 | 0
3426 | 41.8 | 33.5 | 36.5 | 40.3 | 40.7 | 23.4 | 30 | 41.2 | 32.9 | 34.6 | 42.5 | 32.5 | 40.4 | 37.4 | 34.3 | 34 | 29.3 | 31.9 | 28 | 40.3 | 35.8 | 37.4 | 22.4 | 36.6 | 27.8 | 43.5 | 33.6 | 36.4 | 31.7 | 32.2 | 27.6 | 32.8 | 39.8 | 41.5 | 36.4 | 31.8 | 30.4 | 27.5 | 32.3 | 34.3 | 29 | 32.4 | 31.3 | 36 | 30.7 | 38.1 | 38.8 | 28.1 | 28.3 | 38 | 28.1 | 19.7 | 31.1 | 29.7 | 35.6 | 27.8 | 39.6 | 30.4 | 30.6 | 0
3427 | 40.5 | 31.5 | 35.6 | 38.6 | 39 | 23.3 | 28.8 | 40 | 31.5 | 32.3 | 41.3 | 30.9 | 39.6 | 34.9 | 33 | 32.7 | 28.1 | 30.6 | 27.8 | 39 | 35.7 | 30.5 | 21.6 | 35 | 27.3 | 42.6 | 32.5 | 33.4 | 29.7 | 31 | 25.5 | 32 | 38.7 | 40.1 | 36.2 | 31.1 | 29.8 | 28.2 | 31.1 | 33.6 | 27.7 | 31.4 | 29.7 | 34.5 | 29.6 | 35.6 | 34.8 | 26 | 27.8 | 36.9 | 26 | 17.6 | 29.6 | 29.2 | 34.6 | 27.2 | 36.6 | 29.7 | 30.3 | 0
3428 | 39.2 | 29.5 | 30.9 | 36.6 | 37.7 | 23.3 | 27.3 | 37.8 | 30.6 | 30.6 | 40.3 | 30.2 | 38.6 | 32.1 | 31.1 | 29.7 | 27.4 | 29.7 | 28.4 | 37.2 | 34.6 | 31.4 | 21 | 33 | 26.9 | 40.8 | 31.8 | 30.6 | 28.8 | 29.8 | 24 | 31.5 | 36.7 | 38.4 | 34.6 | 30.7 | 29.2 | 27.9 | 29.9 | 31.3 | 24.7 | 30.6 | 28.2 | 33.3 | 28.9 | 33 | 31.2 | 22.4 | 27.4 | 35.5 | 24 | 15.6 | 28.4 | 28.8 | 34.1 | 27 | 35.1 | 29 | 30 | 0
3429 | 38.4 | 28 | 31.4 | 35.6 | 37 | 23.1 | 26.3 | 35.8 | 30.1 | 29.5 | 38.8 | 29.3 | 37.5 | 31.9 | 28.6 | 28.7 | 26.1 | 28.9 | 27.8 | 35.6 | 34.1 | 31.3 | 20.8 | 31.8 | 26.3 | 39.3 | 30.3 | 28.4 | 28.3 | 29.3 | 23 | 31.2 | 36.3 | 36.9 | 32.2 | 30.6 | 29.6 | 27.2 | 29.9 | 29.8 | 24.9 | 30.8 | 27.6 | 32.2 | 28.6 | 31.6 | 29.4 | 20.8 | 26.9 | 34.4 | 22.8 | 14.7 | 27.8 | 28.8 | 32.6 | 26.5 | 34.1 | 28.8 | 29.9 | 0
3430 | 37.5 | 27 | 31.2 | 34.8 | 35.7 | 22.9 | 26.4 | 33.5 | 29.7 | 29 | 37.4 | 29.1 | 36.1 | 31.7 | 27.3 | 27.7 | 25.7 | 28.7 | 27.5 | 34.2 | 33.5 | 31.6 | 20.7 | 30.1 | 25.5 | 37.8 | 29.3 | 27.2 | 28.6 | 28.7 | 22.9 | 31 | 35.3 | 35.7 | 31.4 | 30.5 | 29.2 | 30 | 29.4 | 29.2 | 25 | 30.7 | 27.1 | 31.2 | 28.5 | 30.6 | 29.1 | 20.4 | 26.7 | 33.5 | 22.2 | 14.6 | 27.8 | 28.7 | 32.4 | 26.5 | 33.5 | 29 | 29.9 | 0
3431 | 36.3 | 25.7 | 31.2 | 34.6 | 35.5 | 22.5 | 26.3 | 31.2 | 29.7 | 28.9 | 36 | 28.4 | 34.8 | 31.5 | 26.1 | 27.7 | 25.2 | 28.7 | 26.4 | 33.4 | 27 | 31.6 | 20.7 | 28.8 | 24.9 | 36.4 | 28.8 | 26.6 | 28.4 | 28.6 | 23 | 30.7 | 34.1 | 34.6 | 30.6 | 30.4 | 28.8 | 31.1 | 29.2 | 28.5 | 24.9 | 30.6 | 27 | 30.2 | 28.3 | 30.4 | 30.2 | 22.6 | 26.6 | 32.4 | 22 | 15.2 | 28.2 | 28.4 | 31.6 | 26.2 | 32.3 | 29 | 30 | 0
3432 | 35 | 24.2 | 31.8 | 33.7 | 35 | 21.7 | 26 | 29.8 | 29.5 | 28.4 | 35.2 | 28.3 | 33.5 | 31.3 | 24.2 | 27 | 25.6 | 28.4 | 26.4 | 32.7 | 26.1 | 30.9 | 20.6 | 26.8 | 24.8 | 34.5 | 28.2 | 26.2 | 28.2 | 28.1 | 23.3 | 30 | 33.1 | 33.5 | 29.7 | 30.1 | 27.1 | 31.5 | 28.7 | 28.4 | 24.9 | 29.3 | 26.3 | 29.5 | 28.1 | 29.7 | 31.1 | 24.5 | 26.7 | 32 | 21.6 | 15.6 | 28.6 | 28.2 | 31.1 | 26.4 | 32.1 | 28.3 | 30 | 0
3433 | 33.3 | 24.3 | 30.8 | 32.7 | 35.7 | 21.6 | 25.6 | 29.4 | 29.4 | 28 | 34.4 | 27.4 | 32.6 | 31.3 | 24.2 | 26.2 | 25.4 | 28.4 | 26.1 | 32.2 | 25.5 | 30.9 | 20.6 | 25.6 | 24.6 | 33.1 | 27.6 | 25.4 | 26.9 | 27.7 | 23.2 | 29.7 | 32.8 | 32.3 | 29.1 | 30.1 | 25.7 | 30.4 | 28.4 | 27.6 | 24.9 | 27.7 | 25.8 | 28.9 | 28.1 | 28.9 | 31.6 | 26.6 | 26.7 | 31.1 | 21.1 | 15.6 | 28.8 | 28.1 | 30.6 | 26.1 | 31.9 | 28.2 | 30 | 0
3434 | 31.6 | 22.9 | 30 | 31 | 34.5 | 21.6 | 25 | 29 | 29.1 | 27.6 | 34 | 27 | 31.9 | 30.8 | 23.8 | 25.2 | 25.4 | 28 | 26.6 | 31.6 | 25 | 30.5 | 20.4 | 24.6 | 24.6 | 31.8 | 27.1 | 24.2 | 25.6 | 27 | 22.8 | 29.7 | 32.4 | 31 | 28.6 | 30.1 | 24 | 27.6 | 28.1 | 27.2 | 24.7 | 25.6 | 25 | 28.4 | 28 | 27.4 | 31 | 26.4 | 26.6 | 30.5 | 20.2 | 15 | 28.6 | 28.2 | 30.6 | 26 | 31.5 | 28.1 | 29.8 | 0
3435 | 30.4 | 21.3 | 29.5 | 29.7 | 34 | 21.6 | 24.6 | 28.5 | 29.1 | 27.3 | 33.4 | 26.1 | 31.7 | 30.5 | 23.3 | 23.9 | 24.4 | 27.5 | 26.2 | 31.2 | 25.1 | 29.9 | 20.4 | 25.1 | 24.5 | 30.5 | 26.5 | 22.8 | 24.1 | 26.6 | 22.2 | 29.7 | 31.6 | 30.1 | 28.1 | 30 | 23.7 | 27.5 | 28 | 26.4 | 24.6 | 24.2 | 24.8 | 28.2 | 28 | 26.4 | 30.2 | 25.9 | 26.1 | 30 | 19.7 | 14.5 | 28.3 | 28.1 | 30.1 | 25.4 | 31.3 | 27.9 | 29.5 | 0
3436 | 29.9 | 21.5 | 28.9 | 28.4 | 32.7 | 21.6 | 24.1 | 27.9 | 28.7 | 27.2 | 33.1 | 26.3 | 31.6 | 30.3 | 23.3 | 23.7 | 24 | 27.4 | 26.6 | 31 | 25.2 | 29.6 | 20.3 | 25.7 | 24 | 29.4 | 26.4 | 22 | 23.8 | 26.2 | 22.2 | 29.7 | 31 | 29.6 | 27.9 | 30 | 23.6 | 28 | 27.8 | 26.2 | 24.5 | 23.1 | 24.5 | 28.2 | 27.9 | 25.8 | 29.2 | 23.9 | 25.6 | 29.5 | 19.5 | 14.5 | 28 | 27.8 | 29.7 | 25.4 | 31 | 27.7 | 29.3 | 0
3437 | 29.3 | 21.8 | 28 | 30 | 32.2 | 21.6 | 23.6 | 27.3 | 28.7 | 27.2 | 29.4 | 26.6 | 29 | 30 | 23.3 | 22.7 | 23.6 | 27.1 | 26.4 | 32.2 | 25.3 | 29.3 | 21 | 23.8 | 23.5 | 28.5 | 26.7 | 22.8 | 25.2 | 27.2 | 23.4 | 29.7 | 30.3 | 33.2 | 27.6 | 29.7 | 27 | 28.9 | 27.3 | 25.8 | 24.5 | 26.4 | 23.8 | 27.9 | 28 | 26.6 | 28 | 22.4 | 23.8 | 28.9 | 19 | 15 | 28.2 | 27.7 | 29.6 | 24.6 | 31.2 | 27.3 | 26.4 | 0
3438 | 28.8 | 22.2 | 27.5 | 29.7 | 32 | 21.6 | 23 | 28.3 | 28.6 | 27.3 | 29.9 | 27 | 29.5 | 29.8 | 22.8 | 23.6 | 24.4 | 26.9 | 28 | 33.4 | 25.3 | 29.1 | 21 | 25.2 | 23.4 | 27.6 | 27 | 24 | 27.6 | 27.5 | 23.5 | 29.7 | 29.9 | 33.6 | 27.6 | 29.6 | 27.3 | 28.1 | 26.9 | 25.7 | 24.5 | 27.1 | 23.9 | 27.5 | 28 | 28.2 | 29.2 | 23.9 | 24.5 | 28.1 | 20.9 | 16 | 28.7 | 27.3 | 29.6 | 24.6 | 28.5 | 27.2 | 26.7 | 0
3439 | 28.5 | 25 | 27.4 | 30.6 | 32.7 | 21.6 | 22.9 | 29.8 | 29.1 | 27.7 | 30.8 | 28.5 | 30 | 30.3 | 22.8 | 23.5 | 25.1 | 26.9 | 29.8 | 34.9 | 25.4 | 29 | 21.5 | 27.5 | 24.2 | 27.4 | 27.8 | 26.6 | 29.6 | 28.5 | 23.7 | 30.4 | 30 | 35 | 28.1 | 30.1 | 28 | 28.2 | 27 | 25.7 | 24.8 | 28.4 | 25.1 | 27.5 | 27.7 | 30.7 | 31.2 | 25.2 | 25.3 | 28.1 | 23.7 | 17.7 | 29.3 | 27.3 | 29.6 | 25.1 | 29.1 | 27.3 | 27.5 | 0
3440 | 29 | 27.3 | 28.8 | 32.4 | 34.7 | 22.1 | 23.5 | 31.8 | 30.6 | 29.5 | 32.8 | 30.4 | 30.6 | 32.2 | 23.4 | 26.7 | 26 | 27.2 | 32 | 35.8 | 26 | 29 | 22 | 31.4 | 26 | 27.8 | 28.6 | 29.6 | 33 | 29.8 | 24 | 32.1 | 31.6 | 36 | 30.5 | 30.6 | 29.4 | 31.5 | 30.4 | 25.7 | 25.3 | 29.4 | 26.6 | 28 | 28 | 33.8 | 33 | 27 | 26.4 | 29 | 26.8 | 19.4 | 30.2 | 28 | 30.1 | 26 | 29.9 | 28.4 | 28.6 | 0
3441 | 31.5 | 29.3 | 31 | 35 | 37.1 | 23.8 | 26.2 | 34 | 32.3 | 31 | 34.4 | 32.9 | 31.8 | 34.5 | 25.1 | 29.5 | 26.3 | 27.4 | 33.4 | 36.7 | 29.4 | 29.8 | 22.9 | 34.3 | 28.6 | 29.5 | 29.6 | 33.2 | 34.6 | 31.6 | 25 | 33.2 | 33.6 | 38 | 32.7 | 31.4 | 30.7 | 33.7 | 32.7 | 26 | 26.5 | 30.9 | 29 | 29.4 | 29.2 | 36.4 | 35.3 | 27.6 | 27.3 | 30.2 | 28.9 | 21 | 31.3 | 28.6 | 31.7 | 27.2 | 31 | 30.5 | 29.8 | 0
3442 | 33.6 | 30.7 | 32.4 | 37.4 | 39 | 25.7 | 27.3 | 36.3 | 32.8 | 32.8 | 36.5 | 34.7 | 33.4 | 37 | 26.5 | 31.9 | 26.8 | 28.8 | 34.4 | 37.3 | 31.5 | 31.6 | 23.5 | 36.9 | 30.3 | 32 | 30.8 | 35.9 | 36.8 | 33.2 | 26.3 | 34.5 | 35.6 | 39.5 | 34.2 | 31.7 | 31.8 | 36 | 35 | 27.4 | 27.5 | 32 | 31.2 | 30.7 | 29.9 | 38.4 | 37.1 | 28.2 | 28.2 | 31.6 | 30.3 | 21.6 | 32.4 | 29.1 | 32.5 | 28.1 | 33.8 | 30.6 | 30.9 | 0
3443 | 36.3 | 33.8 | 34 | 39.6 | 40.7 | 27.5 | 29.2 | 38.3 | 33.8 | 34.4 | 37.8 | 36 | 35.6 | 38.1 | 28.6 | 34.9 | 27 | 30.3 | 34.4 | 38.4 | 33 | 34.1 | 24 | 37.8 | 32.3 | 34.1 | 32.1 | 38.2 | 37.4 | 34.8 | 28 | 35 | 36.3 | 41.6 | 35.8 | 32.2 | 32.4 | 37.5 | 36.5 | 28.9 | 28.4 | 33.4 | 33.4 | 32.9 | 30.6 | 39.5 | 39.2 | 28.2 | 28.8 | 34 | 30.6 | 21.6 | 33.6 | 30 | 34.4 | 28.6 | 34.8 | 30.9 | 31.8 | 0
3444 | 39 | 35.8 | 35.5 | 40.9 | 42.1 | 27.1 | 31.3 | 39.9 | 34.8 | 36 | 39.5 | 35.9 | 37.8 | 39.6 | 30.7 | 35.6 | 27.7 | 33 | 34.2 | 39.6 | 36.1 | 36.1 | 23.8 | 38.8 | 33.7 | 36.1 | 33.4 | 39.1 | 38.9 | 35.8 | 29.3 | 36 | 38.5 | 42.7 | 36.4 | 32.7 | 32.8 | 39.5 | 38 | 30.6 | 29 | 34.4 | 34.7 | 34.8 | 30.9 | 40.4 | 40.6 | 29 | 29.5 | 35.4 | 31.1 | 20.9 | 34.5 | 30.1 | 35.4 | 28.4 | 36.2 | 31.6 | 32.5 | 0
3445 | 40.1 | 36.1 | 36.7 | 41.7 | 43 | 27.1 | 32.2 | 41.1 | 35.3 | 36.8 | 40.4 | 35.4 | 39.8 | 41 | 31.5 | 36.5 | 28 | 34.4 | 33.3 | 41.3 | 38 | 37.2 | 23.5 | 38.7 | 35.4 | 38 | 34.6 | 40 | 38.3 | 36.4 | 30.2 | 36 | 40.1 | 44.1 | 37.3 | 32.8 | 32.9 | 39.8 | 38 | 31.9 | 24.8 | 35.6 | 35.7 | 37.2 | 31 | 41.1 | 42 | 29.5 | 29.9 | 37.4 | 31.6 | 20.5 | 34.8 | 30.8 | 36.3 | 27.8 | 36.4 | 31.3 | 33 | 0
3446 | 41.1 | 36.2 | 37.6 | 42 | 43 | 25 | 33 | 41.9 | 34.8 | 37.1 | 41.4 | 34.2 | 41 | 42 | 32.5 | 36.7 | 28.4 | 35.5 | 32.4 | 42.6 | 39.2 | 37.6 | 23 | 39.2 | 36.5 | 39.5 | 35.9 | 40.2 | 37.8 | 36.4 | 30.2 | 35.6 | 41.6 | 44.6 | 37.7 | 32.8 | 33.2 | 40.7 | 39 | 32.2 | 25.6 | 36.2 | 35.8 | 38 | 31.4 | 42 | 42.6 | 30.4 | 30.2 | 38.4 | 32.8 | 20.2 | 34.6 | 31.1 | 36.6 | 27 | 36.7 | 31 | 33.2 | 0
3447 | 41.7 | 35.3 | 38.2 | 42.3 | 43.1 | 24.7 | 33.4 | 42.3 | 34.7 | 36.5 | 41.4 | 33.5 | 41.5 | 37.8 | 33.4 | 36.7 | 28 | 36 | 31 | 43.4 | 40 | 38.1 | 22.9 | 38.8 | 36.5 | 40.1 | 37 | 40.7 | 34.8 | 36.1 | 29.7 | 35.5 | 42.5 | 45.3 | 37.8 | 32.6 | 33.2 | 41.2 | 37.5 | 32.6 | 26.2 | 36.7 | 35.8 | 38.9 | 31.4 | 42.5 | 42.9 | 30.3 | 30.2 | 38.6 | 33.6 | 20.6 | 33.8 | 31.3 | 37.9 | 26.5 | 37 | 30.8 | 33 | 0
3448 | 42.1 | 35.7 | 38.4 | 42.3 | 42.9 | 24.9 | 33.2 | 42.1 | 34.2 | 36.5 | 41.4 | 32.7 | 41.2 | 35.9 | 33.4 | 36.5 | 27.4 | 36.1 | 30 | 42.6 | 40.2 | 38.2 | 22.8 | 39 | 37.4 | 40.1 | 37.9 | 40.3 | 32.7 | 35.2 | 28.7 | 35 | 42.6 | 44.6 | 38.1 | 32.4 | 33.1 | 41.8 | 36.4 | 32.4 | 26.8 | 36.2 | 35.2 | 39.1 | 31.3 | 42.5 | 41.9 | 30.1 | 30.1 | 38.8 | 33.8 | 20.5 | 32.7 | 30.8 | 37.9 | 26.2 | 37.2 | 30.8 | 32.5 | 0
3449 | 42 | 32.3 | 37.5 | 42 | 42.1 | 24.7 | 32.6 | 41.4 | 31.6 | 35.5 | 40.6 | 32.4 | 40.4 | 35.1 | 33.4 | 36 | 26.4 | 36.1 | 29 | 40.8 | 40.3 | 37.6 | 23 | 38 | 37.2 | 40.2 | 38.2 | 39.4 | 30 | 34 | 28 | 34.2 | 42.6 | 43.6 | 38.3 | 32.2 | 32.4 | 41.8 | 35 | 31.9 | 27.3 | 35.4 | 34.4 | 38.5 | 31.1 | 41.4 | 40.6 | 29 | 29.8 | 38.7 | 32.6 | 20.2 | 31.6 | 30.1 | 37.8 | 26.2 | 37.5 | 30.8 | 31.6 | 0
3450 | 41.2 | 28.8 | 37 | 41 | 40.6 | 24.1 | 30.7 | 40.2 | 24.7 | 34.2 | 40 | 31.7 | 39.2 | 34.3 | 32.7 | 34.9 | 25.7 | 35 | 28.7 | 37.9 | 39 | 35.9 | 22.9 | 37.2 | 36.5 | 40 | 38.1 | 37 | 29.8 | 32.3 | 27.4 | 33.2 | 42.2 | 41.3 | 37.9 | 31.7 | 31.2 | 41 | 33.4 | 31.6 | 27.3 | 33.9 | 32.9 | 37.4 | 30.4 | 39.4 | 38.4 | 28.3 | 29.6 | 37.8 | 30.4 | 18.8 | 30.8 | 29.7 | 36.4 | 26.2 | 37.8 | 29.9 | 30.7 | 0
3451 | 40.1 | 27.7 | 35.5 | 39.7 | 38.8 | 24.1 | 29.9 | 38.9 | 24.8 | 32.6 | 38.5 | 31.1 | 38.2 | 33.5 | 31.6 | 33.4 | 25 | 33.7 | 28.3 | 35.4 | 37.9 | 30.6 | 22.8 | 35 | 35.7 | 39.1 | 37.8 | 34.5 | 29.2 | 30.9 | 27.4 | 32 | 41 | 39.8 | 36.8 | 30.8 | 29.3 | 39.5 | 32 | 31.1 | 27.3 | 32.8 | 31.6 | 35.5 | 29.8 | 36.4 | 36.8 | 27 | 29.2 | 36 | 27.2 | 17.1 | 30.3 | 29.2 | 35.7 | 26.1 | 36.2 | 29.1 | 29.8 | 0
3452 | 38.5 | 26.6 | 35 | 38 | 36.1 | 23.6 | 29.3 | 37.7 | 25.8 | 30.3 | 37.2 | 30.2 | 37 | 32.5 | 30 | 30.2 | 24.8 | 32.6 | 28.2 | 33.6 | 36.3 | 28.9 | 22.4 | 33 | 34.8 | 37.6 | 36.8 | 31.6 | 30 | 29.6 | 27.4 | 31.5 | 39.4 | 38.4 | 35.6 | 30.4 | 27.4 | 37.8 | 31.2 | 30.4 | 25.3 | 32 | 30.2 | 33.4 | 29.6 | 33.5 | 35.4 | 26.4 | 28.8 | 35 | 24.4 | 15.2 | 30.2 | 29 | 26 | 25.8 | 33.8 | 28.6 | 29.2 | 0
3453 | 37 | 25.7 | 34 | 36.6 | 34.5 | 22.7 | 28.2 | 36.5 | 25.8 | 29.3 | 35.2 | 29.7 | 35.9 | 32 | 28.1 | 28.8 | 24.4 | 31.8 | 27.6 | 33.4 | 35.3 | 26.6 | 22.2 | 30.2 | 33.7 | 36.6 | 35.8 | 29.9 | 29.1 | 29 | 27.5 | 31 | 38.5 | 38.7 | 34.3 | 30.2 | 25.7 | 37 | 30.7 | 29.8 | 25.8 | 32.1 | 29.4 | 31.8 | 29.4 | 31 | 35.1 | 25.3 | 28.2 | 32.6 | 22.2 | 14.3 | 30.2 | 28.6 | 26.2 | 25.5 | 32.8 | 28.7 | 28.9 | 0
3454 | 35.8 | 24.7 | 32 | 35.5 | 33.4 | 22.7 | 27.4 | 35.5 | 25.8 | 28.9 | 33.9 | 29.2 | 34.3 | 31.9 | 27 | 28 | 24.4 | 39.5 | 27.3 | 33.7 | 34.4 | 25.6 | 21.8 | 28.9 | 32.7 | 35.5 | 34.8 | 28.5 | 28.9 | 28.7 | 27 | 30.8 | 37.6 | 38.7 | 33.1 | 30.2 | 24.9 | 35.6 | 30.6 | 29.3 | 24.8 | 32.1 | 28.6 | 30.7 | 29.3 | 29.6 | 34.5 | 25.1 | 27.6 | 32.4 | 21.4 | 14 | 30.1 | 28.6 | 26 | 25.1 | 32 | 29.3 | 28.9 | 0
3455 | 34.6 | 23.3 | 30.5 | 35 | 32.7 | 22.7 | 27.3 | 34.5 | 25.8 | 28.7 | 32.8 | 29 | 32.6 | 31.7 | 26.1 | 27.5 | 24.2 | 29.8 | 26.8 | 34.4 | 33.5 | 20.8 | 21.6 | 28 | 31.8 | 34.1 | 33.9 | 28 | 27.4 | 28.7 | 26.2 | 30.8 | 36.6 | 39 | 31.8 | 30 | 25 | 34.8 | 30.5 | 28.5 | 24.8 | 32 | 28.2 | 30 | 29.1 | 29 | 34 | 24.6 | 26.8 | 32.2 | 21.4 | 14.6 | 29.8 | 28.6 | 25.4 | 25 | 31.7 | 29.8 | 29 | 0
3456 | 33.9 | 22.1 | 29.5 | 34.5 | 32.1 | 22.5 | 26.7 | 33.7 | 25.7 | 28.2 | 32.8 | 28.5 | 30.6 | 31.5 | 25.2 | 26.7 | 24.3 | 26.7 | 26.8 | 34.1 | 31.9 | 20.9 | 21.2 | 28.7 | 31.1 | 33.3 | 32.9 | 26.9 | 27.5 | 28.5 | 24.8 | 30.5 | 34.3 | 37.7 | 30.2 | 29.7 | 26 | 33 | 30.2 | 28.1 | 24.8 | 30.8 | 27.3 | 29.4 | 29 | 29 | 32.3 | 24.8 | 26.1 | 30.7 | 21.9 | 15 | 29.3 | 28.6 | 25.4 | 24.9 | 31.6 | 27.6 | 29 | 0
3457 | 32.8 | 22 | 28.5 | 34.1 | 31.5 | 22.5 | 26.2 | 33.1 | 25.7 | 27.8 | 32.5 | 28.1 | 29.1 | 31.5 | 24.9 | 26 | 23.9 | 21.8 | 26.5 | 33.3 | 32 | 21.5 | 21.1 | 28.6 | 30.2 | 32.1 | 31.9 | 25.9 | 26.5 | 28.3 | 23.7 | 30.3 | 32.9 | 36.4 | 29.4 | 29.7 | 27 | 33.5 | 30.2 | 27.9 | 24.9 | 29.3 | 26.5 | 28.9 | 28.8 | 28.8 | 30.5 | 24.3 | 25.3 | 30.4 | 21.7 | 15.3 | 28.7 | 28.6 | 25.4 | 25 | 30.8 | 27.2 | 28.6 | 0
3458 | 31.5 | 21.6 | 28 | 33.2 | 30.8 | 22.5 | 25.2 | 32.5 | 25.8 | 27.8 | 32.4 | 27.4 | 28.1 | 31.3 | 24.7 | 24.5 | 23.8 | 21.8 | 26.4 | 32 | 31.6 | 22.1 | 20.8 | 28.4 | 29.6 | 31.2 | 31 | 24.2 | 26.6 | 27.8 | 22.8 | 30 | 32.3 | 34.2 | 29.3 | 29.5 | 27.8 | 32 | 30 | 27.2 | 24.9 | 27.4 | 25.4 | 28.6 | 28.4 | 28.2 | 28.4 | 23.9 | 24.6 | 29.2 | 21 | 15 | 28.2 | 28.6 | 26.4 | 25 | 30.4 | 26.6 | 28 | 0
3459 | 30.7 | 21.1 | 27.2 | 32.2 | 30.1 | 22.5 | 24.5 | 32.4 | 25.8 | 27.7 | 31.2 | 27 | 28 | 31.1 | 23.2 | 23.8 | 23.4 | 21.8 | 25.9 | 31.3 | 31.3 | 22.5 | 20.9 | 26.5 | 28.8 | 30.2 | 30.1 | 23.2 | 25.2 | 27.5 | 22.8 | 30 | 31.6 | 33.3 | 29.3 | 29.2 | 27.8 | 30.2 | 30 | 26.7 | 25.1 | 26.4 | 24.7 | 28.2 | 27.8 | 27.1 | 27.4 | 22.7 | 23.9 | 28.9 | 19.6 | 14.8 | 27.9 | 28.6 | 26.9 | 25 | 30.2 | 26.1 | 27.2 | 0
3460 | 30.1 | 20.4 | 27 | 30.9 | 30 | 22.5 | 24 | 32.8 | 25.8 | 27.7 | 30.4 | 26.5 | 28.3 | 31.1 | 23.3 | 23.6 | 23.4 | 21.8 | 26 | 31.2 | 30.9 | 22.6 | 20.8 | 25 | 28 | 28.8 | 29.3 | 22.3 | 25.3 | 27.1 | 22.9 | 29.8 | 31.2 | 32.5 | 29.2 | 28.9 | 27.4 | 30 | 29.6 | 26.4 | 24.8 | 25.8 | 23.9 | 28.3 | 27.6 | 26.5 | 27 | 22.5 | 23.7 | 28.8 | 18.8 | 14.5 | 27.9 | 28.6 | 27.4 | 24.7 | 30 | 25.7 | 26.6 | 0
3461 | 29.6 | 20.4 | 26 | 29 | 29.6 | 22.4 | 23.7 | 33.2 | 25.7 | 27.6 | 25.2 | 27 | 23.6 | 30.8 | 23.3 | 23 | 23.4 | 21.8 | 27.6 | 32.2 | 30.7 | 22.6 | 22 | 25.2 | 27.7 | 28.1 | 28.8 | 26.2 | 26 | 26.4 | 24 | 29.7 | 31.1 | 32.8 | 28.8 | 28.2 | 24.8 | 29.5 | 29.4 | 25.9 | 24.8 | 21.2 | 25.2 | 28.3 | 27.2 | 27 | 30.4 | 23.2 | 24.8 | 28.8 | 19.8 | 14.2 | 28 | 28.6 | 27.4 | 24.4 | 29.8 | 25.5 | 27.6 | 0
3462 | 29.2 | 20.6 | 25.4 | 28.7 | 29.1 | 22 | 23.6 | 33.5 | 25.8 | 27.7 | 25.4 | 27.7 | 24.7 | 30.6 | 22.5 | 23.4 | 24.3 | 21.9 | 27.4 | 33.4 | 30.4 | 22.6 | 22 | 25.4 | 27.9 | 27.5 | 28.3 | 28.1 | 27.4 | 27 | 24.3 | 26.5 | 30.9 | 32.9 | 28.3 | 27.8 | 25.5 | 29 | 28.8 | 25.9 | 24.7 | 20.5 | 25.3 | 28.4 | 26.9 | 28.3 | 31.1 | 24.9 | 24.9 | 28.8 | 21.8 | 16.5 | 28.8 | 28.1 | 27.5 | 24.3 | 29.7 | 25.7 | 28 | 0
3463 | 29.1 | 22 | 26 | 29.8 | 30.9 | 22 | 23.7 | 33.8 | 27.8 | 27.8 | 26.3 | 29 | 27.1 | 31.5 | 22.6 | 24 | 24.8 | 21.9 | 27.3 | 35 | 30.5 | 22.6 | 22.1 | 26.5 | 29.3 | 27.4 | 31.1 | 30.3 | 29 | 28.6 | 25.2 | 26.8 | 30.6 | 33.8 | 28.5 | 27.7 | 27 | 30.6 | 29.5 | 26.6 | 24.6 | 21.1 | 26.3 | 28.4 | 26.9 | 30.4 | 32.8 | 26.7 | 25.2 | 28.8 | 24.6 | 18.6 | 29.4 | 28.3 | 27.9 | 24.1 | 30.2 | 26.2 | 29.3 | 0
3464 | 30.3 | 23.8 | 27.6 | 31.6 | 34.8 | 22.1 | 24.6 | 34.4 | 29.8 | 29 | 28 | 31 | 30.6 | 38.3 | 23.2 | 27.5 | 25.6 | 22.8 | 27.6 | 37 | 30.5 | 23.4 | 22 | 29 | 30.6 | 27.8 | 31.7 | 32.8 | 31 | 30.5 | 26 | 28.4 | 31.4 | 35 | 29.4 | 29.8 | 28.4 | 30.9 | 32 | 28.3 | 24.5 | 22.4 | 27.8 | 28.6 | 27.2 | 33.4 | 35 | 28.6 | 25.8 | 28.3 | 27.8 | 20.8 | 30.3 | 28.6 | 29.3 | 24.2 | 31.8 | 27.7 | 31 | 0
3465 | 32.6 | 26 | 30 | 34.3 | 38.1 | 22.2 | 26 | 35.3 | 32.6 | 31.5 | 30.1 | 33 | 34 | 35.7 | 25.9 | 31.6 | 25.4 | 23 | 28.3 | 38.6 | 33.2 | 27.2 | 22 | 31.5 | 32.2 | 29.5 | 31.1 | 34.8 | 32.7 | 32.6 | 27.4 | 30.8 | 32.9 | 36.6 | 31.9 | 32.3 | 30.2 | 29.5 | 31.6 | 31.5 | 25.2 | 24.4 | 30 | 30.8 | 30.7 | 36.2 | 37.2 | 29.8 | 26.7 | 28.6 | 30.4 | 21.6 | 30.9 | 28.4 | 31 | 24.2 | 34.4 | 29 | 32.8 | 0
3466 | 34.6 | 28.3 | 32 | 36.8 | 40.6 | 23.7 | 27.8 | 36.6 | 33.6 | 32.8 | 32.4 | 35 | 36.9 | 36.7 | 27.5 | 33.1 | 25.4 | 23.1 | 29.3 | 40 | 35.6 | 29.3 | 21.9 | 34.2 | 34.4 | 31.4 | 31.4 | 36.6 | 34.5 | 34.2 | 28.6 | 32.3 | 34.5 | 38.2 | 31.9 | 33.2 | 31.3 | 32.6 | 34 | 33.4 | 25.5 | 25.7 | 32.2 | 31.7 | 30.7 | 38.8 | 38.9 | 30.9 | 27.9 | 30.6 | 32.2 | 21.8 | 31.8 | 28.4 | 32.3 | 24.4 | 35.9 | 29.8 | 34 | 0
3467 | 36.6 | 30.7 | 32.5 | 39 | 42.7 | 25.7 | 29.4 | 38.1 | 34.8 | 34.7 | 34.6 | 36.4 | 38.8 | 37.8 | 29.4 | 34.7 | 25 | 23.6 | 30.4 | 41 | 37.1 | 31.5 | 22 | 36 | 35.5 | 34 | 31.9 | 37.8 | 36 | 35.4 | 30 | 34.3 | 36.3 | 39.6 | 36.3 | 33.3 | 32.2 | 35.7 | 35.5 | 35.2 | 26.8 | 26.2 | 34.2 | 33.7 | 31.5 | 40.4 | 40 | 31.6 | 29.2 | 32.7 | 33 | 21.2 | 32.6 | 29.7 | 33.4 | 24.4 | 37.3 | 30.3 | 34.6 | 0
3468 | 38.6 | 32.3 | 34.8 | 40.1 | 43.5 | 25.9 | 31.4 | 39.6 | 35.5 | 36.1 | 36.7 | 37.5 | 40 | 39.6 | 30.9 | 36.2 | 25.4 | 25 | 31.3 | 42.2 | 38.6 | 32.3 | 22 | 37.5 | 36.9 | 35.6 | 33.5 | 38.9 | 37.5 | 35.9 | 30.8 | 35.8 | 37.9 | 40.7 | 37.9 | 33.3 | 32.3 | 36.3 | 40.3 | 36.7 | 28 | 25.2 | 35.4 | 36.3 | 31.7 | 41.7 | 40.8 | 32.7 | 30.5 | 35.7 | 33.4 | 21.1 | 33.7 | 30.5 | 34.9 | 24.6 | 38.1 | 31.3 | 34.4 | 0
3469 | 39.6 | 33.7 | 35 | 40.8 | 43.8 | 26.4 | 32.6 | 41.1 | 35.3 | 36.6 | 38.4 | 37.7 | 40.7 | 40.6 | 31.8 | 36.7 | 25.4 | 26.1 | 31.6 | 43.3 | 39.2 | 34.2 | 22.1 | 38.2 | 38 | 37.5 | 34.8 | 39.5 | 38.5 | 36.1 | 31.5 | 36.3 | 39.6 | 41.8 | 38.3 | 33.3 | 32.4 | 38.2 | 40.8 | 37.7 | 29.5 | 23.8 | 36.2 | 37.3 | 31.8 | 42.1 | 41.6 | 33.5 | 31.4 | 37 | 33.8 | 20.9 | 34.2 | 30.2 | 35.9 | 24.5 | 38.9 | 31 | 33.8 | 0
3470 | 40.2 | 34.6 | 36.5 | 40.8 | 45 | 27.7 | 33.5 | 42.3 | 35.3 | 37 | 39.6 | 37.6 | 41.2 | 38.7 | 32.5 | 37.8 | 25.8 | 26.5 | 31.4 | 44.4 | 39.9 | 34.7 | 22.2 | 38.8 | 38.4 | 39 | 36.4 | 40 | 39 | 36 | 31.6 | 36.8 | 41.4 | 42.6 | 38.5 | 33.3 | 32.2 | 38.7 | 41.7 | 38.3 | 29.7 | 22.4 | 36.2 | 39 | 31.8 | 42.4 | 42.4 | 34.4 | 32 | 37.6 | 34.4 | 21.2 | 34.4 | 30 | 36.4 | 24.4 | 39.1 | 30.7 | 33 | 0
3471 | 41.1 | 34.7 | 37.4 | 41 | 44.1 | 24 | 34.1 | 43.1 | 35.3 | 36.7 | 40.2 | 36.8 | 41.5 | 36.7 | 33.7 | 37.7 | 25.3 | 27 | 30.6 | 44.8 | 39.6 | 35.1 | 22.3 | 38.7 | 38.8 | 40.4 | 37.5 | 39.9 | 38.6 | 35.9 | 31.7 | 36.3 | 42 | 43.3 | 38.5 | 33.3 | 32.4 | 39.1 | 41.7 | 38.6 | 30.2 | 22 | 36 | 39.6 | 31.7 | 42.1 | 43.1 | 34.5 | 32.1 | 38 | 35 | 20.9 | 33.5 | 30.4 | 36.7 | 24 | 38.9 | 30.6 | 32.3 | 0
3472 | 41.6 | 34.2 | 37.5 | 40.8 | 43.7 | 26.2 | 33.9 | 43.4 | 33.8 | 36.1 | 40.2 | 35.9 | 41.5 | 36.7 | 33.7 | 37.7 | 25.2 | 27 | 29.8 | 44.6 | 40.3 | 35.4 | 22.3 | 38.5 | 38.9 | 40.5 | 38.2 | 39.7 | 37.6 | 35.3 | 31.2 | 33.3 | 42 | 43.4 | 38.5 | 32.9 | 32.3 | 39.7 | 38.6 | 38.6 | 30 | 22.2 | 35.1 | 40.4 | 31.5 | 42 | 43.1 | 34.3 | 32 | 37.7 | 35.3 | 20.5 | 32.4 | 30.5 | 36.6 | 23.8 | 38.7 | 30.9 | 31.3 | 0
3473 | 41.1 | 33.6 | 36.5 | 40.4 | 43.1 | 26 | 32.9 | 43 | 32.5 | 35.6 | 39.6 | 34.6 | 41 | 36.7 | 33.4 | 36.4 | 24.6 | 26.5 | 29 | 43.4 | 37.7 | 35.4 | 22.2 | 37.6 | 38.9 | 40.5 | 38.3 | 38.8 | 36 | 34.4 | 30.6 | 33.3 | 42 | 43 | 38.2 | 32.8 | 32.2 | 40.2 | 37.2 | 38.3 | 29.8 | 23 | 34 | 40 | 31 | 41.4 | 42 | 33.4 | 31.6 | 37.5 | 34.6 | 19.4 | 31 | 30 | 36.5 | 23.6 | 38.4 | 30.9 | 30 | 0
3474 | 41 | 32.9 | 36 | 39.2 | 41.6 | 25 | 32.3 | 42 | 31 | 34 | 38.6 | 33.5 | 40 | 35.8 | 31.6 | 35.6 | 24.9 | 26.1 | 28.5 | 41.8 | 25.2 | 33.2 | 21.9 | 36.4 | 37.9 | 40.1 | 38.2 | 37.8 | 34.5 | 32.8 | 29.5 | 31.5 | 41.7 | 41.8 | 37.5 | 31.8 | 31.4 | 40 | 35.3 | 37.8 | 29.3 | 23.2 | 32.3 | 37.7 | 30.4 | 40.8 | 39.7 | 32.7 | 31.2 | 36.4 | 32.8 | 18.5 | 30.3 | 29.5 | 35.9 | 23.7 | 37.5 | 30.7 | 28.2 | 0
3475 | 40 | 31 | 35 | 37.9 | 38.8 | 23.3 | 31.4 | 40.5 | 30.2 | 31.7 | 37.3 | 32.2 | 38.5 | 34.7 | 30 | 33.7 | 24.7 | 25.5 | 28.2 | 39.8 | 26.3 | 32 | 21.7 | 34.2 | 36.1 | 38.6 | 37.8 | 36.3 | 33 | 31.1 | 28.8 | 30 | 40.7 | 40.3 | 36.7 | 30.9 | 30.8 | 38.7 | 33.6 | 36.3 | 29.1 | 23.1 | 30.8 | 35.5 | 29.8 | 39.5 | 36.7 | 31.8 | 30.9 | 35.6 | 30.1 | 17.3 | 29.8 | 28.9 | 34.9 | 23.7 | 36.1 | 29.8 | 26.5 | 0
3476 | 38.1 | 29.4 | 32.5 | 36.2 | 36.8 | 22.8 | 28.3 | 38.7 | 29.7 | 30.2 | 36 | 31.2 | 37 | 33.7 | 28.4 | 30.2 | 25 | 24.8 | 28 | 38.2 | 24.6 | 31 | 21.4 | 32 | 35.6 | 37.1 | 36.8 | 34.8 | 32 | 29.4 | 28 | 29.8 | 39.1 | 38.6 | 35.2 | 30.7 | 30 | 37.1 | 33.5 | 35 | 28.8 | 22.4 | 29.2 | 33.7 | 28.6 | 38 | 33.6 | 31.2 | 30.6 | 34.9 | 27.2 | 16.6 | 30 | 28.9 | 33.9 | 23.8 | 34.3 | 28.8 | 25 | 0
3477 | 37.1 | 28.2 | 31.5 | 35.1 | 35.1 | 22.2 | 27.2 | 37.1 | 29.3 | 29.4 | 34.7 | 30.2 | 35.6 | 33.4 | 26.9 | 29.4 | 24.4 | 24.4 | 27.7 | 36.9 | 24.7 | 30.2 | 21.3 | 29.5 | 35.3 | 36 | 35.7 | 32.9 | 31 | 28.4 | 27.8 | 29.3 | 37.9 | 37.3 | 34.4 | 30.3 | 29.8 | 35.4 | 33.4 | 32.9 | 28.1 | 22 | 28.3 | 31.8 | 28.7 | 35.9 | 31.4 | 30.4 | 30.2 | 34.5 | 24.6 | 15.8 | 30 | 28.4 | 33.4 | 23.7 | 33.1 | 28.6 | 24.5 | 0
3478 | 36 | 26.9 | 30.4 | 34.3 | 34.1 | 22.2 | 27 | 35.6 | 28.7 | 29 | 33.5 | 29.5 | 34.5 | 33.2 | 25.7 | 28.6 | 24.1 | 24.2 | 27.3 | 36.4 | 26.2 | 29.5 | 21.2 | 28.1 | 34.3 | 34 | 34.7 | 31.2 | 30.3 | 27.9 | 27.3 | 28.5 | 36.7 | 36.4 | 34 | 30.2 | 29.3 | 34.1 | 33.2 | 32 | 27.7 | 21.8 | 27.7 | 30.7 | 28.7 | 34.1 | 30.4 | 29.6 | 29.6 | 33 | 22.9 | 15.6 | 30 | 28 | 25.9 | 23.8 | 32.5 | 28.7 | 24.8 | 0
3479 | 34.6 | 25.6 | 29.6 | 34 | 33.2 | 22.3 | 26.5 | 34.1 | 28.7 | 28.6 | 32.4 | 29 | 33.6 | 33.2 | 25 | 28.1 | 23.4 | 23.8 | 27 | 36 | 26.2 | 29.4 | 21.2 | 27.4 | 33.5 | 32.6 | 33.7 | 29.4 | 29.4 | 28 | 27 | 28.3 | 36.6 | 36 | 33.3 | 29.9 | 29 | 34.5 | 33.1 | 29.9 | 27.7 | 22.4 | 27.6 | 30.1 | 28.7 | 32.4 | 30.6 | 28.4 | 28.8 | 31.6 | 22 | 15.2 | 29.6 | 27.9 | 26.1 | 23.8 | 32.4 | 28.8 | 26 | 0
3480 | 33.7 | 24.7 | 28.8 | 33.5 | 32.6 | 21.9 | 25.4 | 33.2 | 28.4 | 28.1 | 31.3 | 28.8 | 32.6 | 32.8 | 24.4 | 27.1 | 23.6 | 23.6 | 26.9 | 35.7 | 22.2 | 28.7 | 21.2 | 27.9 | 32.6 | 31.2 | 32.7 | 28.1 | 28.6 | 28.1 | 26.1 | 28.3 | 35.7 | 35.6 | 31.4 | 29.5 | 27.9 | 31.2 | 32.7 | 28.2 | 27.4 | 23.1 | 27.3 | 29.2 | 28.6 | 31.3 | 31.4 | 27.1 | 27.8 | 31 | 21.6 | 15.2 | 29.3 | 27.1 | 26.4 | 24.2 | 32.1 | 27.9 | 27.3 | 0
3481 | 32.6 | 24.2 | 28 | 33.1 | 32.1 | 21.9 | 24.3 | 32.7 | 27.6 | 27.9 | 30 | 28.5 | 30.9 | 32.7 | 24 | 26.7 | 23.3 | 23.5 | 27.1 | 35 | 22.2 | 28 | 21.3 | 28.2 | 32.6 | 29.9 | 31.7 | 26.8 | 27.5 | 28.1 | 25.2 | 28.4 | 33.9 | 35.3 | 30.5 | 30.5 | 26.8 | 29.7 | 32.1 | 29.2 | 27.4 | 24 | 27 | 28.9 | 28.3 | 30.1 | 32 | 25.4 | 26.9 | 30.5 | 21.1 | 14.5 | 28.6 | 27 | 26.5 | 24.4 | 31.9 | 27.6 | 28.3 | 0
3482 | 32.5 | 23.8 | 27.3 | 32 | 31.5 | 21.9 | 23.9 | 32.2 | 27.5 | 28 | 28.6 | 28.2 | 28.7 | 31.9 | 23.5 | 25.7 | 23.6 | 23.1 | 27.4 | 34 | 22.3 | 27.7 | 21.4 | 28.4 | 32.3 | 28.9 | 30.7 | 26 | 26.6 | 27.6 | 24.2 | 28.4 | 32.3 | 34.6 | 30 | 30.3 | 25.4 | 30.5 | 31.6 | 29.4 | 26.8 | 24 | 26.4 | 28.5 | 28.1 | 29.2 | 32 | 24 | 26 | 30 | 20.4 | 14 | 28.2 | 27 | 26.9 | 24.8 | 31.5 | 27.3 | 28.6 | 0
3483 | 31.6 | 23 | 26.5 | 31 | 30.8 | 21.9 | 23.2 | 31.7 | 27.4 | 27.9 | 27.1 | 27.5 | 26.2 | 31.3 | 23 | 25.2 | 23.2 | 23.1 | 27.6 | 32.8 | 22.4 | 26.9 | 21.6 | 27.4 | 31.2 | 28 | 29.7 | 25.3 | 25.7 | 27 | 23.8 | 28 | 32 | 33.9 | 29.5 | 30.5 | 24.7 | 30.2 | 31.6 | 28.3 | 26.8 | 23.6 | 25.9 | 28 | 28 | 27.9 | 31.4 | 22.8 | 25.4 | 29.4 | 19.5 | 13.1 | 27.7 | 27 | 25.9 | 24.8 | 31.3 | 27.1 | 28.4 | 0
3484 | 31 | 22.2 | 26 | 29.7 | 30.6 | 21.9 | 23.1 | 31.1 | 26.8 | 27.8 | 25.9 | 27.1 | 24.3 | 30.7 | 23 | 24.6 | 23.4 | 23.1 | 27.8 | 32.1 | 22.9 | 26.3 | 21.8 | 26.3 | 30.8 | 27.3 | 28.9 | 25.4 | 25.6 | 26.4 | 23.6 | 27.8 | 31.5 | 33.1 | 29.4 | 30.4 | 24.3 | 29.2 | 31.6 | 27.2 | 26.8 | 22.3 | 25.3 | 27.8 | 27.5 | 27.2 | 30.6 | 22.6 | 25 | 29 | 19.2 | 13.4 | 27.8 | 27 | 25.9 | 24.7 | 30.7 | 26.9 | 27.8 | 0
3485 | 30.3 | 21.7 | 25.4 | 28.4 | 30.6 | 21.9 | 22.9 | 30.5 | 26 | 27.7 | 26.2 | 27 | 23.8 | 30.4 | 23 | 23.8 | 22.6 | 23.1 | 26.2 | 34 | 24 | 25.7 | 20.4 | 25 | 30.1 | 27.1 | 28.4 | 28.4 | 22.6 | 26.4 | 26 | 27.6 | 30.7 | 32.4 | 29.4 | 29.3 | 28 | 28.8 | 31.6 | 26.2 | 26.3 | 22.4 | 24.4 | 27.6 | 27.3 | 28.6 | 29 | 26 | 26 | 28.1 | 19.2 | 14 | 28.4 | 27 | 26 | 23.8 | 30.6 | 26.7 | 25.2 | 0
3486 | 30.1 | 21.2 | 25 | 28.5 | 30.6 | 21.5 | 22.9 | 30.9 | 26 | 27.4 | 26.7 | 27.9 | 24.7 | 30.7 | 22.5 | 23.7 | 23.3 | 23.1 | 26.7 | 35.2 | 24.8 | 25.2 | 20.8 | 25.1 | 28.5 | 27.1 | 27.8 | 29.2 | 22.4 | 26.9 | 27.1 | 27.6 | 30 | 33 | 29.7 | 28.8 | 28.9 | 28.7 | 31.3 | 25.8 | 26.1 | 23.1 | 25 | 27.4 | 27 | 30.2 | 30.4 | 27.4 | 27 | 27.8 | 21.7 | 16.7 | 28.6 | 27 | 26.1 | 25.5 | 30.4 | 26.8 | 26.4 | 0
3487 | 30.1 | 25 | 25.7 | 29.3 | 32.7 | 21.7 | 23 | 31.9 | 27.8 | 27.8 | 27.8 | 29.5 | 27.7 | 31.7 | 22.7 | 25.2 | 24.1 | 23.1 | 29 | 35.2 | 24.8 | 25.2 | 21.5 | 26.1 | 29.1 | 27.2 | 30.5 | 30.6 | 22.6 | 27.8 | 28.6 | 28.3 | 30.2 | 34.2 | 30.3 | 28.9 | 29.8 | 28.8 | 31.7 | 28.2 | 25 | 24.1 | 26.3 | 27.5 | 27.5 | 32.7 | 32.9 | 29 | 28.2 | 27.5 | 25.1 | 19.7 | 29.1 | 27 | 26.3 | 27 | 30.6 | 27.3 | 26.8 | 0
3488 | 31.6 | 28.3 | 27 | 30.6 | 36 | 22.9 | 23.8 | 33.4 | 31.5 | 29.6 | 29.2 | 31.4 | 31.4 | 33.8 | 23.3 | 28.2 | 24.8 | 25.3 | 31.4 | 36.8 | 24.8 | 25.2 | 22 | 28 | 30.4 | 27.6 | 32.6 | 32.2 | 23.6 | 29 | 30 | 29.6 | 31.5 | 35.6 | 31.9 | 30.5 | 30.8 | 30.5 | 34.1 | 30.6 | 25.2 | 25 | 27.6 | 27.7 | 28.3 | 35 | 34.6 | 31.2 | 29.8 | 28 | 29 | 22.4 | 29.6 | 27.4 | 25.4 | 28.4 | 31.5 | 28 | 28.6 | 0
3489 | 33.4 | 30.6 | 29.4 | 32.5 | 39 | 24.4 | 26 | 35.1 | 32.2 | 31.7 | 31 | 33.8 | 35.6 | 35.3 | 25.8 | 32.6 | 25 | 25.6 | 34.4 | 37 | 26 | 28.2 | 22.6 | 30.5 | 33 | 28.3 | 30.4 | 34.2 | 24.6 | 30.8 | 31.2 | 31.4 | 33.3 | 37.2 | 34.8 | 32.2 | 31.2 | 34.2 | 34.1 | 33.1 | 26.4 | 26.1 | 29.3 | 29.8 | 30.2 | 37.7 | 37.3 | 32.9 | 30.8 | 29.1 | 31.6 | 23.5 | 30.2 | 29 | 24.9 | 28.8 | 31.1 | 30.7 | 29.2 | 0
3490 | 35.4 | 33 | 30.5 | 34.4 | 41 | 26.7 | 27.9 | 36.8 | 34.8 | 33.9 | 33 | 36 | 38.5 | 36.7 | 27.7 | 33.9 | 25 | 26.4 | 35.2 | 39.2 | 27.7 | 30.6 | 23 | 33.1 | 35.3 | 29.8 | 31.8 | 35.9 | 25.6 | 32.6 | 31.9 | 32.7 | 34.2 | 38.6 | 36.5 | 32.8 | 31.7 | 36.2 | 35.7 | 36 | 27.7 | 26.8 | 30.8 | 31.3 | 30.5 | 39.7 | 39.1 | 34.7 | 31.7 | 30.5 | 33.3 | 23.5 | 30.8 | 30.2 | 24.9 | 29.3 | 32.5 | 30 | 31.4 | 0
3491 | 37 | 35.2 | 32.8 | 36.4 | 42.9 | 28.4 | 29.7 | 38.2 | 35.3 | 35.5 | 35.2 | 38 | 40.2 | 37.8 | 28.9 | 35.6 | 24.8 | 27.5 | 34.6 | 40.4 | 30.1 | 31.9 | 23.4 | 35.6 | 36.9 | 32.2 | 33.3 | 37.6 | 26.4 | 34.4 | 32.4 | 30.1 | 35.8 | 39.8 | 38 | 33.6 | 32 | 38.2 | 36.3 | 38.6 | 29.7 | 27.6 | 32.5 | 33.8 | 31 | 41.6 | 41.6 | 36 | 32 | 30.8 | 33.8 | 22.2 | 31.4 | 30.8 | 24.9 | 29.4 | 34.5 | 30.6 | 32.6 | 0
3492 | 39.4 | 36.1 | 35 | 38 | 43.6 | 29.5 | 31.6 | 39.4 | 36 | 36.9 | 37.4 | 39.3 | 40.3 | 39.6 | 30.4 | 37.1 | 24.8 | 28.8 | 31.5 | 43.1 | 31.8 | 33.1 | 23.6 | 37.5 | 39 | 34.6 | 35.4 | 38.6 | 27.3 | 35.6 | 32.7 | 32.7 | 37.2 | 40.7 | 39 | 34.4 | 32.9 | 40 | 39.6 | 39.8 | 31.5 | 27.9 | 33.9 | 36.4 | 31 | 42.6 | 42.9 | 37.3 | 32.6 | 32.3 | 34.5 | 21.1 | 31.9 | 31 | 25.6 | 30.1 | 35.9 | 30.7 | 35 | 0
3493 | 41 | 38.1 | 36 | 39.5 | 44.2 | 30.1 | 33.1 | 40.4 | 36.7 | 38 | 39.5 | 40.1 | 40.3 | 41 | 32 | 37.1 | 25 | 29.3 | 28.6 | 43.1 | 33 | 34.4 | 23.9 | 38.8 | 39.2 | 35.8 | 36.7 | 39.6 | 27.9 | 36.2 | 33 | 33.6 | 38.4 | 41.6 | 40.1 | 34.4 | 33.6 | 41.2 | 40.3 | 40.5 | 31 | 28.2 | 35.5 | 38.6 | 31.2 | 43.7 | 44.5 | 37.8 | 32.8 | 32.5 | 35.1 | 20.3 | 32.4 | 31 | 27.1 | 30.5 | 37.3 | 30.7 | 35.2 | 0
3494 | 41.5 | 37.7 | 36.5 | 40.4 | 44.6 | 30.2 | 34.7 | 41.3 | 35.2 | 38.4 | 41.2 | 40 | 40.4 | 42.4 | 32.9 | 38.1 | 25.4 | 30 | 26 | 42.4 | 33.5 | 35.4 | 24 | 39.4 | 40.5 | 37.5 | 38.1 | 40 | 28.6 | 36 | 33.2 | 31.7 | 40.2 | 42.4 | 40.8 | 34.1 | 34.4 | 41.6 | 41.1 | 40.7 | 31.2 | 28 | 36.6 | 40.1 | 31.5 | 44 | 44.6 | 38 | 33.2 | 32.8 | 36.4 | 20.4 | 32.6 | 30.9 | 28.4 | 31 | 37.9 | 30.6 | 34.8 | 0
3495 | 41.5 | 38.1 | 37 | 41 | 44.6 | 30.1 | 35.3 | 41.9 | 34 | 38.5 | 42.3 | 39.5 | 41.4 | 42.7 | 34.4 | 37.7 | 25.6 | 30.5 | 26.1 | 37.9 | 34 | 35.4 | 24.3 | 39.4 | 40.7 | 38.8 | 39.1 | 40.3 | 28.9 | 35.4 | 33.2 | 27.4 | 41.5 | 43.3 | 41 | 34.2 | 34.3 | 39.2 | 41.4 | 40.5 | 31.2 | 27.8 | 37.4 | 41.2 | 31.5 | 44.3 | 44.8 | 37.1 | 33.1 | 34.2 | 37 | 20.6 | 32.6 | 30.8 | 29.1 | 30.4 | 38.8 | 30.6 | 31.4 | 0
3496 | 43.2 | 38.3 | 36.5 | 40.8 | 44.2 | 29.3 | 29 | 42.1 | 31.7 | 37.8 | 42.5 | 38.4 | 42.1 | 38.5 | 35 | 37.6 | 25.8 | 30.5 | 27 | 34 | 34.2 | 35.6 | 24.2 | 38.9 | 40.7 | 39.7 | 39.4 | 39.9 | 29.1 | 34.2 | 32.8 | 27.2 | 41.9 | 43.6 | 40.5 | 33.5 | 33.9 | 38.9 | 40.1 | 40.6 | 31 | 27.1 | 37 | 41.6 | 31.2 | 43.6 | 43 | 36 | 33.1 | 34.9 | 37.1 | 20.8 | 32.3 | 30.4 | 29.5 | 29.7 | 38.1 | 30.6 | 28.6 | 0
3497 | 42.8 | 38.3 | 36.2 | 40.2 | 43.1 | 29.2 | 24.8 | 41.6 | 30.6 | 36.5 | 42 | 37.2 | 42.4 | 37 | 34.5 | 36.7 | 25.4 | 29.8 | 29 | 29.6 | 34.1 | 35.6 | 24 | 37.8 | 40.5 | 39.2 | 39.4 | 39.2 | 28.6 | 33 | 32 | 27 | 42.1 | 43.4 | 40 | 33.1 | 32.8 | 39.6 | 38.2 | 40.5 | 30.7 | 26.4 | 35.8 | 41.6 | 31.2 | 42.4 | 41 | 34.4 | 32.6 | 36 | 35.4 | 20.4 | 31.8 | 30.2 | 29.8 | 28.4 | 37.9 | 30.7 | 25.2 | 0
3498 | 42.2 | 38.1 | 35.4 | 38.9 | 41.9 | 27.5 | 26.2 | 40.5 | 29.8 | 35 | 40.9 | 35.8 | 40.8 | 35.2 | 33.8 | 35.4 | 24.9 | 29.8 | 29.5 | 28.8 | 33.9 | 34.6 | 23.4 | 36.2 | 40.2 | 38.8 | 39.1 | 37.6 | 27.8 | 31.7 | 30.9 | 26.9 | 41.7 | 42.3 | 39.5 | 32.1 | 31.9 | 38.7 | 35.4 | 39.9 | 25.6 | 25.5 | 33.5 | 40.4 | 30.8 | 40.2 | 37.8 | 33.4 | 32.4 | 35.9 | 32.8 | 19.7 | 31.2 | 29.8 | 29.9 | 27.7 | 37.3 | 30.8 | 24.7 | 0
3499 | 41 | 36.6 | 34.5 | 37.5 | 40 | 25.9 | 26.8 | 39 | 29 | 33 | 39.5 | 34.8 | 38.1 | 34 | 32.3 | 34 | 24.2 | 28.8 | 29.5 | 28.3 | 33.8 | 33.4 | 23 | 34.4 | 39.3 | 38.3 | 38.5 | 36.1 | 26.3 | 30.6 | 29.6 | 26.9 | 40.5 | 40.9 | 38.5 | 31.2 | 30.7 | 36.6 | 33.7 | 38.5 | 26.9 | 25.1 | 31.4 | 37.6 | 30.1 | 38.3 | 36.1 | 32.4 | 31.8 | 35 | 29.2 | 18.6 | 30.6 | 29.3 | 29.2 | 27 | 35.7 | 30 | 24.3 | 0
3500 | 39.2 | 32.9 | 33.5 | 36 | 38.1 | 25.4 | 26.3 | 37.3 | 28.8 | 31.2 | 38 | 34 | 34.4 | 32.9 | 30.7 | 32 | 23.6 | 27.9 | 28.1 | 30 | 32 | 32.4 | 22.6 | 32.6 | 37.5 | 37.3 | 37.7 | 34.4 | 25 | 29.6 | 28.6 | 26.9 | 39.2 | 39.2 | 37.2 | 30.6 | 30.2 | 35.8 | 33.3 | 35.8 | 27.1 | 24.8 | 29.4 | 34.4 | 29.8 | 36.4 | 35 | 32 | 31.4 | 33.8 | 26 | 17.8 | 30.2 | 29 | 28.9 | 27 | 34.3 | 29 | 25.6 | 0
3501 | 37.8 | 30.6 | 32.4 | 34.9 | 37 | 22.6 | 25.4 | 35.9 | 28.5 | 30 | 36.6 | 33.6 | 31.3 | 32.6 | 28.4 | 30.6 | 23.1 | 27.6 | 27.5 | 29.8 | 30.9 | 31.3 | 22.6 | 31.1 | 35.8 | 36.1 | 36.6 | 33.3 | 23.7 | 28.9 | 27.9 | 27 | 38 | 37.9 | 35.5 | 30.4 | 29.6 | 35 | 33.3 | 32.8 | 27 | 25 | 28.5 | 33.1 | 29.5 | 35.6 | 36.1 | 31.4 | 30.6 | 32.6 | 23.4 | 17.1 | 29.9 | 28.7 | 28.5 | 26.7 | 33.3 | 28.9 | 25.2 | 0
3502 | 36.4 | 29.2 | 31.4 | 33.9 | 36.1 | 21.9 | 24.4 | 35 | 28.2 | 29.5 | 35.1 | 32.9 | 29 | 32.6 | 27.6 | 29.8 | 23 | 27.3 | 26.7 | 30.6 | 30.9 | 30.4 | 22.5 | 29.9 | 34.2 | 34.8 | 35.7 | 32.3 | 23.3 | 28.2 | 27.6 | 27.3 | 36.8 | 36.7 | 34.4 | 30.3 | 29.6 | 34.1 | 33.2 | 30.5 | 22.5 | 24.9 | 28 | 31.6 | 29.3 | 34.8 | 36.6 | 31 | 30.2 | 31.7 | 22.4 | 17.1 | 29.7 | 28.3 | 28.4 | 26.7 | 33.3 | 28.9 | 25.6 | 0
3503 | 35.4 | 27.8 | 30.5 | 33.2 | 35.2 | 21.5 | 23.9 | 34.1 | 27.7 | 29.2 | 33.6 | 32.2 | 28.2 | 32.6 | 26.6 | 28.6 | 23 | 26.6 | 27.2 | 30 | 30.4 | 28.4 | 22.4 | 29.2 | 33.5 | 33.2 | 35 | 31.6 | 23.4 | 27.6 | 27.4 | 27.4 | 36.4 | 36 | 33.3 | 30.3 | 29.4 | 33.7 | 32.9 | 30.3 | 26.7 | 24.8 | 28 | 30.7 | 29.2 | 34.2 | 37 | 30.2 | 29.4 | 31 | 22.2 | 17 | 29.6 | 28 | 28.4 | 26 | 33 | 29.1 | 24.6 | 0
3504 | 34.6 | 27.2 | 29.7 | 32.3 | 34.6 | 21.5 | 23.2 | 33.3 | 27.5 | 28.7 | 31.9 | 30.9 | 27.8 | 32.3 | 24.9 | 27.6 | 23.1 | 26 | 27.2 | 31.5 | 29.1 | 27.7 | 21.9 | 28.7 | 33 | 31.8 | 34.3 | 30.6 | 24.2 | 26.9 | 27.1 | 27.4 | 35.7 | 35.1 | 32.5 | 30.1 | 29.5 | 33.2 | 32.8 | 29 | 27.2 | 24 | 27.4 | 30.1 | 28.9 | 32.6 | 34.9 | 29.6 | 29 | 30.2 | 22.7 | 16.9 | 29.4 | 27.7 | 28.4 | 25.5 | 32.3 | 28.2 | 25.2 | 0
3505 | 33.6 | 26.5 | 28.7 | 31.5 | 33.6 | 21.8 | 22.7 | 32.8 | 27.5 | 28.5 | 30.1 | 29.5 | 27.6 | 32 | 24.6 | 27.1 | 23 | 25.8 | 27.6 | 32 | 29.2 | 26.9 | 21.3 | 28.1 | 32.5 | 30.4 | 33.7 | 29.7 | 24.7 | 26.4 | 26.6 | 27.1 | 34 | 34.4 | 32.5 | 30.1 | 29.1 | 31.8 | 32.7 | 27.8 | 27.3 | 23.2 | 26.6 | 29.3 | 28.8 | 30.9 | 32.5 | 28.4 | 28.1 | 29.5 | 22.3 | 15.8 | 29.1 | 27.5 | 28.4 | 24.3 | 31.9 | 28.1 | 25 | 0
3506 | 32.7 | 26.1 | 28.2 | 30.4 | 32.5 | 21.8 | 22.1 | 32.3 | 27.5 | 28.5 | 28.4 | 28 | 26.6 | 31.8 | 24.2 | 27 | 22.8 | 25.3 | 27 | 34 | 29.3 | 26.4 | 20.6 | 27.4 | 32.3 | 29.2 | 33 | 28.6 | 25 | 26 | 26 | 27.4 | 32.7 | 33.4 | 32.3 | 30.1 | 28.8 | 30.3 | 31.7 | 28.4 | 27.2 | 22.2 | 25.4 | 28.6 | 28.6 | 28.8 | 29.2 | 27.4 | 27.4 | 29 | 21.4 | 14.6 | 28.8 | 27.6 | 28.4 | 23.6 | 31.3 | 28 | 26 | 0
3507 | 32.2 | 25.4 | 27 | 29.5 | 32.1 | 21.6 | 21.7 | 31.5 | 27.3 | 28.5 | 27.1 | 27.1 | 25.4 | 31.7 | 23.4 | 27.6 | 22.4 | 25 | 26.8 | 33.9 | 29.4 | 25.9 | 20.2 | 26.5 | 31.8 | 27.7 | 32.4 | 28.1 | 24.4 | 26 | 25.5 | 27.4 | 31.4 | 32.7 | 31.9 | 29.7 | 28.1 | 29.7 | 30.7 | 26.7 | 27.2 | 21.8 | 24.6 | 27.9 | 28.4 | 27.8 | 27.9 | 26.2 | 26.4 | 28.5 | 19.7 | 13.2 | 28.5 | 27.5 | 28 | 22.8 | 31.1 | 27.8 | 25.4 | 0
3508 | 31.3 | 25 | 26.5 | 28.7 | 31.3 | 21.6 | 21.7 | 30.5 | 27.3 | 28.3 | 26.3 | 26.6 | 24.1 | 31.5 | 23.4 | 27.4 | 22.4 | 24.8 | 25.9 | 34.7 | 29.1 | 25.8 | 20.1 | 25.6 | 31 | 26.8 | 31.8 | 27.9 | 23.6 | 26 | 25.5 | 27.9 | 30.8 | 32.2 | 31.5 | 29.6 | 27.9 | 29.8 | 23.7 | 25.2 | 26.7 | 21.8 | 24.1 | 27.6 | 28 | 27.5 | 27.4 | 25.9 | 26 | 28 | 18.9 | 13 | 28.4 | 27.2 | 27.4 | 23.1 | 30.8 | 27.7 | 25.8 | 0
3509 | 30.4 | 24.5 | 26.4 | 28 | 30.6 | 21.6 | 21.6 | 29.5 | 27.3 | 28.3 | 26 | 28.2 | 25 | 31.5 | 22.9 | 27.1 | 22.8 | 24.6 | 24.2 | 31.4 | 28.9 | 25.2 | 22 | 25.6 | 30.5 | 26.3 | 31.1 | 27.2 | 21.6 | 26 | 25.6 | 27.9 | 30.2 | 33 | 31.2 | 29.5 | 25 | 29.6 | 23.7 | 25.5 | 26.7 | 23.4 | 24.6 | 27.4 | 27.8 | 28.8 | 31.6 | 28.6 | 26 | 27.5 | 21 | 13.6 | 28 | 27 | 27 | 25 | 30.5 | 27.6 | 25 | 0
3510 | 29.6 | 22.8 | 25.7 | 28.5 | 29.6 | 21.6 | 21.7 | 29.6 | 27.5 | 28.1 | 26.7 | 28.5 | 25.5 | 31.7 | 23 | 25.7 | 24.2 | 24.4 | 25.1 | 32.8 | 28.8 | 24.9 | 22.3 | 26.1 | 30 | 25.9 | 30.5 | 26.9 | 23.9 | 26.6 | 27.2 | 28.1 | 29.7 | 33.5 | 30.9 | 29.2 | 25.9 | 28.5 | 24.2 | 26 | 26.8 | 24.4 | 25 | 26.7 | 27.5 | 30.1 | 31.3 | 29.4 | 26.9 | 26.8 | 23 | 16.5 | 28.6 | 27 | 26.9 | 26 | 30.1 | 27.6 | 25.7 | 0
3511 | 29.4 | 25 | 26.5 | 29.5 | 31.2 | 22 | 22.5 | 30.8 | 27.7 | 28.3 | 27.7 | 29.9 | 27.6 | 32.7 | 23.2 | 25.6 | 25.3 | 25.1 | 26.1 | 34.6 | 28.9 | 25 | 23 | 26.8 | 29.7 | 25.8 | 30.6 | 27.5 | 26.8 | 27.7 | 28.8 | 27.9 | 29.7 | 34.5 | 31 | 29.6 | 26.6 | 30.4 | 24.2 | 27.1 | 26.8 | 25.8 | 26.1 | 26.9 | 27.5 | 32.3 | 31.4 | 30.6 | 27.8 | 26.8 | 26 | 19.3 | 29.2 | 27 | 27.4 | 26.8 | 30.9 | 27.9 | 27.1 | 0
3512 | 30.4 | 30.7 | 27.8 | 31.2 | 34.8 | 23 | 23.9 | 32.8 | 28.6 | 29.9 | 29 | 31.8 | 31.4 | 33.7 | 23.9 | 28.5 | 26.6 | 26.8 | 27 | 36 | 29.8 | 27.4 | 23.6 | 28.6 | 31.2 | 26.8 | 31.1 | 28.2 | 29.6 | 29.2 | 31 | 28 | 30.5 | 36 | 32.7 | 31.1 | 27.7 | 33.4 | 24.3 | 30.5 | 26.8 | 27 | 27.4 | 27.6 | 28.1 | 34.6 | 33.6 | 32 | 29 | 27.5 | 29 | 22.4 | 30 | 27.6 | 28.1 | 28 | 31.9 | 28.2 | 27.8 | 0
3513 | 32.9 | 33 | 29.8 | 32.7 | 38.3 | 24.5 | 25.4 | 35.1 | 32.7 | 32.1 | 30.4 | 34.3 | 34.8 | 35.1 | 25.2 | 31.5 | 27 | 28.9 | 27.7 | 37.4 | 30.9 | 30.4 | 24.3 | 29.7 | 33.6 | 28.4 | 32 | 29.9 | 31.5 | 31 | 32.1 | 25.4 | 32.3 | 37.5 | 34.2 | 31.7 | 28.3 | 30.3 | 26 | 35.8 | 28.4 | 28.4 | 29.5 | 29.8 | 29.4 | 37.1 | 35.4 | 33.5 | 29.5 | 29 | 31.9 | 23.4 | 30.4 | 29.4 | 29.6 | 28.8 | 31.2 | 28.8 | 29.4 | 0
3514 | 33.9 | 36 | 31.5 | 34.5 | 40.2 | 25.4 | 27.6 | 37.2 | 34.6 | 34.2 | 32.1 | 36.7 | 38.2 | 36.9 | 27 | 33.4 | 27.8 | 30.7 | 28.1 | 38.4 | 28.8 | 32.1 | 24.4 | 31.4 | 35.3 | 31.8 | 33.3 | 31.7 | 32.6 | 32.6 | 33.1 | 24.4 | 33.6 | 39.1 | 36.2 | 32.3 | 29.5 | 31.7 | 26.8 | 37.4 | 28.8 | 29.5 | 31.4 | 31.8 | 29.6 | 39 | 38.2 | 35.1 | 29.9 | 30.6 | 33.8 | 23.8 | 31 | 30.1 | 31.1 | 30.2 | 32.4 | 29.7 | 30.3 | 0
3515 | 36.3 | 38.5 | 32.7 | 36 | 41.7 | 27 | 29.2 | 38.8 | 36.1 | 35.1 | 34 | 38.6 | 40.2 | 38.3 | 29 | 34.5 | 28.2 | 31.2 | 28.4 | 39.6 | 28.7 | 33.7 | 24.4 | 32.6 | 37.9 | 34.7 | 34.9 | 34 | 32.8 | 34 | 33 | 24.9 | 35.1 | 40.6 | 37.8 | 32.7 | 30.4 | 33 | 29.1 | 39.1 | 30.2 | 30.8 | 33.5 | 33.3 | 30.7 | 40.5 | 40 | 36.6 | 29.8 | 32.4 | 35.2 | 22.8 | 31.4 | 31 | 32.4 | 31.2 | 34.4 | 30.5 | 31.8 | 0
3516 | 38.9 | 39.6 | 34 | 37.7 | 42.8 | 23.4 | 31.1 | 39.9 | 36.7 | 37.5 | 36.3 | 39.6 | 42 | 39.9 | 31.4 | 35.9 | 29.4 | 32.4 | 28.5 | 40.6 | 23.9 | 34.8 | 23.9 | 34.6 | 39.7 | 36.7 | 36.6 | 35.7 | 33 | 34.8 | 33.5 | 26.8 | 37.2 | 42 | 39.5 | 33.2 | 31.8 | 34.2 | 30.7 | 40 | 31.1 | 31.8 | 34.9 | 35.1 | 31.5 | 41.2 | 42.4 | 38 | 30 | 33.7 | 35.9 | 22.8 | 32.4 | 31 | 32.9 | 32.6 | 35.2 | 31.2 | 32.2 | 0
3517 | 40.8 | 41.5 | 35.5 | 39 | 43.6 | 26.3 | 33 | 40.7 | 37.7 | 38.4 | 38.3 | 39.8 | 42.9 | 41.1 | 32.4 | 36.4 | 29.9 | 33.2 | 28.7 | 42 | 26.2 | 35.9 | 23.6 | 36 | 40.7 | 38.2 | 38.2 | 37.6 | 33 | 35.3 | 33.4 | 29.9 | 39.1 | 43.1 | 39.9 | 33.2 | 32.5 | 34.4 | 32 | 41.4 | 31.2 | 33 | 36.1 | 36.9 | 31.5 | 41.8 | 43.2 | 39.1 | 30.1 | 35 | 36.8 | 22.6 | 33.1 | 31.2 | 32.9 | 32.9 | 36.2 | 31.7 | 33.1 | 0
3518 | 41.3 | 41.8 | 35.2 | 40.2 | 44.5 | 27.2 | 34.9 | 41.3 | 38.6 | 38.6 | 40 | 39.2 | 44 | 42 | 33.6 | 36.6 | 30.4 | 33.9 | 28.8 | 43 | 29 | 37.1 | 23.4 | 37.6 | 41.3 | 38.8 | 39.7 | 38.6 | 33.2 | 35.2 | 34 | 30.6 | 40.4 | 44 | 40 | 33.4 | 32.8 | 34.8 | 33.7 | 41.6 | 31.3 | 33.6 | 36.6 | 38.5 | 31.7 | 42 | 44 | 39.8 | 30.6 | 36 | 37.4 | 23.4 | 33.8 | 30.9 | 34.4 | 32.8 | 36.8 | 31.9 | 33 | 0
3519 | 42.2 | 41 | 35.7 | 40.6 | 44.8 | 28.8 | 34.9 | 41.8 | 38.6 | 38.2 | 40.8 | 38.3 | 44.2 | 42.5 | 34.8 | 36.6 | 29.4 | 34.2 | 28.9 | 43.8 | 27.8 | 37.9 | 23.6 | 37.7 | 41.6 | 39.6 | 40.9 | 39.5 | 33 | 35 | 33.8 | 31.4 | 41.3 | 44.4 | 40.2 | 33.2 | 31.6 | 36.2 | 34.7 | 42.1 | 31.1 | 33.9 | 36.9 | 39.3 | 31.7 | 42.3 | 43 | 40 | 30.8 | 37 | 38 | 23.1 | 33.7 | 31.6 | 35.3 | 31.2 | 37.3 | 31.7 | 33.4 | 0
3520 | 42.3 | 41.6 | 35.4 | 40.7 | 43.8 | 28.8 | 31.3 | 41.9 | 35.6 | 37.8 | 40.8 | 37.1 | 44.6 | 42.6 | 34.9 | 36.5 | 28.3 | 34.2 | 28.8 | 43.4 | 23.4 | 38.1 | 23.8 | 37.5 | 41.2 | 39.7 | 41.8 | 39.2 | 32.5 | 34.3 | 34 | 31.8 | 41.6 | 44.3 | 40 | 32.7 | 30.1 | 36.3 | 35 | 42 | 30.8 | 33.3 | 36.2 | 39.4 | 31.6 | 42 | 42.5 | 39.8 | 31 | 37.3 | 37.7 | 23.1 | 33.3 | 31.1 | 34.9 | 29.6 | 36.4 | 31.1 | 32.8 | 0
3521 | 42.2 | 41.3 | 35.2 | 40 | 42.8 | 28.7 | 30.8 | 41.6 | 33.1 | 36.6 | 40 | 36 | 44 | 39.8 | 34.3 | 35.9 | 26.6 | 34.2 | 28.6 | 42.4 | 22.7 | 38.1 | 24 | 36 | 41.5 | 39.8 | 42.1 | 38.6 | 31.2 | 33.4 | 33.2 | 31.2 | 41.7 | 43.6 | 39.4 | 32.6 | 28 | 36.3 | 35 | 41.5 | 30.5 | 32.2 | 35.2 | 38.8 | 31.3 | 41.4 | 40.8 | 39 | 30.8 | 37.3 | 36.4 | 21.8 | 32.2 | 30.8 | 34.4 | 27.6 | 36.3 | 30.4 | 32.2 | 0
3522 | 41.5 | 40.6 | 34.7 | 39.2 | 41 | 27.7 | 27.6 | 40.6 | 32.8 | 35.1 | 39 | 34.8 | 43.3 | 36.8 | 33.2 | 34.7 | 25.9 | 32.7 | 28.3 | 40.4 | 23.2 | 36.6 | 23.7 | 34.8 | 40.6 | 40.8 | 41.9 | 36.9 | 29.7 | 32.2 | 32.7 | 30.7 | 41 | 42.6 | 39 | 31.7 | 26.7 | 30.4 | 34.7 | 40.8 | 29.7 | 30.6 | 33.2 | 36.8 | 30.8 | 40 | 39.9 | 37.9 | 30.6 | 36.4 | 33.8 | 21 | 31.4 | 30.3 | 33.5 | 26.7 | 27.2 | 30.5 | 30.5 | 0
3523 | 36.2 | 38.8 | 34 | 37.8 | 39 | 26.5 | 27.4 | 38.9 | 31.9 | 33.1 | 37.8 | 33.9 | 41.6 | 34.4 | 29.2 | 33.4 | 25.3 | 30.7 | 28.1 | 38.6 | 23.2 | 35.7 | 23.4 | 33 | 39.5 | 39.4 | 40.9 | 35.5 | 28.1 | 31 | 31 | 28.7 | 39.6 | 41.3 | 37.7 | 30.8 | 25.6 | 31.7 | 33.2 | 39 | 29.6 | 29.4 | 31.5 | 35 | 30.1 | 38.4 | 37.7 | 36.5 | 30.1 | 35.6 | 30.9 | 19.3 | 30.5 | 29.5 | 29.9 | 26 | 27.2 | 30.1 | 29.6 | 0
3524 | 33.8 | 34.6 | 31.3 | 36.4 | 36.8 | 25.4 | 27.5 | 36.9 | 30.6 | 30.7 | 36.8 | 33.2 | 40 | 33.2 | 29.2 | 30.4 | 25.6 | 30.4 | 28 | 37 | 23.3 | 34 | 22.8 | 31.8 | 37.3 | 38.1 | 39.8 | 34 | 27 | 29.8 | 29.6 | 28.2 | 38.1 | 40 | 36.2 | 30.4 | 25.4 | 30.3 | 30.4 | 35.6 | 29.5 | 28.6 | 29.6 | 33.2 | 29.9 | 36.6 | 35.8 | 35 | 29.8 | 35 | 28 | 18.4 | 30.2 | 29.1 | 29.9 | 26.2 | 27.4 | 29.3 | 28.6 | 0
3525 | 32.3 | 30.8 | 30.3 | 34.7 | 34.8 | 24.4 | 26.4 | 35.4 | 30.6 | 30 | 35.6 | 32.9 | 37.9 | 32.7 | 28.8 | 28.4 | 25.3 | 29.7 | 27.9 | 36.4 | 23.3 | 32.4 | 22.5 | 30.3 | 35.8 | 36.6 | 38.3 | 33.5 | 26.2 | 29 | 27.4 | 30.5 | 37.1 | 38.8 | 34.8 | 30.2 | 25.1 | 30.3 | 29.7 | 32.5 | 29.1 | 28.7 | 28.6 | 31.9 | 29.6 | 35.2 | 32.7 | 33.5 | 29.2 | 33.5 | 26.1 | 17 | 29.8 | 28.9 | 29.4 | 25.9 | 28.3 | 28.9 | 28.9 | 0
3526 | 31.1 | 28.9 | 29.8 | 33.5 | 34.3 | 23.8 | 21.9 | 34.2 | 29.6 | 29.5 | 34.5 | 32.6 | 36.9 | 32.7 | 28.2 | 28.3 | 25.3 | 28.9 | 27.7 | 35.8 | 23.3 | 31.8 | 22.3 | 29.9 | 33.5 | 35.1 | 37.2 | 32.9 | 26 | 28.4 | 26.2 | 28.8 | 36.1 | 37.8 | 33.7 | 30.2 | 25.2 | 30.3 | 29.7 | 30.4 | 29.1 | 28.7 | 27.8 | 30.9 | 29.4 | 34 | 31.3 | 32.2 | 29 | 30.5 | 24.9 | 16.8 | 29.8 | 28.6 | 28.9 | 25.8 | 28.4 | 29 | 28.6 | 0
3527 | 30.8 | 27 | 29.1 | 32.4 | 33.3 | 23.7 | 22.3 | 33 | 29.6 | 29 | 33 | 32.4 | 36 | 32.6 | 27.4 | 27.6 | 24.6 | 28.2 | 27.2 | 35.4 | 23.3 | 31.2 | 22.4 | 29.4 | 32.9 | 33.6 | 36.3 | 32.6 | 25.6 | 28 | 25.2 | 28.9 | 35.4 | 37 | 33 | 30.1 | 25 | 29.8 | 29.7 | 29.1 | 29.1 | 28.6 | 27.4 | 30.2 | 29.4 | 33 | 30.4 | 31 | 28.6 | 30.9 | 24.4 | 16.2 | 29.7 | 28.6 | 27 | 25.2 | 28.4 | 29.1 | 28.6 | 0
3528 | 31.4 | 26.6 | 28.2 | 31.9 | 31.8 | 23.2 | 22.9 | 32.2 | 28.5 | 28.6 | 31.4 | 31.9 | 35.9 | 32.3 | 25 | 26.9 | 24.3 | 27.7 | 26.4 | 34.1 | 23.6 | 28.4 | 22.3 | 29.9 | 32.7 | 32.1 | 35.5 | 31.5 | 25.1 | 27.5 | 25.5 | 28.7 | 35 | 36.3 | 32.6 | 29.7 | 25.2 | 28.8 | 29.5 | 28.4 | 28.5 | 27.5 | 26.6 | 29.3 | 29.2 | 31.7 | 32.1 | 30 | 28.4 | 30.5 | 23.7 | 16.5 | 29.8 | 28.2 | 26.4 | 25 | 27.8 | 28.2 | 27.1 | 0
3529 | 30.8 | 25.6 | 27.5 | 31.1 | 31.1 | 23 | 22.8 | 31.7 | 28.2 | 28.6 | 29.6 | 31.2 | 34.7 | 32.3 | 25 | 25.6 | 23.4 | 27.7 | 25.4 | 32.7 | 23.5 | 28 | 22.3 | 29.7 | 31.5 | 30.7 | 34.6 | 30.5 | 23.8 | 27 | 25.6 | 28.7 | 34.3 | 35.5 | 32.3 | 29.7 | 24.9 | 28.3 | 29.5 | 28 | 28.5 | 26 | 26 | 28.7 | 29.1 | 30.5 | 33.4 | 29.2 | 27.8 | 29.5 | 22.8 | 15.7 | 29.5 | 28 | 26.4 | 24.5 | 27.8 | 27.9 | 25.8 | 0
3530 | 30.1 | 24.7 | 26.7 | 30.4 | 30.3 | 22.7 | 22.8 | 31.2 | 28.1 | 28.5 | 28 | 30.2 | 33 | 32.3 | 24.6 | 24.4 | 23 | 27.2 | 24.4 | 31 | 23.3 | 27 | 22 | 29.4 | 30.4 | 29.3 | 33.8 | 29 | 22.4 | 26.4 | 26 | 28.7 | 33.1 | 34.6 | 32.2 | 29.7 | 25 | 28.3 | 29.5 | 28.7 | 28.1 | 24.2 | 25 | 28.1 | 28.8 | 29.2 | 35.2 | 28.6 | 27.2 | 28.6 | 21.4 | 15 | 29.2 | 27.7 | 26.4 | 24.6 | 27.8 | 27.6 | 24 | 0
3531 | 29.3 | 26.5 | 26.2 | 29.3 | 30 | 22.6 | 22.9 | 30.7 | 27.6 | 28.5 | 26.7 | 29.3 | 29.8 | 32.2 | 23.9 | 25.1 | 22.2 | 26.9 | 23.8 | 30.3 | 22.9 | 26.3 | 21.9 | 27.8 | 30 | 28.2 | 32.9 | 28.2 | 21 | 26 | 25.5 | 28.7 | 32.1 | 33.7 | 32.1 | 29.7 | 24.6 | 28.2 | 29.5 | 28.6 | 27.6 | 23.2 | 24.6 | 27.5 | 28.7 | 28.4 | 34.6 | 28.2 | 26.3 | 28 | 20.4 | 13.3 | 28.5 | 27.5 | 26.4 | 24.3 | 27.8 | 27.5 | 23.8 | 0
3532 | 28.6 | 26 | 25.6 | 28.5 | 29.8 | 22.6 | 22.6 | 30 | 27.3 | 28.1 | 26 | 28.4 | 27.1 | 32.1 | 23.9 | 24.8 | 22.5 | 26.7 | 23.7 | 30.2 | 23 | 25 | 21.8 | 26.7 | 28.6 | 27.3 | 32.1 | 27.3 | 20.7 | 25.8 | 25.5 | 28.7 | 31.3 | 33.1 | 31.9 | 29.7 | 24.9 | 27.6 | 29.5 | 27.1 | 27.5 | 22.7 | 24.3 | 27.4 | 28.7 | 28.1 | 33.7 | 28.2 | 26 | 27.5 | 20 | 13.1 | 28.2 | 27.2 | 26.4 | 24.7 | 27.8 | 27.4 | 23.8 | 0
3533 | 27.9 | 23.7 | 25.3 | 28.8 | 29.3 | 22.3 | 22.4 | 29.3 | 27.1 | 28.1 | 26.6 | 29.8 | 30 | 32.1 | 23.9 | 24.5 | 24.6 | 26.2 | 25.4 | 32 | 23.1 | 24.6 | 22.2 | 25.4 | 28.7 | 26.3 | 31.2 | 26.4 | 24.4 | 26.4 | 27.6 | 28.5 | 30.5 | 32.6 | 31.2 | 29.4 | 24.6 | 26.8 | 29.5 | 25.5 | 27.2 | 25.6 | 24.8 | 26.9 | 28.3 | 29.8 | 30.6 | 29 | 25.8 | 26.8 | 21 | 12.6 | 28.2 | 27.1 | 26.4 | 25.2 | 27.4 | 27.2 | 27.8 | 0
3534 | 27.7 | 23.5 | 24.7 | 28.9 | 28.5 | 22.1 | 22.3 | 29.6 | 27.1 | 28.2 | 26.5 | 29.8 | 29.5 | 32.1 | 24 | 23.6 | 24.3 | 26.2 | 25.1 | 33.1 | 22.8 | 24.2 | 23.2 | 26.3 | 28.5 | 26.2 | 30.4 | 27.1 | 25.6 | 27.5 | 28.7 | 28.2 | 29.8 | 32.6 | 31.7 | 29.2 | 25.1 | 26.4 | 29.4 | 24.6 | 26.9 | 26.5 | 25.2 | 26.9 | 27.6 | 31.4 | 31.1 | 30 | 26.8 | 26.5 | 23.2 | 15.5 | 28.3 | 27.1 | 26.3 | 25 | 27.3 | 27.5 | 28.4 | 0
3535 | 27.9 | 27.7 | 25.1 | 29.9 | 30.8 | 22.3 | 22.3 | 30.8 | 27.5 | 28.6 | 26.9 | 30.5 | 30.3 | 32.6 | 23.9 | 24.3 | 23.8 | 27.7 | 24.8 | 34.9 | 22.9 | 24.6 | 23.5 | 28.2 | 30 | 26.4 | 30.3 | 28.7 | 27.4 | 28.6 | 30.3 | 28.7 | 29.6 | 33.2 | 31.8 | 29.6 | 26.5 | 26.8 | 29.5 | 27 | 26.9 | 28.1 | 26.3 | 27 | 27.5 | 32 | 32.1 | 31.8 | 27.3 | 26.5 | 26.4 | 18.7 | 29.2 | 27.1 | 26.4 | 26 | 28 | 26.8 | 29.4 | 0
3536 | 28.5 | 32.9 | 26.7 | 31 | 35.3 | 23.4 | 23.3 | 32.7 | 28.6 | 30 | 28.6 | 32 | 31.8 | 33.9 | 24.4 | 27.3 | 23.4 | 29.2 | 25.2 | 36.2 | 23.4 | 26.9 | 24.6 | 30 | 31.6 | 27.2 | 30.7 | 30.6 | 29 | 30 | 31 | 29.9 | 30.1 | 34 | 32.7 | 30.7 | 27.8 | 28.8 | 31.3 | 31.9 | 27.7 | 29.6 | 27.8 | 27.3 | 28.4 | 35 | 33.4 | 33.8 | 29.2 | 28 | 30.2 | 22.2 | 30.2 | 28 | 26.4 | 27 | 28.9 | 28.7 | 30.7 | 0
3537 | 30.8 | 35.7 | 30.1 | 32.9 | 37.8 | 25.2 | 25.6 | 34.9 | 33.6 | 31.5 | 30.4 | 34.2 | 34.5 | 35.2 | 25.1 | 30.5 | 23.1 | 21.2 | 25.3 | 37.8 | 26 | 31.4 | 25 | 32.5 | 34.5 | 28.1 | 31.4 | 32.6 | 30.7 | 30.9 | 32.3 | 31.3 | 31.2 | 35.2 | 36.3 | 32 | 29.8 | 33.5 | 32.6 | 35.3 | 28.1 | 31.2 | 29.7 | 28.9 | 31.5 | 35.4 | 35 | 35.8 | 29.9 | 29.2 | 33.2 | 23.6 | 32 | 30 | 27.5 | 29 | 31.5 | 30.7 | 32.2 | 0
3538 | 32.4 | 30.9 | 31.8 | 34.4 | 40.1 | 27 | 27.2 | 37.1 | 36 | 32.7 | 33 | 36.7 | 37.3 | 37.2 | 26.3 | 32.5 | 23.2 | 33.2 | 25.6 | 38.6 | 28.2 | 33 | 26.7 | 34.4 | 35.8 | 29.8 | 32.6 | 34.3 | 32 | 32 | 33 | 32.1 | 32.5 | 36.5 | 39 | 32.5 | 31.4 | 34.9 | 33.8 | 37.6 | 29 | 32.1 | 31.5 | 31 | 31.7 | 37.7 | 36.3 | 37.3 | 31.6 | 30.7 | 35.1 | 24.1 | 33.3 | 30.6 | 28 | 29.9 | 33 | 30.7 | 33.6 | 0
3539 | 34.8 | 36.5 | 34.9 | 36.2 | 41.3 | 28.4 | 29.2 | 39.1 | 37.7 | 33.8 | 35.2 | 39 | 40 | 38.7 | 27.3 | 34 | 23.4 | 33.7 | 25.4 | 39.8 | 30.3 | 35.3 | 28 | 36.2 | 37.2 | 33.5 | 34.1 | 35.6 | 33.2 | 32.9 | 34 | 33.8 | 34.2 | 38 | 41.3 | 33.5 | 33 | 36.9 | 33.8 | 39.8 | 29.4 | 33 | 33.2 | 33.6 | 32 | 38 | 37.6 | 38.4 | 32.4 | 32.2 | 35.6 | 22.8 | 34.4 | 31.4 | 29.8 | 30.2 | 34.6 | 30.6 | 34.8 | 0
3540 | 37.3 | 40.4 | 35 | 37.2 | 42.2 | 27.7 | 31.2 | 40.7 | 39 | 35.5 | 37.7 | 40.6 | 41.6 | 41 | 31.1 | 35.5 | 23.9 | 35.2 | 25.4 | 40.5 | 31.7 | 36.6 | 30.2 | 37 | 38.5 | 36.5 | 35.8 | 36.5 | 34.1 | 34.3 | 34.1 | 35.7 | 36 | 39.4 | 42.2 | 34 | 33.6 | 38.8 | 35.6 | 40.4 | 30.6 | 33.4 | 34.4 | 36.3 | 32 | 40.5 | 38.3 | 39 | 34.3 | 32.8 | 35.4 | 22.1 | 34.3 | 32.3 | 31.2 | 28.5 | 36.6 | 31.2 | 35.4 | 0
3541 | 39.1 | 41.8 | 35.5 | 38.4 | 42.9 | 27.4 | 32.4 | 41.8 | 39.2 | 36.3 | 39.3 | 41.5 | 42.6 | 41.9 | 31.3 | 36.4 | 24.4 | 35.7 | 24.9 | 41.9 | 32.7 | 37.4 | 30.7 | 37.6 | 39.3 | 38 | 37.4 | 37.1 | 35 | 35.1 | 34.6 | 36.3 | 37.8 | 41 | 42.6 | 33.7 | 34.2 | 39.4 | 35.6 | 41.7 | 31 | 34 | 35.2 | 38.1 | 32.1 | 40.3 | 39 | 39.6 | 34.3 | 35.3 | 34.8 | 21.1 | 33.8 | 33.3 | 32.7 | 26.8 | 37 | 31.8 | 35.3 | 0
3542 | 40.9 | 42.4 | 36.3 | 39 | 43.7 | 28.7 | 33.2 | 42.2 | 38 | 36.9 | 40.8 | 41.4 | 42.8 | 42.7 | 32.2 | 37.5 | 24.8 | 35.9 | 24.6 | 43 | 33.6 | 37.7 | 30.4 | 37.6 | 40.4 | 39 | 38.6 | 37.6 | 35.6 | 35.8 | 34.4 | 36.8 | 39.2 | 42.4 | 43.2 | 34 | 34 | 39.5 | 35.8 | 42 | 31.2 | 34.4 | 35.4 | 39.2 | 32.5 | 40.4 | 39.2 | 40 | 34.2 | 36 | 34.4 | 21.2 | 32.6 | 31.4 | 32.4 | 24.8 | 37.6 | 32.4 | 34.6 | 0
3543 | 41.3 | 42.3 | 36.2 | 39.7 | 43.4 | 30 | 34.2 | 42 | 37.3 | 36.5 | 41.1 | 40.7 | 43 | 43.3 | 33.3 | 37.5 | 24.9 | 36.4 | 23.9 | 44.4 | 34 | 38.1 | 27.7 | 37.9 | 40.8 | 39.5 | 39.4 | 37.9 | 36.1 | 35.2 | 34.7 | 37 | 40.3 | 43.7 | 43.3 | 33.9 | 34.1 | 40.1 | 36.6 | 42.6 | 31.6 | 34.9 | 35.1 | 40.6 | 32.4 | 36.6 | 39.4 | 40.3 | 31.6 | 36.7 | 34 | 20.8 | 31.9 | 31.7 | 33.3 | 24.5 | 38 | 32.7 | 33.4 | 0
3544 | 42.3 | 42.3 | 34 | 39.6 | 43.2 | 27.8 | 34.2 | 41.2 | 36 | 36 | 41.5 | 39.3 | 42.8 | 40.5 | 33.7 | 36.7 | 25.1 | 36.4 | 23.6 | 44.3 | 34.2 | 38.2 | 25 | 37.5 | 40.8 | 40 | 39.6 | 37.7 | 35.8 | 34.3 | 34.2 | 36.6 | 41.1 | 44.3 | 43.1 | 33.5 | 33.5 | 40.4 | 36.3 | 42.6 | 26 | 34.8 | 34.2 | 40.3 | 32.1 | 34 | 39 | 39.9 | 29.6 | 37.2 | 33.8 | 21 | 31.2 | 30.6 | 33.4 | 24.5 | 38 | 32.3 | 32.1 | 0
3545 | 42.4 | 41.8 | 33.7 | 39.2 | 42.3 | 27.7 | 33.1 | 39.9 | 34.6 | 35 | 41 | 37.8 | 42.8 | 39.3 | 33.6 | 36.4 | 25 | 36.2 | 23 | 43.6 | 34 | 38.2 | 22 | 37.2 | 41 | 40 | 39.5 | 37 | 35 | 32.6 | 33.8 | 35.8 | 41.1 | 44.4 | 42.5 | 33.2 | 33 | 40.4 | 35.1 | 42 | 28.1 | 34.2 | 33 | 38.8 | 31.6 | 29.9 | 38.4 | 39 | 26.8 | 36.8 | 33 | 20.2 | 31 | 27 | 33.3 | 25.6 | 37.8 | 31.7 | 31 | 0
3546 | 38.4 | 40.8 | 33 | 37.7 | 41 | 27.4 | 32.2 | 38.4 | 32.6 | 34 | 40.7 | 36.1 | 42.2 | 36.3 | 31.9 | 35.5 | 25 | 35.2 | 22.9 | 41.3 | 33.7 | 36.7 | 21.2 | 36.1 | 40.4 | 39.9 | 39.2 | 35.6 | 33.5 | 31.3 | 32.5 | 33.8 | 40.3 | 43.7 | 41.3 | 32.1 | 31.8 | 39.9 | 34.1 | 41.3 | 29 | 32.8 | 31.5 | 37 | 30.8 | 29.4 | 37.1 | 37.3 | 26.2 | 36.8 | 31.9 | 19.7 | 30.5 | 26.4 | 32.8 | 25.7 | 37.4 | 31.4 | 30.3 | 0
3547 | 35.6 | 38 | 30.8 | 36.4 | 39.5 | 25.2 | 30 | 36.6 | 31.2 | 32.1 | 39.4 | 34.7 | 41.5 | 33.9 | 31 | 34 | 24.9 | 33.7 | 22.3 | 39.2 | 33.5 | 35.7 | 20.9 | 35.2 | 39.3 | 39.4 | 38.8 | 34 | 31.9 | 30 | 31.8 | 32.5 | 38.7 | 42.6 | 40 | 31.5 | 30.9 | 38.2 | 33.3 | 39.7 | 28.7 | 31.6 | 30 | 34.6 | 30.3 | 27.8 | 35.8 | 35.5 | 25.4 | 35.6 | 30 | 18.4 | 30.5 | 26.6 | 32 | 25.8 | 27.6 | 30.6 | 30 | 0
3548 | 33.9 | 34.2 | 29.3 | 34.8 | 36.7 | 24.2 | 28.4 | 34.9 | 30.7 | 30.7 | 38 | 33.4 | 40.2 | 33.4 | 30.5 | 30.4 | 24.8 | 32.4 | 22 | 37.2 | 32.4 | 33.7 | 22 | 34 | 37.8 | 38.4 | 37.3 | 32.4 | 30.4 | 29.4 | 30.8 | 31.8 | 37.4 | 41.2 | 38.2 | 31 | 29.8 | 36.8 | 33.1 | 36 | 28.6 | 30.6 | 28.6 | 33 | 29.6 | 28.4 | 34.4 | 34 | 26 | 34.3 | 28 | 17.6 | 30.1 | 26.6 | 30.8 | 24.8 | 27.8 | 29.9 | 30 | 0
3549 | 32.5 | 31.9 | 28.7 | 34.1 | 35.2 | 24.2 | 28.8 | 33.5 | 30.4 | 29.9 | 35.6 | 32.6 | 39 | 33.2 | 29 | 29 | 24.5 | 31.7 | 21.4 | 36.7 | 31.4 | 33.2 | 22.1 | 33.4 | 36.1 | 37 | 36.2 | 31.2 | 29.5 | 28.7 | 30.8 | 31.3 | 35.5 | 40 | 36.8 | 30.7 | 29.5 | 35.9 | 32.6 | 33 | 28.1 | 30.5 | 27.6 | 31.5 | 29.2 | 26.4 | 33.5 | 33.3 | 25.2 | 33.2 | 26 | 16.4 | 30.2 | 26.6 | 28.4 | 24.5 | 28 | 29.8 | 30 | 0
3550 | 31.3 | 30.6 | 28.6 | 33.4 | 34.1 | 23.8 | 28.2 | 32.6 | 30 | 29.4 | 33.7 | 32 | 37.6 | 32.8 | 28.4 | 29 | 24.2 | 31.7 | 21.5 | 36.3 | 30.5 | 32.1 | 22.6 | 32.3 | 35.3 | 36 | 34.7 | 30.4 | 28.7 | 28.5 | 30.1 | 31 | 34.4 | 38.9 | 35.9 | 30.5 | 28.8 | 36.1 | 32.1 | 31.6 | 28.1 | 30.4 | 27 | 30.7 | 29.1 | 26.5 | 32.7 | 33.1 | 25.4 | 32.2 | 24.8 | 16.2 | 29.9 | 26.6 | 27.3 | 23.9 | 28.2 | 29.4 | 29.9 | 0
3551 | 30.7 | 29.3 | 28 | 33.2 | 33.2 | 23.4 | 27.5 | 31.7 | 29.7 | 29 | 31.8 | 31.8 | 36.4 | 32.7 | 27.9 | 27.7 | 24 | 31.2 | 22 | 36.4 | 30.2 | 31.4 | 21.8 | 31.4 | 35.2 | 34.8 | 33 | 30 | 28 | 28 | 29.6 | 30.8 | 33.8 | 38 | 35.3 | 30.5 | 28.4 | 34.9 | 31.1 | 30.8 | 27.7 | 30.6 | 26.6 | 29.8 | 29 | 25.6 | 32.4 | 33.2 | 24.8 | 31.6 | 24 | 15.8 | 29.9 | 26.3 | 26.8 | 24.2 | 28.5 | 29.2 | 29.6 | 0
3552 | 30.5 | 27.5 | 27.4 | 32.3 | 31.7 | 22.3 | 26.7 | 31.1 | 29.3 | 28.5 | 31.1 | 31.6 | 35 | 32.4 | 26.9 | 26.7 | 24.1 | 30.2 | 23.5 | 35.3 | 29.1 | 30.9 | 21.9 | 29.6 | 34.1 | 33.8 | 31.3 | 29.5 | 26.9 | 27.9 | 27.8 | 30.8 | 32.8 | 36.9 | 34.1 | 30 | 27.2 | 33.7 | 30.6 | 29.2 | 26.7 | 29.9 | 26.3 | 28.9 | 28.9 | 28.3 | 31.9 | 32.9 | 25.9 | 30.8 | 23.7 | 16.1 | 29.3 | 26.1 | 26.3 | 24 | 28.8 | 28.6 | 29.1 | 0
3553 | 30.4 | 26.6 | 27 | 31.5 | 30.7 | 22.5 | 25.8 | 30.8 | 29.2 | 28.4 | 30.3 | 31.5 | 34 | 32.4 | 26.5 | 25.7 | 24.2 | 29.7 | 24.9 | 34.1 | 29.2 | 29.5 | 21.3 | 27.9 | 33.8 | 32.6 | 30.8 | 28.9 | 25.7 | 27.3 | 26.4 | 30.6 | 33.2 | 35.8 | 33.3 | 30 | 26.1 | 32.4 | 30.3 | 28 | 26.2 | 28.9 | 26 | 28.3 | 28.9 | 29.5 | 31.6 | 32.1 | 26.1 | 30.1 | 23 | 15.3 | 29 | 26 | 25.9 | 24.6 | 29 | 28.2 | 28.5 | 0
3554 | 30.5 | 26.2 | 26.5 | 30.2 | 29.8 | 22.4 | 24.9 | 30.5 | 29 | 28.4 | 30 | 31.2 | 32.8 | 32 | 25.9 | 26.4 | 24.6 | 29.2 | 26.2 | 32.2 | 29.2 | 28.6 | 21.8 | 26 | 33.2 | 31.5 | 31.7 | 28 | 24.4 | 27 | 25 | 30.3 | 33.2 | 34.6 | 32.4 | 30 | 24.8 | 32.3 | 30.1 | 29.6 | 26.2 | 27.2 | 25.6 | 27.9 | 28.6 | 32.2 | 31 | 30.8 | 27.2 | 29.4 | 22.2 | 14.4 | 28.4 | 26.1 | 25.8 | 24.6 | 28.8 | 28.2 | 28 | 0
3555 | 29.9 | 24.8 | 25.8 | 29.5 | 29.7 | 22.2 | 24.2 | 30.6 | 28.8 | 28.3 | 28.8 | 30.8 | 31.9 | 31.6 | 24.8 | 25.5 | 24.8 | 29 | 26.4 | 31.4 | 28.7 | 27.9 | 21.5 | 25.2 | 32.7 | 30.5 | 32.6 | 27.1 | 23.7 | 26.3 | 25.2 | 29.8 | 32.7 | 33.7 | 32.8 | 30 | 24.3 | 31.6 | 30.4 | 30.1 | 25.6 | 26 | 25.2 | 27.2 | 28.4 | 31.3 | 30.7 | 29.6 | 26.5 | 28.3 | 21 | 12.6 | 28.3 | 26.1 | 25.8 | 25.2 | 28.6 | 27.9 | 27.6 | 0
3556 | 29.7 | 25.7 | 25.4 | 28.7 | 29.1 | 22.1 | 23.6 | 30.9 | 28.4 | 28 | 27.8 | 30.2 | 30.7 | 31.3 | 24.8 | 24.9 | 24.8 | 28.7 | 26.2 | 31 | 28.6 | 27.4 | 22.2 | 24.7 | 32 | 28.8 | 32.1 | 26.4 | 23.6 | 26.3 | 25.8 | 29.8 | 32.2 | 32.9 | 32.4 | 30 | 24 | 30.9 | 30.4 | 30.3 | 25.5 | 25.2 | 24.8 | 27 | 28.1 | 31.5 | 30.4 | 28.8 | 26.6 | 27.8 | 20.5 | 12.1 | 28 | 26 | 25.8 | 24.9 | 28.5 | 27.3 | 27.6 | 0
3557 | 29.3 | 26 | 24.8 | 26 | 28.1 | 21.8 | 23 | 31.2 | 27.8 | 28 | 27 | 29.4 | 29.2 | 31.2 | 24.8 | 24.5 | 23 | 28.2 | 23 | 35 | 28.1 | 26.5 | 21.6 | 21.6 | 31.6 | 28 | 30.2 | 25 | 24.6 | 26 | 26.6 | 30 | 31.4 | 33.4 | 31.9 | 30 | 25 | 30.6 | 28.8 | 29.2 | 25.1 | 27 | 25.6 | 26.8 | 27.9 | 24.2 | 30 | 27.2 | 23.4 | 27.4 | 21 | 12.8 | 28.3 | 25.7 | 25.3 | 24.2 | 28.5 | 26.6 | 28.6 | 0
3558 | 29.1 | 25.3 | 24.5 | 26.3 | 27.7 | 21.6 | 22.7 | 30.8 | 27.5 | 28 | 27.1 | 29.5 | 28.4 | 30.9 | 24.2 | 23.9 | 23.1 | 27.9 | 23.9 | 35.2 | 27.7 | 26.4 | 22.5 | 23.4 | 31.5 | 27.1 | 28.3 | 25.5 | 26.5 | 26.5 | 28.2 | 30 | 30.5 | 33.6 | 32 | 29.6 | 26 | 31.1 | 27.1 | 28.9 | 24.6 | 28.1 | 25.8 | 26.6 | 27.8 | 25.1 | 30.7 | 28.4 | 25.1 | 26.8 | 23.4 | 15.6 | 28.5 | 25.7 | 25.3 | 24.4 | 28.6 | 27 | 29 | 0
3559 | 29.2 | 27.9 | 24.6 | 27.6 | 29.6 | 22.1 | 22.6 | 30.6 | 27.8 | 28.4 | 28 | 30.7 | 28.3 | 31.9 | 24.4 | 24 | 23.3 | 28.7 | 24.8 | 36.2 | 27.8 | 26.7 | 23.7 | 25.2 | 31.6 | 27 | 27.5 | 27.1 | 28.3 | 28 | 29.3 | 30.3 | 30.2 | 34.2 | 32.6 | 30 | 27.4 | 32.9 | 27.3 | 30.3 | 24.6 | 30.3 | 26.5 | 26.6 | 28.2 | 26.7 | 33.4 | 30.2 | 27.1 | 26.8 | 25.8 | 19 | 28.9 | 25.9 | 25.7 | 25 | 29.6 | 28.1 | 29.5 | 0
3560 | 30 | 33 | 26.4 | 29 | 32.5 | 24.1 | 23.3 | 30.7 | 29.8 | 29.5 | 29 | 32.4 | 28.8 | 34 | 25.1 | 27 | 23.8 | 30.2 | 25.2 | 37.6 | 28.2 | 28.7 | 25 | 27.6 | 31.5 | 28 | 27.3 | 29.4 | 31.2 | 30 | 30.6 | 31.1 | 31.2 | 35.2 | 34.3 | 31 | 29 | 35.7 | 27.9 | 32.3 | 25 | 32 | 27.4 | 27 | 29.1 | 28.2 | 35.4 | 32.8 | 29 | 27.5 | 29 | 22.4 | 29.6 | 27.1 | 26.8 | 25.8 | 31.5 | 30.4 | 31 | 0
3561 | 32.3 | 33.3 | 29 | 31.3 | 37 | 25.4 | 25.9 | 31.1 | 34.4 | 31.7 | 30.8 | 35 | 30.3 | 36.6 | 27.6 | 31.6 | 24.2 | 30.5 | 25.6 | 39.4 | 31.3 | 32.3 | 26.2 | 29 | 31.5 | 29.9 | 27.9 | 31.4 | 32.7 | 32.3 | 30.5 | 33 | 32 | 36.2 | 34.5 | 31.9 | 30.6 | 36.8 | 30.8 | 33.9 | 27.1 | 34.4 | 28.9 | 28.8 | 29.6 | 30.2 | 38.6 | 35 | 30.3 | 29.5 | 30.7 | 24 | 30.2 | 29.4 | 29.5 | 27.1 | 33 | 31.9 | 32.2 | 0
3562 | 33.6 | 34.6 | 30.4 | 33.2 | 39.6 | 26 | 27.5 | 31.5 | 36.8 | 33.2 | 32.7 | 37.3 | 32.2 | 37.9 | 29.2 | 34.1 | 24.6 | 30.5 | 25.9 | 40.9 | 33.2 | 34 | 27.5 | 30.6 | 32.9 | 32.9 | 29.3 | 32.8 | 34.7 | 34.2 | 30.8 | 34.2 | 33.2 | 37.4 | 36.4 | 32.6 | 32.1 | 38.2 | 32.4 | 35.7 | 27.7 | 35.8 | 30.5 | 31.3 | 30.1 | 31.8 | 39.8 | 37.2 | 31.1 | 31.2 | 32.4 | 24.2 | 31.2 | 30 | 30.6 | 28.2 | 34.8 | 34 | 33.9 | 0
3563 | 35.3 | 37.6 | 32.5 | 35.4 | 41.6 | 26.9 | 29.6 | 31.8 | 37.8 | 34.7 | 35 | 39.4 | 34.6 | 38.6 | 30.3 | 36 | 24.8 | 30.8 | 26.4 | 42.2 | 34.9 | 36 | 28.6 | 31.8 | 34.6 | 35.3 | 31.2 | 33.4 | 35.6 | 35.4 | 30.6 | 35.1 | 34.9 | 38.6 | 38.7 | 32.9 | 33.2 | 39.6 | 33.4 | 37.5 | 28.3 | 37.4 | 32.2 | 34.1 | 31.3 | 33.7 | 40.8 | 38.6 | 31.6 | 32.6 | 33 | 22.8 | 32 | 31 | 31.7 | 29.2 | 36.2 | 31.7 | 34.6 | 0
3564 | 37.3 | 39.5 | 33.3 | 36.7 | 42.7 | 28 | 31.8 | 31.9 | 38.5 | 35.7 | 36.9 | 40.4 | 36.6 | 41.1 | 31.6 | 36.5 | 24.9 | 34 | 27 | 42.9 | 36.5 | 38 | 29.6 | 33.9 | 34.9 | 38.8 | 33.3 | 33.9 | 37.2 | 35.5 | 31.8 | 36.4 | 37.1 | 40.1 | 40.3 | 33.4 | 34.1 | 40.2 | 34.6 | 39.1 | 29.3 | 37.9 | 33.4 | 35.8 | 31.6 | 34.9 | 39.3 | 40 | 32.1 | 34.5 | 34.5 | 21.4 | 33 | 31.5 | 32.7 | 29.5 | 37.8 | 31.5 | 35.2 | 0
3565 | 38.8 | 40.8 | 34.5 | 38 | 43.6 | 28 | 33.2 | 31.8 | 39.5 | 36.7 | 38.8 | 40.9 | 38.4 | 42 | 33 | 37.2 | 24.8 | 36.8 | 27.7 | 43.6 | 37.2 | 38.9 | 30.3 | 35.5 | 36.7 | 39.9 | 35.1 | 34.5 | 37.2 | 35.1 | 32.8 | 36.8 | 38.9 | 41.5 | 40.7 | 33.4 | 34.4 | 40.7 | 35.4 | 40 | 30.1 | 38.7 | 34.5 | 37.4 | 31.6 | 36.2 | 38.7 | 40.9 | 32.6 | 35.5 | 35.2 | 20.3 | 33.5 | 31.5 | 33.8 | 29.6 | 39 | 32.3 | 34.4 | 0
3566 | 40.8 | 41.1 | 35.9 | 38.6 | 43.3 | 25.7 | 34.1 | 31.7 | 40 | 36.7 | 40 | 40.6 | 39.4 | 42.6 | 34.1 | 38 | 24.8 | 40.3 | 28.2 | 44 | 38.1 | 39.5 | 30.6 | 37.2 | 37.8 | 41.1 | 36.5 | 35.4 | 37 | 34.2 | 34.2 | 37.5 | 40.1 | 42.8 | 40.7 | 33.4 | 34.4 | 41.2 | 36.3 | 41.2 | 30.6 | 38.8 | 35 | 38.8 | 31.7 | 36.8 | 37.6 | 41.6 | 33 | 36.6 | 36.6 | 20.4 | 33.8 | 31.9 | 34.6 | 29.2 | 40.2 | 32.6 | 33.2 | 0
3567 | 41.3 | 41.4 | 36.4 | 39.2 | 42.6 | 28.3 | 34.6 | 31.7 | 37.9 | 36.7 | 41 | 40.2 | 40.1 | 43.1 | 32.1 | 37.6 | 24.7 | 40.3 | 28.5 | 44.4 | 38.9 | 39.9 | 30.2 | 37.5 | 38.2 | 42 | 37.4 | 36.2 | 34.5 | 33.5 | 34.1 | 37.9 | 41.5 | 43.6 | 40.6 | 33.4 | 33.8 | 41.2 | 37.3 | 41.5 | 30.9 | 39.4 | 35.2 | 39.3 | 31.6 | 37.4 | 38.8 | 41.4 | 33 | 37.5 | 36.6 | 20.8 | 33.3 | 31.6 | 34.8 | 29 | 40.8 | 32.7 | 31 | 0
3568 | 41.8 | 39.1 | 36.4 | 39.1 | 41.7 | 26.2 | 34.5 | 31.8 | 37 | 36.3 | 41.2 | 39.2 | 40.1 | 43.4 | 25.2 | 36.3 | 24.7 | 40.3 | 28.4 | 44.1 | 38.8 | 39.9 | 29.3 | 37.4 | 38.3 | 42.4 | 37.8 | 36.6 | 32.3 | 32.6 | 33.8 | 37.1 | 41.8 | 43.9 | 40.1 | 32.9 | 33 | 41.4 | 37.3 | 41.6 | 30.8 | 38.8 | 34.7 | 40.3 | 31.3 | 36.8 | 39.3 | 40.8 | 32.8 | 37.9 | 36.8 | 21.5 | 32.7 | 30.7 | 35.1 | 28.5 | 40.8 | 32.5 | 29.2 | 0
3569 | 40.3 | 36.4 | 36.1 | 38.8 | 41.7 | 26.1 | 33.3 | 31.9 | 35.4 | 35.5 | 41 | 38.2 | 40 | 43 | 25.6 | 35.8 | 24.6 | 40.3 | 28 | 43 | 38.7 | 39.9 | 27.8 | 36.2 | 38.3 | 42.3 | 37.7 | 35.8 | 29.2 | 32 | 32.2 | 36.1 | 42.1 | 43.4 | 39.7 | 32.6 | 32 | 41.2 | 37.3 | 41.6 | 30.5 | 38.2 | 33.8 | 39.8 | 31 | 36 | 40.4 | 39.4 | 32.2 | 38 | 35.6 | 21.4 | 31.6 | 29.3 | 34.8 | 28.2 | 40.4 | 32.2 | 27.6 | 0
3570 | 38.8 | 33.7 | 34.9 | 37.7 | 40.6 | 25.1 | 32.3 | 31.7 | 34.4 | 33.8 | 39.9 | 36.5 | 39.5 | 37 | 25.7 | 34.5 | 24.6 | 40 | 27.4 | 40.8 | 39 | 35 | 26.2 | 35.3 | 38.5 | 42 | 37.3 | 34.1 | 27.9 | 31.1 | 31.4 | 34.6 | 41.4 | 42.5 | 38.5 | 31.1 | 31.1 | 40.6 | 36.5 | 41 | 30.1 | 36.3 | 32.2 | 36.8 | 30.3 | 34.2 | 39 | 37.9 | 31.7 | 37.7 | 34.7 | 20.8 | 30.8 | 28.5 | 34.6 | 27.5 | 37.4 | 31.6 | 27.2 | 0
3571 | 36.3 | 32.6 | 33.3 | 36.9 | 37.7 | 24.9 | 31 | 31 | 32 | 31.7 | 38.7 | 35 | 39.1 | 35.6 | 25.2 | 32.6 | 24.4 | 37.3 | 27 | 38.1 | 37.5 | 33.7 | 24.7 | 33.8 | 37.7 | 41.2 | 36.7 | 31.7 | 26.5 | 30.2 | 30.1 | 33.6 | 39.7 | 41.2 | 36.9 | 30.6 | 30.2 | 38.6 | 31.9 | 38.5 | 28.7 | 35.1 | 30.6 | 34.8 | 29.7 | 33 | 37.9 | 36 | 31.2 | 36.5 | 32.2 | 19.3 | 30.1 | 27.3 | 33.5 | 26.9 | 35.4 | 30.9 | 26.8 | 0
3572 | 33.8 | 31.1 | 31.8 | 35.8 | 35.7 | 24.2 | 29.3 | 29.8 | 29.4 | 30.6 | 37.2 | 33.4 | 38.4 | 34.3 | 25.1 | 31 | 24.2 | 35.5 | 26.6 | 35.4 | 35.7 | 32.6 | 23.6 | 32.8 | 36.6 | 39.9 | 36 | 29.6 | 26.6 | 29.2 | 30 | 33 | 37.5 | 40 | 35.3 | 30.2 | 29.4 | 36.8 | 30.8 | 35.4 | 28.6 | 33.8 | 29 | 32.6 | 29.5 | 31.8 | 35.6 | 34.6 | 31 | 35 | 30 | 18 | 29.8 | 26.8 | 32.6 | 26.2 | 33.8 | 30.2 | 27 | 0
3573 | 32.6 | 29.7 | 29.4 | 35.4 | 34.6 | 23.6 | 27.9 | 28.9 | 27.9 | 29.1 | 36 | 32.5 | 37.8 | 33.7 | 22.1 | 29.8 | 23.8 | 34.8 | 26.4 | 33.7 | 34.5 | 31.3 | 22.9 | 31.1 | 35.5 | 38.5 | 35.2 | 28.3 | 25.8 | 28.6 | 29.4 | 32.2 | 35.4 | 38.8 | 33.8 | 30.1 | 28.6 | 35.6 | 30.3 | 32.8 | 28.6 | 34 | 28 | 31.4 | 29.4 | 31.6 | 35.3 | 33.2 | 30.7 | 33.6 | 26.6 | 16.7 | 29.5 | 27 | 31.8 | 25.9 | 33.4 | 29.9 | 26.6 | 0
3574 | 31.8 | 28.3 | 28.4 | 34.6 | 34.3 | 23.4 | 27.9 | 28 | 27.8 | 28.8 | 34.5 | 31.8 | 36.9 | 33 | 21.1 | 29.6 | 23.4 | 33.8 | 25.9 | 32.9 | 33.2 | 30.5 | 22.5 | 29.8 | 34.6 | 37.4 | 34.4 | 28.2 | 26.1 | 28.1 | 29.6 | 31.6 | 34.2 | 38 | 32.7 | 30 | 27.8 | 34.4 | 29.9 | 31.2 | 28.3 | 33.8 | 27.3 | 30.4 | 29.4 | 31.2 | 34.4 | 32.6 | 30.2 | 32.5 | 24.3 | 16.4 | 29.5 | 26.5 | 31.1 | 25.4 | 32 | 29.6 | 26.7 | 0
3575 | 31.8 | 26.5 | 27.4 | 33.8 | 33.4 | 23.1 | 27.6 | 27.1 | 27.4 | 28.6 | 33.2 | 31.6 | 36 | 32.4 | 21.2 | 29.5 | 23.2 | 33.2 | 25.2 | 33.4 | 32.5 | 30 | 22.2 | 28 | 33.4 | 36.4 | 33.6 | 29 | 25.6 | 28 | 29.2 | 31.1 | 33.3 | 37.4 | 31.7 | 29.4 | 27 | 33.7 | 29.4 | 31.2 | 28.1 | 33.8 | 27 | 29.3 | 29.4 | 30.8 | 34.8 | 32 | 29.2 | 32 | 22 | 16.2 | 29.4 | 26.6 | 29.9 | 25.2 | 31 | 29.3 | 26.6 | 0
3576 | 31.4 | 24.4 | 26.9 | 32.1 | 32.7 | 22.3 | 26.9 | 26.5 | 27.4 | 28.4 | 31.4 | 31.2 | 34.7 | 31.7 | 21.6 | 28.6 | 23.2 | 32.3 | 24 | 34.3 | 31.4 | 31.3 | 21.9 | 26.8 | 32.5 | 35.3 | 32.8 | 30 | 26.3 | 27.8 | 29.4 | 30.9 | 32.6 | 37 | 30.7 | 29.1 | 26.3 | 33.2 | 29 | 32.7 | 26.7 | 32.1 | 26.5 | 28.7 | 29.3 | 29.2 | 33.4 | 31.8 | 27.8 | 30.6 | 21.5 | 16.3 | 29.5 | 26.1 | 29.2 | 24.7 | 30.8 | 28.7 | 27.5 | 0
3577 | 31 | 25 | 26.1 | 30.3 | 32.3 | 22.2 | 26 | 26.3 | 28.4 | 28.4 | 29.9 | 31 | 33.4 | 31.5 | 22 | 29 | 23.3 | 32 | 22.8 | 35.2 | 30.5 | 30.7 | 21.6 | 24.9 | 32.1 | 33.5 | 31.8 | 30.2 | 25.9 | 27.6 | 28.5 | 30.6 | 32.9 | 36.3 | 30.7 | 29.1 | 25.5 | 32.6 | 29 | 33.3 | 26.4 | 30.3 | 26.3 | 28.3 | 28.8 | 27.4 | 32.4 | 31 | 25.9 | 30.2 | 20.8 | 15.6 | 29.4 | 26.1 | 28.6 | 24.4 | 29.8 | 28.5 | 28.2 | 0
3578 | 30.3 | 23.6 | 25.5 | 28.2 | 31.6 | 22 | 24.9 | 26.1 | 27.4 | 28.4 | 28.4 | 30.4 | 32.1 | 31.2 | 22 | 27.7 | 23.4 | 30.8 | 21.8 | 35.6 | 30 | 30.5 | 21.2 | 23.6 | 30.7 | 31.8 | 30.7 | 29.4 | 26 | 27 | 28 | 29.8 | 33.1 | 35.6 | 30.2 | 29.1 | 25 | 31.9 | 29 | 33.7 | 26.4 | 27.8 | 25.8 | 27.8 | 28.7 | 25.2 | 30.2 | 30 | 24.2 | 29.6 | 21 | 14.4 | 29.3 | 26 | 28.1 | 24 | 28.8 | 28 | 29.2 | 0
3579 | 29.8 | 23.5 | 24.9 | 26.9 | 31.2 | 21.9 | 24.1 | 26.2 | 26.4 | 28.6 | 27.6 | 30 | 31.1 | 31 | 22 | 28 | 23.3 | 30.5 | 21.6 | 35.6 | 29.6 | 30.5 | 21 | 21.9 | 30.2 | 30.5 | 29.6 | 27.7 | 24.8 | 26.5 | 26.7 | 29.6 | 32.4 | 34.6 | 29.6 | 29.1 | 24.6 | 31.2 | 28.9 | 32.8 | 25.7 | 26.6 | 25.7 | 27.3 | 28.6 | 24.1 | 29.7 | 28.5 | 22.9 | 29 | 20.2 | 12.7 | 28.8 | 26 | 28 | 24 | 28.4 | 27.8 | 29.1 | 0
3580 | 29.3 | 23.5 | 24.5 | 25.9 | 31.2 | 21.9 | 23.3 | 26.5 | 25.4 | 28.6 | 26.9 | 29.4 | 30 | 30.9 | 21.6 | 27.6 | 23.2 | 29.8 | 22 | 35.2 | 29.3 | 30 | 21.1 | 21.5 | 29.4 | 29.4 | 28.9 | 26 | 24.8 | 26 | 26.6 | 29.6 | 31.4 | 33.9 | 29.6 | 29 | 24.6 | 30.2 | 28.8 | 32.4 | 25.9 | 26 | 25.4 | 27.3 | 28.6 | 23.5 | 28.8 | 27.5 | 22.7 | 28.5 | 20.6 | 12.1 | 28.6 | 25.8 | 28 | 23.9 | 28.6 | 27.3 | 29.1 | 0
3581 | 29.3 | 23.2 | 24 | 29.4 | 31.6 | 21.9 | 22.8 | 26.8 | 25 | 28.7 | 27.4 | 30 | 28.2 | 30.9 | 21.6 | 27.9 | 23.4 | 29.5 | 24.4 | 31 | 29 | 29.9 | 23 | 25 | 29.2 | 28.3 | 28.9 | 25.4 | 23 | 26.8 | 26 | 29.5 | 30.4 | 34.6 | 28.7 | 29 | 26.4 | 30.4 | 28.8 | 31 | 26.4 | 26.6 | 25.2 | 27.1 | 28.6 | 27 | 31 | 28 | 25.8 | 28 | 17.8 | 13.6 | 28.8 | 25.8 | 27.3 | 24 | 28.6 | 27.2 | 26.8 | 0
3582 | 29.3 | 22.7 | 23.4 | 29.6 | 31.2 | 21.5 | 22.4 | 27.7 | 25 | 28.7 | 27.7 | 30.3 | 27.9 | 30.7 | 21.6 | 27.6 | 23.7 | 29.5 | 24.3 | 30.9 | 28.8 | 28.7 | 24.9 | 24.1 | 29.1 | 27.5 | 28 | 27.3 | 25.3 | 26.3 | 27.7 | 29.6 | 29.6 | 34.4 | 28 | 29 | 27.2 | 30.4 | 28.7 | 30.2 | 27 | 27.8 | 25.9 | 26.8 | 28.6 | 29.1 | 29.4 | 28.9 | 26.8 | 27.5 | 21.1 | 16 | 29 | 25.8 | 26.6 | 25.4 | 28.8 | 27.5 | 28.1 | 0
3583 | 29.3 | 26.2 | 23.8 | 30.9 | 31.7 | 21.8 | 22.4 | 28.5 | 28.4 | 29.7 | 28.6 | 31.4 | 28.3 | 31.7 | 21.9 | 27.8 | 24.3 | 29.8 | 24.7 | 31.1 | 29 | 28.6 | 26.5 | 24.8 | 28.8 | 27.4 | 27.9 | 29.2 | 28 | 27 | 29.8 | 30.3 | 29.5 | 34.8 | 28.6 | 29.1 | 28.6 | 31.2 | 29 | 31 | 26.2 | 30.1 | 26.9 | 26.8 | 28.6 | 30 | 28.8 | 30.8 | 28 | 27.5 | 24.8 | 19.8 | 29.6 | 25.9 | 27.1 | 26.1 | 29.7 | 28.2 | 29.6 | 0
3584 | 29.8 | 31.1 | 25.1 | 32.4 | 32.2 | 22.9 | 23.4 | 29.7 | 29.7 | 29.7 | 29.8 | 33 | 29.6 | 34.1 | 23.1 | 29.1 | 25.2 | 32.3 | 25.2 | 31.8 | 30.5 | 29.4 | 27.6 | 26.2 | 29.7 | 28.1 | 28 | 31.4 | 30.6 | 28 | 32.2 | 31.6 | 30.1 | 35.4 | 31 | 29.7 | 30 | 34.2 | 31.2 | 32.4 | 26.9 | 32.6 | 28.2 | 27.8 | 28.6 | 32.9 | 30.4 | 33 | 29.4 | 28.2 | 29.6 | 23 | 30 | 26.9 | 28.1 | 26.8 | 32.6 | 29.4 | 31 | 0
3585 | 31.9 | 32.7 | 28 | 34.4 | 34 | 25 | 25.2 | 31.5 | 33.1 | 31.6 | 31.4 | 35.2 | 31.3 | 36.4 | 24 | 32.4 | 26.2 | 32.9 | 26.2 | 32.7 | 33.3 | 31.3 | 28 | 29.4 | 30.7 | 31.1 | 28.4 | 32.9 | 32.1 | 30.5 | 33.6 | 33.7 | 31.8 | 36.7 | 36.5 | 31.9 | 31.5 | 36.4 | 32.7 | 33.7 | 29.1 | 35 | 29.6 | 30.2 | 29.3 | 33.5 | 33 | 35.5 | 30.4 | 29.4 | 32.3 | 25.2 | 31.1 | 28.7 | 29.8 | 26.2 | 34 | 31.2 | 32.1 | 0
3586 | 33.5 | 34 | 30.1 | 35.9 | 36.1 | 26.4 | 27.7 | 33.7 | 34.7 | 33.3 | 33.1 | 37.6 | 33.5 | 37.8 | 24.3 | 32.5 | 27 | 31.5 | 27.2 | 33.7 | 36.4 | 32.9 | 28.3 | 32.3 | 31.7 | 34.7 | 29.5 | 34.5 | 32.9 | 32.6 | 34.3 | 34.6 | 33.3 | 38.1 | 38.5 | 32.5 | 32.6 | 38.6 | 33.2 | 35 | 30.1 | 36.7 | 30.8 | 32.3 | 30.4 | 35.9 | 36.4 | 37.4 | 31.3 | 31.5 | 34.6 | 24.9 | 32 | 30.3 | 31.3 | 25.8 | 36.4 | 31.1 | 32.9 | 0
3587 | 34.7 | 36.2 | 32 | 37.4 | 37.7 | 28.2 | 30.3 | 35.7 | 35.9 | 33.9 | 35 | 40 | 35.4 | 39.4 | 24.5 | 33.2 | 27.2 | 31.9 | 28.4 | 34.6 | 38.3 | 34.8 | 28.6 | 35 | 33 | 38.1 | 30.9 | 35.6 | 33 | 34.6 | 34 | 36 | 35.6 | 39.8 | 40.4 | 33 | 33.6 | 40.1 | 34.3 | 37 | 30.7 | 38 | 32 | 34.7 | 31.1 | 36.8 | 39 | 39 | 32 | 33.6 | 35 | 23.2 | 33.2 | 31.4 | 33 | 25.2 | 37.8 | 31.4 | 33.4 | 0
3588 | 36 | 37.6 | 33.7 | 38.3 | 40.4 | 28.9 | 32.1 | 37.1 | 37.4 | 34.4 | 36.8 | 41.8 | 37.3 | 40.9 | 26.9 | 34.3 | 26.9 | 37.9 | 29.2 | 35.5 | 40.5 | 37.8 | 29.3 | 35.8 | 33.7 | 40.6 | 32.6 | 37 | 33.4 | 34.8 | 33.7 | 36.8 | 37.4 | 41.1 | 41.6 | 33.2 | 34.2 | 41.2 | 36.8 | 38 | 31.4 | 38.9 | 33 | 36.6 | 31.3 | 39.7 | 40.9 | 39.9 | 32.9 | 35.2 | 36.2 | 20.5 | 33.7 | 32.5 | 33.8 | 26 | 39.2 | 31.6 | 33.6 | 0
3589 | 37.2 | 39 | 34.8 | 39.2 | 40.7 | 28.9 | 33.2 | 37.9 | 38.2 | 35.5 | 38.6 | 43.1 | 38.7 | 42.2 | 28.2 | 35 | 26.1 | 39.2 | 30 | 36.3 | 41.4 | 39.3 | 30 | 36.2 | 35 | 42.6 | 34.1 | 37.8 | 34.1 | 34.5 | 33.1 | 37.2 | 39 | 42.3 | 42.5 | 33.5 | 34.7 | 41.6 | 37.5 | 39.6 | 31.6 | 39.9 | 34 | 38.7 | 31.8 | 39.7 | 41.4 | 40.6 | 33.7 | 36 | 36.4 | 19.1 | 34 | 32.9 | 34.8 | 26.8 | 39.8 | 32.2 | 33.4 | 0
3590 | 39.2 | 39.3 | 35.4 | 39.8 | 39.7 | 29.4 | 34.3 | 38.3 | 38.7 | 35.5 | 40 | 43.4 | 39.8 | 42.4 | 28.7 | 35.5 | 25.2 | 39.9 | 30.4 | 37 | 42 | 40.2 | 30.6 | 35.6 | 36.4 | 43.1 | 35.5 | 38.2 | 35.2 | 33 | 33 | 37.7 | 40.5 | 43 | 43.1 | 33.5 | 35 | 42.1 | 38.2 | 39.8 | 31.7 | 40.6 | 34.6 | 40.1 | 32 | 39.4 | 41.6 | 41 | 34.4 | 37.3 | 37.6 | 18.8 | 33.6 | 32.6 | 35.4 | 28.2 | 39.8 | 32.9 | 33 | 0
3591 | 40.2 | 39.8 | 37 | 40.5 | 39.2 | 29.8 | 34.7 | 38.6 | 39.2 | 35.7 | 41 | 43 | 40.4 | 37.6 | 30.9 | 35.1 | 24.5 | 39.9 | 30.8 | 37.5 | 42.6 | 41 | 30.5 | 35.8 | 36.9 | 43.5 | 36.6 | 37.5 | 36 | 32.2 | 32.7 | 37.2 | 41.5 | 43.7 | 43 | 33.5 | 35.1 | 42.4 | 39.1 | 40.7 | 32.1 | 41 | 34.8 | 40.8 | 32 | 34.8 | 41.4 | 41.3 | 34.6 | 37.7 | 37.4 | 20.4 | 33.2 | 32 | 35.8 | 28.4 | 39.8 | 33 | 32.3 | 0
3592 | 40.8 | 40.4 | 36.5 | 40.5 | 38.2 | 29 | 34.4 | 38.7 | 37 | 34.8 | 41.3 | 41.7 | 40.6 | 36.6 | 31.1 | 34.3 | 24.1 | 39.9 | 30.8 | 37.7 | 42.7 | 41.1 | 29.7 | 35.4 | 37.6 | 43.4 | 37.2 | 36.2 | 36.3 | 31.2 | 32.6 | 36.2 | 42.4 | 43.9 | 42.8 | 33.3 | 34.3 | 42.6 | 39.1 | 41.2 | 31.5 | 40.4 | 34.4 | 40.8 | 31.6 | 31 | 41.7 | 40.9 | 34.3 | 38.2 | 37.5 | 21.7 | 32.3 | 31.7 | 36.3 | 28.3 | 39.6 | 32.6 | 31.4 | 0
3593 | 41.3 | 40.3 | 36.6 | 40 | 37.7 | 28.2 | 33.8 | 38.4 | 34.1 | 33.8 | 41 | 40 | 40.4 | 35.2 | 31.5 | 34 | 24 | 39.9 | 30.6 | 37.6 | 42.6 | 41.3 | 28.4 | 35.4 | 37.7 | 43.1 | 37.3 | 34.4 | 35.6 | 31 | 32 | 35.2 | 42.2 | 43.8 | 42.1 | 32.6 | 33 | 42.2 | 39.1 | 40.4 | 31.2 | 39 | 33.4 | 40.2 | 31 | 26.2 | 41.4 | 40 | 33.4 | 38.5 | 36 | 22.4 | 31.6 | 30.2 | 36.3 | 27.2 | 38.8 | 32 | 30.6 | 0
3594 | 41.5 | 39.7 | 35.4 | 38.5 | 36.7 | 27.5 | 32.9 | 38 | 32.4 | 32.5 | 40 | 38 | 39.9 | 33.7 | 30.7 | 33.4 | 24 | 36.9 | 29.8 | 37.2 | 42.4 | 39 | 27.2 | 34 | 37.4 | 43.1 | 37 | 33 | 34.4 | 30.2 | 31.5 | 34.2 | 41.7 | 43.1 | 40.8 | 31.7 | 30.9 | 41.8 | 38.6 | 40.6 | 30.5 | 36.7 | 31.8 | 39.6 | 30.3 | 25.4 | 40.6 | 38.2 | 32.4 | 36.5 | 34.9 | 20.9 | 30.7 | 28.8 | 33.3 | 26.6 | 38 | 31.8 | 30 | 0
3595 | 39 | 37.7 | 34.3 | 37 | 35.7 | 25.7 | 30.8 | 37.1 | 31.4 | 31.4 | 38.8 | 36.3 | 38.9 | 32.8 | 30.3 | 32.8 | 23.9 | 35.9 | 28.9 | 36.3 | 40.6 | 35.8 | 26.4 | 32.5 | 36.5 | 42.4 | 36.4 | 31.8 | 32.9 | 29.9 | 30.5 | 32.8 | 40 | 42.2 | 39.4 | 31 | 28.8 | 40.1 | 27.5 | 38.9 | 30 | 34.5 | 30.1 | 37.3 | 29.8 | 24.6 | 38 | 36.1 | 31.3 | 35.8 | 32.2 | 18.7 | 30.4 | 29.1 | 32.3 | 25.7 | 36.2 | 30.6 | 29.6 | 0
3596 | 37.2 | 33.3 | 32.8 | 35.4 | 34.7 | 24.2 | 28.6 | 36.2 | 30.6 | 30.2 | 37.4 | 35 | 37.8 | 32.6 | 29.5 | 30.7 | 23.6 | 35.9 | 27.8 | 35.4 | 38.5 | 34.5 | 26.2 | 30 | 35.3 | 40.8 | 35.5 | 31.4 | 31.6 | 29 | 29.8 | 31.8 | 36.8 | 41 | 37.6 | 30.7 | 27 | 38.6 | 26.6 | 37 | 27.6 | 32.8 | 28.6 | 35.5 | 29.5 | 26.6 | 34.4 | 34 | 30.6 | 34.3 | 30 | 16 | 30 | 28.9 | 31 | 25.6 | 33.6 | 30 | 29.6 | 0
3597 | 35.6 | 29.6 | 30.7 | 34.7 | 34.2 | 23.3 | 27.2 | 35.3 | 30 | 31.6 | 36.2 | 34.3 | 36.4 | 32.3 | 27.5 | 29.8 | 23.1 | 34.5 | 27 | 34.5 | 36.8 | 33.5 | 26.2 | 28.4 | 34.5 | 39.2 | 34.5 | 31 | 30.5 | 28.9 | 29.1 | 31.4 | 35.2 | 40 | 35.7 | 30.4 | 26.2 | 39.1 | 32.5 | 35.2 | 27.5 | 32.2 | 27.5 | 33.4 | 29.3 | 26.4 | 30.1 | 32.7 | 30.1 | 27.4 | 26.7 | 14.9 | 30.1 | 28.9 | 30.3 | 25.1 | 33.4 | 29.4 | 29.7 | 0
3598 | 34.6 | 27.5 | 29 | 34.3 | 33.7 | 23.3 | 27.8 | 34.5 | 30.2 | 29 | 35 | 33.9 | 35.4 | 32.2 | 27.5 | 27.7 | 22.6 | 33.5 | 26.2 | 33.8 | 35.7 | 32.3 | 26.1 | 26.9 | 33.4 | 38.2 | 33.6 | 30.8 | 29.9 | 28.2 | 28.9 | 31.2 | 34.7 | 38.8 | 34.1 | 30.3 | 26 | 38.1 | 31.9 | 34.2 | 25.6 | 32.4 | 26.9 | 32 | 29.1 | 27.7 | 27.1 | 31.8 | 30.1 | 26.6 | 24.7 | 14.8 | 29.8 | 28.7 | 28.5 | 25.3 | 33 | 29.6 | 29.6 | 0
3599 | 33.8 | 25.8 | 28 | 34.4 | 33.2 | 23.2 | 27.3 | 33.5 | 27.5 | 28.9 | 33.8 | 33.6 | 34.4 | 32.2 | 27 | 26.7 | 22.4 | 32.9 | 25.8 | 33.4 | 35.2 | 31.9 | 25.4 | 26.6 | 32.8 | 36.9 | 32.7 | 30 | 29 | 28.2 | 28.8 | 31.2 | 34.3 | 38 | 32 | 30 | 26.4 | 36.6 | 31.6 | 34 | 25.1 | 32.8 | 26.6 | 30.8 | 29 | 27 | 26 | 31.6 | 29.8 | 26 | 22.6 | 16 | 29.6 | 28.1 | 27.6 | 25 | 32.4 | 29.7 | 29.2 | 0
3600 | 32.5 | 24.5 | 27.1 | 34 | 33.2 | 22.6 | 26.7 | 33 | 25.9 | 28.6 | 32.4 | 33 | 33.8 | 31.9 | 26 | 25.9 | 22.5 | 31.5 | 25.3 | 33.3 | 34 | 31.5 | 24.2 | 26.2 | 32.4 | 35.2 | 31.8 | 29 | 27.9 | 27.5 | 28.9 | 30.4 | 34 | 37 | 31.7 | 29.7 | 26.6 | 36.6 | 31.4 | 34.1 | 25.2 | 32.6 | 26.4 | 30.1 | 28.8 | 28.6 | 27.6 | 31.2 | 29.4 | 26 | 22.1 | 16.5 | 28.8 | 27.6 | 26.8 | 25.2 | 31.8 | 28.8 | 28.4 | 0
3601 | 32.4 | 23 | 26.4 | 33.3 | 33.2 | 22.5 | 25.7 | 32.8 | 25.7 | 28.4 | 31 | 32.3 | 33 | 31.6 | 25.7 | 25.7 | 22.8 | 32.9 | 25.1 | 33.1 | 33 | 31.1 | 22.6 | 26.6 | 31.8 | 32.6 | 30.8 | 27.4 | 26.1 | 27.5 | 28.4 | 30.2 | 33.5 | 36.3 | 31.1 | 29.6 | 26.8 | 35.6 | 31.2 | 33.7 | 24.6 | 31.6 | 26.1 | 29.6 | 28.8 | 28.3 | 30.2 | 30.6 | 28.5 | 26 | 20.8 | 16.4 | 28.3 | 27.4 | 26.3 | 24.6 | 31 | 28.2 | 27.4 | 0
3602 | 31.4 | 23.5 | 26 | 32 | 32.2 | 22.2 | 24.7 | 32.6 | 25.4 | 28.4 | 29.5 | 31.4 | 32.1 | 31.4 | 25.5 | 25.2 | 23.2 | 32 | 24.8 | 32.8 | 32.6 | 30.5 | 21.4 | 26.4 | 31.2 | 31.3 | 29.5 | 26 | 24.2 | 27 | 27.6 | 30.2 | 33.5 | 35.6 | 30.1 | 29.5 | 26.4 | 35.8 | 30.8 | 33.7 | 24.6 | 29.8 | 25.6 | 28.8 | 28.7 | 29.4 | 33 | 29.6 | 27.4 | 26 | 20 | 14.8 | 27.8 | 27.4 | 25.8 | 24.4 | 30.6 | 27.7 | 26.4 | 0
3603 | 30.8 | 22.5 | 25.5 | 30.8 | 31.7 | 21.9 | 23.7 | 31.9 | 25.3 | 28.2 | 28.4 | 30.7 | 30.7 | 31.1 | 24.5 | 24.3 | 23.4 | 31.1 | 24.7 | 32.2 | 32.5 | 30.1 | 20.9 | 26.5 | 30.2 | 29.8 | 28.3 | 24.8 | 22.5 | 27.2 | 26.3 | 30 | 33.5 | 35.2 | 30.1 | 29.5 | 26.1 | 35.8 | 30.8 | 33 | 24.6 | 27.9 | 25.2 | 28.2 | 28.6 | 27.9 | 33.9 | 28.7 | 26.3 | 26 | 18 | 13.4 | 28 | 27.3 | 25.8 | 23.6 | 30.6 | 27.4 | 25.9 | 0
3604 | 30.3 | 21 | 25.3 | 29.7 | 31.3 | 21.9 | 23.2 | 30.4 | 25.2 | 28.3 | 27.6 | 30.1 | 29.4 | 31 | 24.4 | 23.4 | 23.4 | 29.5 | 24.4 | 31.6 | 32.3 | 30.1 | 21.5 | 25.6 | 29.7 | 28.5 | 27.6 | 24.7 | 22.1 | 26.8 | 25.8 | 30 | 33 | 34.8 | 30.1 | 29.4 | 26 | 34.2 | 30.8 | 32.6 | 24.6 | 26.6 | 25 | 28 | 28.6 | 28 | 33.2 | 27.9 | 25.7 | 24.6 | 17.5 | 12.5 | 28.2 | 26.9 | 25.5 | 23.8 | 30.8 | 27.4 | 26 | 0
3605 | 29.6 | 20.2 | 24.9 | 28.4 | 31.2 | 21.9 | 22.7 | 28.9 | 25.1 | 28.4 | 27.4 | 30.2 | 29.8 | 30.6 | 24.1 | 22.5 | 22.6 | 30 | 25 | 28 | 31.7 | 29.7 | 23.2 | 27 | 29.4 | 27.5 | 27.4 | 26.6 | 26 | 25.6 | 26.8 | 29.8 | 32.3 | 33.6 | 30.1 | 28.9 | 26 | 32.2 | 30.8 | 31.8 | 24.6 | 27.6 | 24.8 | 27.8 | 28.1 | 25.5 | 29.6 | 27.8 | 26.2 | 24.6 | 18 | 14.6 | 27.8 | 26.8 | 25.3 | 23.8 | 31 | 27.2 | 29 | 0
3606 | 29.1 | 20.2 | 24.6 | 28.5 | 31 | 21.9 | 22.3 | 29.5 | 25.2 | 28.1 | 27.5 | 30.5 | 30.2 | 30.3 | 23.7 | 22.2 | 22.7 | 27.9 | 26.1 | 27.8 | 31.1 | 28.9 | 23.4 | 26.8 | 28.8 | 26.8 | 27.2 | 27.3 | 27.4 | 26.3 | 28.3 | 30 | 31.4 | 34.5 | 30.1 | 28.7 | 27.2 | 32.1 | 30.8 | 31.7 | 24.1 | 28.7 | 25.4 | 27.8 | 27.6 | 26.6 | 30.6 | 29.1 | 27.4 | 24.4 | 21.2 | 17.4 | 28.4 | 26.6 | 25.3 | 23.3 | 31.2 | 27.5 | 29.3 | 0
3607 | 29 | 25 | 25 | 29.2 | 32.3 | 22 | 22.4 | 31.4 | 28.1 | 28.2 | 28.3 | 31.2 | 30.9 | 30.6 | 23.8 | 23 | 22.8 | 27.5 | 27.2 | 29.1 | 31.2 | 28.9 | 25 | 27.7 | 28.9 | 26.2 | 27.3 | 27.8 | 29.1 | 27.5 | 30 | 30.6 | 31 | 35.9 | 31.4 | 29 | 27.8 | 31.8 | 30.9 | 31.5 | 24.3 | 29.4 | 26.3 | 27.8 | 27.6 | 27.7 | 31.6 | 30.8 | 28.8 | 24.4 | 25.2 | 20.2 | 28.8 | 26.7 | 25.3 | 23.6 | 31.8 | 28 | 29.6 | 0
3608 | 29.9 | 30.5 | 26.1 | 31 | 35 | 23.7 | 23.8 | 33.9 | 31.3 | 30 | 29 | 33.2 | 33.1 | 32.6 | 24.3 | 27 | 23 | 29.9 | 28.6 | 30.6 | 32.9 | 30.3 | 26 | 27.8 | 29.9 | 26.7 | 27.6 | 30 | 31.6 | 29.2 | 32 | 31.2 | 31.6 | 37.7 | 34.1 | 30 | 29.4 | 35.4 | 30.9 | 32.6 | 24.5 | 30.6 | 27.6 | 28.2 | 27.8 | 28.4 | 33 | 32.8 | 30.2 | 24.4 | 29 | 22.8 | 29.7 | 27.8 | 26.2 | 24 | 34 | 28.7 | 30 | 0
3609 | 31.7 | 30.7 | 27.6 | 32.6 | 37 | 25.5 | 25.7 | 36.2 | 34.7 | 31.7 | 30.9 | 35.1 | 34.2 | 33.2 | 25.3 | 30 | 23.2 | 33.2 | 29.5 | 33 | 35.4 | 33 | 27.9 | 30.1 | 30.5 | 30.4 | 28.2 | 31.1 | 33.4 | 30.8 | 33.3 | 32.6 | 33.1 | 39.3 | 36.3 | 31 | 30.1 | 37.7 | 32.4 | 33.5 | 24.9 | 31.6 | 29 | 30.7 | 29.4 | 28.7 | 34.5 | 34.6 | 31.2 | 25.6 | 32 | 23.7 | 30.1 | 30.1 | 29.9 | 25.3 | 36 | 29.8 | 30.7 | 0
3610 | 33.5 | 35.6 | 29.8 | 34.5 | 38.6 | 26.7 | 27.8 | 37.8 | 36.5 | 33.1 | 32.8 | 37.7 | 35.9 | 36.3 | 27.2 | 32.2 | 23.6 | 35.2 | 30.6 | 34.9 | 37.4 | 34.9 | 28.5 | 31.9 | 31.2 | 32.4 | 29.1 | 33.2 | 35.5 | 32.2 | 34.2 | 34 | 34.7 | 40.7 | 38.3 | 31.7 | 32 | 38.2 | 33.9 | 34.6 | 25.8 | 33.7 | 30.4 | 33.6 | 30.3 | 28.9 | 36.4 | 36.3 | 32 | 26.3 | 34.1 | 23.7 | 31 | 30.8 | 31.1 | 26.3 | 37.6 | 30.2 | 31.6 | 0
3611 | 35.5 | 39.1 | 31.6 | 35.8 | 41.1 | 28.4 | 30.2 | 38.7 | 38.1 | 34.2 | 35.4 | 39.6 | 36.4 | 38.9 | 28.5 | 33.4 | 24 | 37.2 | 31.2 | 36.8 | 39.1 | 36.5 | 29.4 | 34.8 | 33.4 | 34.2 | 30.8 | 34 | 36.8 | 33 | 34.4 | 35.5 | 37 | 41.8 | 39.9 | 32.3 | 33.2 | 39.2 | 34.8 | 35.8 | 28.7 | 36 | 31.8 | 36.2 | 31.2 | 29.4 | 38.2 | 37.8 | 32.6 | 29.1 | 35.6 | 22.8 | 31.6 | 31.5 | 33 | 27.4 | 39.1 | 30.3 | 32.6 | 0
3612 | 38.1 | 41 | 33.2 | 37.4 | 42.5 | 29.6 | 32.5 | 39.2 | 38.4 | 34.7 | 37.3 | 41.7 | 37.9 | 40.2 | 30.3 | 34.9 | 24.4 | 37.9 | 32.1 | 37.9 | 40.6 | 38 | 29.1 | 35.8 | 35.1 | 36.3 | 32.5 | 35.8 | 38.3 | 33.4 | 34.5 | 37 | 39.2 | 42.9 | 41.7 | 32.7 | 35.1 | 40.2 | 36 | 37.5 | 29.9 | 38.9 | 33.1 | 38.1 | 31.4 | 30.4 | 39.9 | 39.2 | 33.4 | 31.1 | 36.9 | 22.5 | 32.8 | 32 | 34.2 | 27.5 | 40.4 | 31.1 | 33.5 | 0
3613 | 38.7 | 41.8 | 34.2 | 38.4 | 43.2 | 29.7 | 34.4 | 39.6 | 40.3 | 35.7 | 39.4 | 42.4 | 38.3 | 41.4 | 31.3 | 35.5 | 24.4 | 39.2 | 32.4 | 39.2 | 41.5 | 39.7 | 30.1 | 37.3 | 35.7 | 37.8 | 34.1 | 36.2 | 38.7 | 33.3 | 34.2 | 37.5 | 40.8 | 43.8 | 42.5 | 32.6 | 35.1 | 40.7 | 37.4 | 38.2 | 30.5 | 40.3 | 34.2 | 40.1 | 31.4 | 31.8 | 41.1 | 40.1 | 34.2 | 32.7 | 38.4 | 22.3 | 33.5 | 31.8 | 34.7 | 27.8 | 40.6 | 31.3 | 34 | 0
3614 | 40.4 | 42.4 | 35.1 | 39.4 | 43.8 | 30.4 | 35.4 | 39.9 | 40.4 | 35.7 | 40.4 | 42.8 | 39.4 | 40.2 | 29.8 | 35.9 | 24.2 | 39.2 | 32.6 | 40 | 42.6 | 40.5 | 31 | 37.2 | 37 | 38.8 | 35.4 | 37.2 | 38.8 | 33 | 34 | 37.7 | 41.8 | 44.8 | 43.2 | 32.3 | 34.4 | 41.3 | 38.2 | 39.3 | 30.8 | 40.4 | 35 | 40.7 | 31.3 | 33.4 | 41.6 | 40.6 | 35 | 34 | 39.6 | 22.8 | 34 | 31.5 | 35.5 | 27.6 | 40.6 | 31.4 | 34 | 0
3615 | 41.5 | 42.7 | 36.2 | 39.3 | 43.8 | 30.4 | 35.1 | 40.1 | 38.4 | 35.8 | 41.5 | 41.7 | 39 | 38.2 | 28.6 | 36.2 | 23.6 | 40.2 | 31.9 | 40.9 | 43.6 | 41.2 | 33.3 | 38.1 | 37.5 | 39.8 | 36.7 | 36.5 | 37.4 | 32.4 | 33.5 | 37.7 | 43 | 45.4 | 43.4 | 32.6 | 31.2 | 41.3 | 38.9 | 39.8 | 31.4 | 38.1 | 35.2 | 42 | 31.2 | 34.5 | 41.3 | 40.3 | 35.2 | 35.1 | 40.3 | 22.8 | 33.3 | 30 | 35.5 | 28.1 | 41.2 | 31.2 | 33.4 | 0
3616 | 42.3 | 42.7 | 37.2 | 38.8 | 43.4 | 30.5 | 34.5 | 40.2 | 37 | 35.3 | 41.5 | 40.7 | 39.2 | 38 | 27.8 | 35.9 | 23.1 | 40.2 | 31.2 | 40.5 | 43.6 | 41.6 | 34.1 | 37.4 | 37.6 | 40.2 | 37.4 | 36.7 | 35.8 | 31.8 | 33 | 37.3 | 42.5 | 45.6 | 43.2 | 32.1 | 28.2 | 41.6 | 39.4 | 27.5 | 31.4 | 35.3 | 34.7 | 42.1 | 31.2 | 34.8 | 40.6 | 39.5 | 35 | 35.6 | 39.9 | 22.6 | 32.6 | 29.9 | 35.5 | 28.2 | 41.2 | 31 | 32.4 | 0
3617 | 42.3 | 42.1 | 36.2 | 37.2 | 42.6 | 30.2 | 33.9 | 40 | 33.8 | 33.8 | 41.4 | 39 | 38.4 | 35.4 | 25.9 | 35.7 | 22.6 | 39 | 30 | 39.2 | 43.4 | 41.7 | 34.2 | 37.2 | 37.6 | 40 | 37.4 | 36 | 33.6 | 31 | 32.2 | 36 | 42.8 | 45 | 42.8 | 31.6 | 25 | 41.8 | 39.4 | 23.9 | 30.9 | 32.2 | 33.6 | 41.9 | 30.7 | 34.2 | 39.5 | 38.2 | 34 | 35.6 | 38.6 | 21.4 | 31.2 | 30 | 34.9 | 28.4 | 41 | 30.7 | 31.4 | 0
3618 | 41.8 | 41.2 | 35.6 | 35.4 | 41.5 | 29.2 | 33 | 39.4 | 32.3 | 32.7 | 40.3 | 38 | 38.6 | 34.1 | 26.2 | 34.6 | 22.6 | 36.7 | 29.3 | 36.1 | 42.8 | 40.2 | 31.6 | 35 | 37.8 | 40.3 | 37.4 | 36.4 | 32.2 | 30.2 | 31.6 | 34 | 41.8 | 43.9 | 41.9 | 31.1 | 24.3 | 40.8 | 39 | 29.5 | 30.2 | 31 | 32 | 40.7 | 30.1 | 33 | 38.5 | 37 | 32.8 | 33 | 36.6 | 20.3 | 30.5 | 29.3 | 34 | 27.6 | 39.6 | 30.6 | 30.5 | 0
3619 | 40.7 | 38.6 | 34.5 | 32.9 | 39.5 | 28 | 30.9 | 38.3 | 31.3 | 31.5 | 39.6 | 36.4 | 37.7 | 33.5 | 24 | 33.3 | 22.6 | 35.2 | 28.5 | 33 | 41.3 | 37.7 | 28.8 | 33.9 | 36.7 | 39.8 | 36.9 | 35.2 | 30.6 | 29.4 | 30.9 | 33 | 39.9 | 42.4 | 39.9 | 30.1 | 24.1 | 39.3 | 37.8 | 30 | 29.4 | 30.8 | 30.2 | 38.2 | 29.4 | 31.7 | 37.5 | 35.9 | 31.3 | 29 | 34.7 | 18.8 | 29.8 | 28.9 | 33 | 26.9 | 36.8 | 30 | 30.1 | 0
3620 | 39.1 | 34.8 | 32.2 | 31 | 37.2 | 26.5 | 28.8 | 36.7 | 30.4 | 30.7 | 38.6 | 35.2 | 37.4 | 33.7 | 24 | 31.5 | 22.8 | 33.7 | 28.2 | 30 | 39.3 | 35.6 | 25.4 | 32 | 35.3 | 39 | 35.8 | 34 | 30 | 28.8 | 30.4 | 32.5 | 36.9 | 41 | 37.4 | 30 | 25.4 | 37.9 | 34.4 | 29.7 | 29 | 32 | 28.6 | 35.5 | 29.2 | 30.6 | 36.4 | 35.4 | 30.2 | 28.9 | 33.4 | 18.2 | 29.8 | 28.8 | 31 | 25.6 | 35.1 | 29.3 | 30 | 0
3621 | 37.2 | 32.2 | 31 | 29.4 | 36.1 | 25.2 | 28.7 | 35.6 | 30.4 | 29.5 | 38.2 | 33.2 | 35.9 | 33 | 23.7 | 29 | 22.7 | 33.1 | 27.7 | 28.9 | 38 | 34.1 | 24.3 | 32 | 33.9 | 38.3 | 35.4 | 30.8 | 29.1 | 28.3 | 29.9 | 31.3 | 35.3 | 39.8 | 35 | 29.7 | 25.6 | 36.9 | 32.7 | 29.3 | 28.8 | 32.7 | 27.4 | 33.5 | 28.5 | 29.9 | 35 | 35.1 | 29.3 | 29 | 32.7 | 17.7 | 29.4 | 28.5 | 30.8 | 25 | 34 | 29.1 | 30.1 | 0
3622 | 36.8 | 30.6 | 29.9 | 29.1 | 35.1 | 24.5 | 28.1 | 34.6 | 30.5 | 29 | 37.1 | 31.9 | 35.5 | 32.7 | 24 | 28.7 | 22.7 | 33.2 | 27.4 | 28.8 | 37 | 33.3 | 23.7 | 30.9 | 32.7 | 37.9 | 35.1 | 28.6 | 28.9 | 28.1 | 29.6 | 30.6 | 34.2 | 39 | 33.1 | 29.7 | 26.2 | 36.3 | 31.7 | 29.2 | 28.6 | 33.1 | 26.8 | 31.8 | 28.1 | 29.5 | 33.5 | 34.7 | 28.8 | 29.3 | 32 | 17.9 | 29.5 | 28.4 | 30.9 | 24.3 | 34.1 | 29.3 | 30.1 | 0
3623 | 35.4 | 29.9 | 29.3 | 29.4 | 34 | 23.9 | 27.3 | 33.5 | 30.4 | 29 | 35.8 | 30.8 | 34.8 | 32 | 24 | 27.7 | 22.4 | 32.4 | 26.8 | 30 | 36.4 | 33.1 | 24.8 | 30.6 | 32 | 35.8 | 34.7 | 26.4 | 28.4 | 28 | 29.2 | 30.2 | 33.6 | 38.3 | 31.5 | 29.3 | 25.6 | 35.1 | 31.2 | 29.8 | 28.5 | 32 | 26.4 | 30.7 | 27.5 | 29 | 31.8 | 34 | 28.4 | 29.9 | 30.6 | 17.8 | 29.2 | 28.2 | 31.5 | 24.4 | 32.6 | 29.4 | 30 | 0
3624 | 33.6 | 29.6 | 28.5 | 30.6 | 32.8 | 22.5 | 25.8 | 32.7 | 29.9 | 28.7 | 33.3 | 31.1 | 35.6 | 31.1 | 24 | 26.4 | 22.3 | 31.2 | 26.5 | 30.8 | 34.9 | 31.9 | 24.7 | 28.2 | 31.4 | 34.4 | 34.4 | 26.8 | 28.5 | 27.9 | 28.9 | 29.6 | 32.7 | 37.7 | 30.3 | 28.9 | 25.9 | 34.2 | 30.7 | 30.2 | 28.1 | 30.8 | 26.2 | 29.2 | 26.9 | 28.2 | 30.3 | 32.8 | 28 | 30.4 | 27.8 | 17.7 | 29.4 | 27.6 | 26.2 | 24.1 | 30.8 | 28.5 | 29.6 | 0
3625 | 33.4 | 30.5 | 28.8 | 31.3 | 32.6 | 22.5 | 25.7 | 32.8 | 30 | 28.6 | 33.9 | 29.2 | 30.2 | 30.8 | 24 | 26.5 | 26.7 | 30.9 | 26.2 | 37.1 | 35 | 32.1 | 23.5 | 29.1 | 31.2 | 33.3 | 35 | 32.2 | 27.2 | 27.3 | 28.1 | 29.5 | 32.4 | 35.3 | 29.9 | 29 | 25.5 | 34.4 | 30.7 | 30.8 | 28.1 | 27.8 | 26.6 | 29 | 26.4 | 27 | 26.8 | 26.9 | 26.7 | 30.8 | 25.2 | 15.9 | 27.5 | 27.6 | 26.9 | 27.1 | 29.9 | 28.5 | 29.5 | 0
3626 | 32 | 27 | 28.4 | 31.6 | 31.7 | 21.9 | 25.2 | 32.4 | 30 | 28.4 | 33 | 28.2 | 29.2 | 30.5 | 24 | 26.7 | 25.6 | 30.2 | 26 | 37.4 | 35 | 30.2 | 23.2 | 29 | 30.5 | 32.3 | 34.5 | 30.6 | 25.8 | 27 | 27.4 | 29.6 | 33.1 | 34.2 | 29.2 | 29.1 | 26 | 32 | 30.6 | 31.4 | 27.9 | 28 | 25.6 | 28.2 | 26 | 25.8 | 29.2 | 26.6 | 26.6 | 30.3 | 25.8 | 14.2 | 26.8 | 27.4 | 27.3 | 27 | 30 | 28.2 | 29.6 | 0
3627 | 31.9 | 28.1 | 28.3 | 30.6 | 31.3 | 21.4 | 24.5 | 31.7 | 30.2 | 28.3 | 32 | 27.7 | 28.4 | 30.2 | 23.9 | 27.1 | 24.9 | 29 | 25.7 | 35.5 | 35.2 | 29.5 | 22.7 | 28.2 | 30.4 | 31.3 | 33.9 | 29.1 | 25.2 | 27.3 | 26.5 | 28.5 | 32.8 | 33.6 | 28.5 | 29.2 | 25.6 | 31.6 | 30.4 | 31.9 | 27.7 | 27.6 | 24.7 | 27.9 | 25.6 | 25 | 29.4 | 25.6 | 26.3 | 30 | 25.9 | 12.6 | 26.6 | 27.2 | 27.2 | 26.4 | 30.6 | 28 | 29.4 | 0
3628 | 30 | 28 | 28.6 | 29.5 | 30.6 | 21 | 23.8 | 31.2 | 29.9 | 28 | 31.3 | 27.4 | 28.2 | 30 | 23.5 | 27 | 24.9 | 28.7 | 25.3 | 34.1 | 34.6 | 29 | 22.5 | 27.3 | 30 | 29.7 | 33.4 | 28.5 | 24.7 | 27.6 | 26.4 | 27.8 | 31.6 | 33.1 | 27.7 | 29.4 | 26.1 | 30.9 | 29.8 | 32.4 | 27.7 | 27.3 | 24.1 | 27.2 | 25 | 24.9 | 29.8 | 25.5 | 26.3 | 29.7 | 25.7 | 13 | 26.2 | 27.1 | 27.4 | 26.4 | 30.2 | 27.7 | 29.6 | 0
3629 | 29.3 | 27.1 | 27.8 | 26.2 | 30 | 20.6 | 23.6 | 30.8 | 29.8 | 27.7 | 31.5 | 28.8 | 29 | 29.8 | 23.5 | 26.7 | 26.4 | 28.1 | 26 | 34.4 | 33.5 | 28.6 | 22.4 | 26 | 28.8 | 28.8 | 32.8 | 29.8 | 26.4 | 28 | 25.6 | 28 | 30.8 | 35 | 26.8 | 29.6 | 25.8 | 30.8 | 29.3 | 32.6 | 27.5 | 24.8 | 24.8 | 26.8 | 24.7 | 27 | 26.1 | 27 | 26.5 | 29.6 | 22 | 17.8 | 26 | 27.9 | 28 | 26.6 | 29.7 | 27.6 | 28.6 | 0
3630 | 28.9 | 26.5 | 26 | 27.6 | 29.5 | 20.3 | 22.6 | 30.6 | 29.8 | 27.5 | 31 | 29.4 | 29.3 | 30 | 22.8 | 26.7 | 27.7 | 27.9 | 26.3 | 35.1 | 32.4 | 28 | 23.7 | 26.5 | 28.4 | 28.3 | 31.7 | 29.5 | 28.7 | 28.3 | 26 | 27.5 | 30 | 35 | 26.8 | 29.5 | 26.9 | 30.4 | 29 | 32.1 | 27.4 | 26 | 25.5 | 26.5 | 24.7 | 26.8 | 26.3 | 28.2 | 27.3 | 29.4 | 23 | 19.2 | 25 | 26.7 | 28 | 28.5 | 28.8 | 27.8 | 28.8 | 0
3631 | 29.2 | 27 | 28.2 | 29.3 | 29.8 | 20.6 | 22.6 | 30.6 | 30 | 27.6 | 31.3 | 30.6 | 30.4 | 30.8 | 23 | 26.2 | 28.8 | 27.9 | 27.3 | 36.3 | 31.8 | 28.1 | 24.9 | 27.4 | 28.8 | 28 | 31.4 | 30.7 | 31.4 | 28.6 | 26.7 | 28 | 30.1 | 35.5 | 27.7 | 29.7 | 28.3 | 32.6 | 29.9 | 32.1 | 27.8 | 28.3 | 28 | 26.5 | 24.9 | 27.6 | 27.8 | 30 | 28.6 | 29.2 | 24.6 | 20.9 | 24.7 | 26.7 | 28 | 30.3 | 29.8 | 28.5 | 29.7 | 0
3632 | 30.4 | 29.1 | 30.4 | 31.8 | 31.3 | 22.6 | 23.1 | 32.3 | 31.4 | 28.1 | 32 | 32.8 | 32 | 32.2 | 23.4 | 28.7 | 29.8 | 29.4 | 28.2 | 37.4 | 32.5 | 28.1 | 26.4 | 28.4 | 30.6 | 28.8 | 31.9 | 32.2 | 33.8 | 29 | 28.4 | 30 | 31.4 | 35.8 | 29.3 | 31 | 29.4 | 33.9 | 32.3 | 33.8 | 29.3 | 31 | 30.7 | 27.5 | 24.7 | 28.6 | 29 | 31.6 | 29.6 | 30.9 | 26.4 | 22.8 | 24.6 | 27.2 | 28.6 | 32.2 | 32.2 | 29.3 | 31 | 0
3633 | 32 | 33.6 | 34.1 | 33.3 | 33.5 | 26.6 | 26.5 | 35.9 | 34.4 | 29.9 | 33.6 | 35.2 | 33.8 | 35.5 | 24.8 | 30.4 | 30.1 | 31.8 | 29.6 | 38.8 | 34.4 | 30.5 | 27.1 | 29.9 | 33 | 30.5 | 32.4 | 34.9 | 34.3 | 29.4 | 29.6 | 31.6 | 33 | 37.3 | 31.9 | 31 | 30.4 | 35.2 | 34.2 | 32.1 | 30.7 | 33.4 | 34.4 | 29.9 | 24.4 | 30.6 | 31.4 | 33.1 | 30.8 | 34.8 | 28.3 | 24 | 25.8 | 29.5 | 30.5 | 33.1 | 35.1 | 30.2 | 32.7 | 0
3634 | 33 | 36.3 | 35.6 | 34.9 | 35.6 | 28.6 | 28 | 32.1 | 36 | 31.3 | 35.1 | 37.8 | 35.4 | 36.8 | 25.2 | 31.4 | 30.5 | 33.5 | 30.7 | 39.9 | 38 | 31.5 | 27.7 | 31.4 | 34.5 | 33.3 | 34.2 | 36.7 | 33.2 | 29.8 | 31.2 | 32.1 | 34.7 | 38.8 | 33.3 | 31.8 | 30.8 | 37.5 | 35.3 | 33 | 31.8 | 35.3 | 37 | 32.8 | 24.4 | 32.2 | 33 | 33.9 | 31.6 | 37.2 | 29.9 | 24.8 | 27.1 | 29.7 | 32.3 | 33.8 | 37.5 | 30.8 | 34.3 | 0
3635 | 35 | 38.2 | 37.6 | 35.6 | 38 | 31 | 29.4 | 38.5 | 38.3 | 33.5 | 36.9 | 40 | 36.6 | 38.2 | 27.1 | 32.1 | 30.8 | 34.4 | 31.6 | 41.2 | 41.3 | 33.5 | 27.6 | 33.2 | 36 | 36.3 | 36.3 | 38.2 | 30.4 | 30 | 32 | 32.5 | 35.9 | 41 | 34.8 | 24 | 31.2 | 38.7 | 36.9 | 34.7 | 32.2 | 36.4 | 39 | 34.8 | 25.4 | 34 | 35 | 34.6 | 32.6 | 39.2 | 31.4 | 24.9 | 29 | 31.5 | 33.4 | 34 | 39.6 | 31.4 | 35.6 | 0
3636 | 36.5 | 39.6 | 38.8 | 36.9 | 41.2 | 32 | 31 | 40.3 | 39.3 | 36.2 | 38.1 | 41.8 | 37.6 | 39.8 | 28.6 | 33.1 | 31.6 | 35 | 31.8 | 42.2 | 43.4 | 36.3 | 27.8 | 34.8 | 36.4 | 38.1 | 38.4 | 38 | 27.8 | 30 | 33.1 | 34 | 37.1 | 42.3 | 37.3 | 23.5 | 31.3 | 41.6 | 38.2 | 37.2 | 32.5 | 37.1 | 39.1 | 37.3 | 26.4 | 34.8 | 35.8 | 35.1 | 33.1 | 41.3 | 32.7 | 25.2 | 30 | 31.8 | 35 | 34.6 | 40.7 | 31.4 | 36.2 | 0
3637 | 38 | 40.2 | 38.8 | 37.8 | 42.1 | 31.9 | 32 | 40.9 | 39.9 | 36.6 | 39.3 | 42.6 | 38.6 | 40.3 | 30 | 33.7 | 32.3 | 35.8 | 32 | 43.4 | 44.3 | 37 | 27.5 | 36.3 | 37.2 | 40 | 39.9 | 37.9 | 25.8 | 29.8 | 33.1 | 34.5 | 38.1 | 43.8 | 37.3 | 23.5 | 31.5 | 42.1 | 39.2 | 37.7 | 32.9 | 37.5 | 39.1 | 39.2 | 25.5 | 35.7 | 37 | 35.8 | 33.9 | 42.1 | 33.9 | 25.2 | 30.9 | 31.6 | 35.5 | 34.8 | 41.1 | 31.6 | 36.5 | 0
3638 | 39.6 | 41.3 | 39.6 | 39.2 | 43 | 32 | 32.7 | 41.6 | 40 | 37.5 | 40 | 42.6 | 39.6 | 40.8 | 31.3 | 34.5 | 33 | 36.8 | 31.8 | 44.2 | 44.5 | 37.2 | 27.4 | 37.2 | 38.4 | 40.7 | 41.1 | 37.4 | 25.6 | 29.6 | 33.2 | 34.5 | 39.3 | 44.2 | 37.6 | 23.6 | 31.6 | 43.2 | 39.2 | 38.9 | 31.2 | 38 | 38.2 | 40.6 | 26 | 36 | 37.4 | 36.6 | 34.4 | 42.7 | 34.8 | 25.4 | 31 | 32 | 36 | 35 | 41.2 | 32.2 | 36.2 | 0
3639 | 41 | 41.2 | 40 | 39.6 | 43.1 | 31 | 33 | 41.2 | 39.2 | 38.1 | 40.7 | 41.5 | 40.5 | 37.9 | 31.6 | 35 | 32.9 | 37.2 | 32.1 | 44.8 | 44.7 | 38.6 | 26.5 | 37.7 | 39 | 41.2 | 41.9 | 38.2 | 26.4 | 29.4 | 32.3 | 35.5 | 40.2 | 44.7 | 38.3 | 24 | 31.7 | 42.8 | 39.7 | 39.5 | 32.6 | 38.2 | 38.2 | 40.7 | 25.9 | 36.6 | 38.2 | 37.3 | 35 | 42.8 | 35.5 | 25 | 31.4 | 31.7 | 37 | 34.2 | 40.7 | 32.3 | 35.8 | 0
3640 | 41.6 | 41.3 | 40 | 40 | 43.2 | 30 | 33.2 | 42.5 | 37.3 | 36.8 | 40.7 | 40.1 | 40.8 | 36.8 | 31.6 | 34.7 | 32.4 | 37.5 | 31.9 | 44.4 | 44.9 | 39.1 | 25.7 | 37.4 | 39.7 | 42.1 | 42.4 | 38.5 | 28 | 29.2 | 31.8 | 35.5 | 40.5 | 44.1 | 38.3 | 25.3 | 31.4 | 41.9 | 39.7 | 40 | 32.2 | 37.9 | 37.4 | 39.3 | 26 | 36.3 | 37.5 | 37.2 | 34.9 | 42.8 | 35.5 | 24.4 | 31 | 32 | 37.4 | 33.3 | 40 | 31.9 | 35.1 | 0
3641 | 42 | 41.4 | 39.6 | 39 | 42.9 | 29 | 32.7 | 42.4 | 35.5 | 35.8 | 40.4 | 38 | 40 | 34.5 | 31.7 | 34.4 | 31.2 | 37.5 | 31.8 | 43.4 | 44.8 | 39 | 24.4 | 36.6 | 36.6 | 42 | 42.7 | 39 | 29 | 29 | 31 | 34.5 | 41 | 43.4 | 38 | 25.8 | 31 | 41.9 | 38.2 | 39.3 | 32.1 | 36.8 | 36.8 | 37.9 | 24 | 35.6 | 36.4 | 36.2 | 34.4 | 42.4 | 34.8 | 23 | 31 | 31.5 | 36.9 | 31.8 | 39.2 | 31.3 | 34.4 | 0
3642 | 42.2 | 39.7 | 39.2 | 37.9 | 41.1 | 28 | 31.5 | 41.7 | 32.8 | 34.5 | 39.1 | 36.1 | 38 | 33.5 | 31.1 | 33.6 | 30.1 | 37.2 | 30.9 | 41.5 | 44.3 | 38.7 | 23.7 | 35.2 | 36.6 | 41.7 | 42.7 | 37.8 | 29.5 | 28.7 | 31 | 33.5 | 40.1 | 41.6 | 38 | 26 | 30.2 | 38.8 | 35.7 | 37.6 | 30.9 | 35 | 34.8 | 36.1 | 23.8 | 33.5 | 33.5 | 34.1 | 33.1 | 41.8 | 33.4 | 21.6 | 30.2 | 30.5 | 35.7 | 30.9 | 38.4 | 30.3 | 33.3 | 0
3643 | 41 | 36.8 | 38 | 35.6 | 39.4 | 25.8 | 30.5 | 40.9 | 31.8 | 32.7 | 37.7 | 34 | 35.3 | 32.8 | 29 | 32.4 | 29 | 30.8 | 30 | 39.5 | 43.1 | 38 | 22.9 | 33.8 | 34.1 | 41.2 | 42.2 | 36.5 | 28.7 | 28.4 | 30.6 | 31.2 | 38 | 40.4 | 36.3 | 26.2 | 29.5 | 38.3 | 33.7 | 34.5 | 29.9 | 32.7 | 33 | 33.9 | 24.1 | 31.5 | 31 | 31.9 | 31.9 | 40.1 | 31.6 | 20 | 29.8 | 29.5 | 35 | 29.9 | 36.5 | 29.5 | 32.4 | 0
3644 | 39.3 | 33.8 | 36.1 | 33.4 | 37.5 | 24.3 | 29.7 | 37.9 | 31.2 | 31.1 | 36 | 32.4 | 32.4 | 32.5 | 28 | 30.9 | 28.4 | 25 | 28.8 | 37.6 | 41.4 | 35.5 | 22.6 | 32.4 | 33.1 | 40.4 | 41.2 | 34.2 | 27.8 | 28 | 30.4 | 28.5 | 35.5 | 38.8 | 33.8 | 25.5 | 29 | 36.9 | 32.8 | 34.4 | 29.7 | 30.6 | 30.8 | 31.9 | 24.9 | 29.2 | 28.4 | 29.8 | 30.6 | 38.5 | 29.6 | 19 | 29 | 29.4 | 31.5 | 29.8 | 35 | 29.5 | 31.4 | 0
3645 | 38 | 30.8 | 34.7 | 30.6 | 36 | 23.8 | 28.5 | 36.9 | 30.8 | 29.8 | 35 | 30.9 | 30.3 | 32.4 | 27.2 | 29.6 | 27.8 | 25 | 28.1 | 36.6 | 39.6 | 33.9 | 22 | 31.3 | 32.6 | 38.6 | 40 | 33 | 26.8 | 27.6 | 29.4 | 28.4 | 34.6 | 38.3 | 32.8 | 25 | 28.9 | 37 | 32 | 34.5 | 29.4 | 29 | 30 | 30.8 | 25.3 | 28.2 | 27.8 | 28.7 | 30 | 37.7 | 27.9 | 18.4 | 28.9 | 29.1 | 31 | 29.5 | 33.6 | 28.7 | 30.8 | 0
3646 | 36.8 | 29.2 | 34.2 | 28.9 | 35.1 | 21.9 | 27 | 35.4 | 30.8 | 29.3 | 34.2 | 30.1 | 29.3 | 32.3 | 27 | 29.3 | 27.5 | 25 | 27.4 | 35.9 | 38.1 | 32 | 22.1 | 30.3 | 32.6 | 37.7 | 38.9 | 31.9 | 26.7 | 27.2 | 28.8 | 28.7 | 32.5 | 37.4 | 31 | 25.7 | 28.7 | 35.3 | 31.5 | 34.2 | 29.2 | 28.3 | 29.2 | 30 | 25.6 | 27.7 | 27.6 | 28.2 | 29.4 | 36.7 | 26.5 | 18.5 | 28.5 | 29 | 31 | 29.5 | 32.8 | 28.6 | 30.5 | 0
3647 | 35.7 | 28.2 | 33.5 | 27.6 | 34.3 | 21.7 | 24.3 | 33.9 | 30.8 | 28.8 | 34 | 29.6 | 29.4 | 31.9 | 26.6 | 29.2 | 27 | 25 | 27.2 | 35.8 | 36.9 | 31.6 | 22 | 29.4 | 32.8 | 37.7 | 38 | 32 | 27 | 27 | 28 | 28.7 | 31.7 | 37 | 30.7 | 25.6 | 28.4 | 34.3 | 31.1 | 34.2 | 29.2 | 28.2 | 29.4 | 29.5 | 25.8 | 28.2 | 28.4 | 28.4 | 29 | 35.7 | 25.4 | 18.8 | 28.4 | 28.5 | 31 | 29 | 32.7 | 28.5 | 30.4 | 0
3648 | 34.5 | 28.2 | 32.5 | 27.7 | 33.4 | 21.1 | 24.1 | 32.9 | 30.8 | 28.2 | 33.7 | 29.8 | 30 | 31.5 | 25.6 | 23.3 | 26.6 | 25 | 26.6 | 35.4 | 35.7 | 31 | 22.5 | 28.3 | 31.6 | 35.8 | 37.1 | 31.6 | 27.8 | 26.9 | 28.2 | 29.2 | 30.6 | 35.7 | 29.8 | 26 | 27.5 | 35.5 | 30.6 | 34 | 29.1 | 28.3 | 28.6 | 28.5 | 26.4 | 28.2 | 28.1 | 28.3 | 28 | 34.7 | 24.3 | 19.3 | 27.7 | 28.4 | 30 | 28.6 | 32.3 | 27.9 | 30.2 | 0
3649 | 33.3 | 26.7 | 32.3 | 27.5 | 32.1 | 21.1 | 23.2 | 32.9 | 30.4 | 28.2 | 33.5 | 29.9 | 30.6 | 31.3 | 25.6 | 23.1 | 26 | 25 | 26.4 | 35.1 | 33.9 | 30.5 | 22.4 | 27.3 | 30.8 | 32.1 | 36.4 | 31.7 | 27.8 | 27 | 27.9 | 29 | 30.2 | 35 | 29.3 | 25.7 | 26.5 | 34.4 | 30.4 | 33.5 | 28.8 | 27.9 | 28 | 28.3 | 26.4 | 28.5 | 27.9 | 28 | 27.1 | 34.2 | 23.4 | 19.1 | 27.4 | 28.1 | 27.5 | 27.6 | 31.2 | 28 | 30.1 | 0
3650 | 32 | 27.2 | 31.5 | 27.6 | 31.6 | 21.1 | 23 | 32.9 | 30.2 | 27.8 | 33 | 30 | 30.6 | 31 | 25.3 | 23.1 | 25.6 | 25 | 25.8 | 34.4 | 33.6 | 30.2 | 22.6 | 26.4 | 30 | 30.2 | 36.1 | 31 | 27.4 | 27.2 | 28 | 29.4 | 29.6 | 34 | 28.8 | 25.9 | 25.4 | 33.5 | 30.3 | 33 | 28.5 | 27 | 26.4 | 28.3 | 26 | 28 | 26.6 | 27.2 | 26 | 33.2 | 22.4 | 18.7 | 26.8 | 28 | 26 | 26.8 | 30.2 | 28.1 | 29.6 | 0
3651 | 31 | 28.2 | 31.1 | 26.7 | 31.5 | 21 | 23.1 | 32.7 | 30 | 27.7 | 32.6 | 29.5 | 30.1 | 30.8 | 24.1 | 22.9 | 25.3 | 25 | 25.8 | 34.1 | 33.3 | 29.1 | 22.1 | 25.9 | 29.6 | 29.7 | 35.8 | 30.8 | 26.3 | 27.5 | 27 | 29.9 | 29 | 34.2 | 28 | 25.9 | 24.9 | 33 | 30.2 | 32.6 | 28.2 | 25.7 | 25.5 | 27.8 | 26.2 | 27.8 | 26.2 | 26.6 | 25.7 | 32.2 | 21.8 | 17.8 | 26.8 | 27.8 | 26 | 25.8 | 30.2 | 28.1 | 29.2 | 0
3652 | 29.8 | 28.2 | 29.5 | 26.4 | 31 | 21.1 | 23.1 | 32.2 | 30.2 | 27.3 | 31.9 | 29.1 | 29.4 | 30.8 | 24.1 | 22.7 | 25.7 | 24.6 | 25.6 | 33.9 | 33 | 28.2 | 22.2 | 25.7 | 28.5 | 29 | 35 | 29.9 | 25.9 | 27.7 | 26.5 | 29.1 | 28.4 | 34.3 | 27.6 | 25.7 | 24.9 | 32.5 | 29.9 | 32.2 | 28 | 24.8 | 24.4 | 27.8 | 26.4 | 27.1 | 25.6 | 26.4 | 25.7 | 31.8 | 21.5 | 17.5 | 26.3 | 27.7 | 26 | 25.9 | 30.6 | 28 | 28.7 | 0
3653 | 29 | 26.4 | 30.1 | 26.6 | 30.2 | 20.8 | 23 | 31.2 | 30.2 | 27.3 | 30.2 | 27.4 | 28.4 | 30.6 | 24.1 | 22.5 | 24.8 | 24.6 | 26.4 | 31.4 | 32.5 | 27.3 | 22 | 25.6 | 28.5 | 28.4 | 33.8 | 29.4 | 24.8 | 26.8 | 26.6 | 30 | 27.9 | 33.4 | 27.6 | 25.6 | 26.4 | 31.5 | 29.7 | 32 | 28.1 | 26 | 27.5 | 27.8 | 25.3 | 27 | 28 | 26.6 | 27.6 | 30.8 | 24 | 18.6 | 28 | 27.6 | 26 | 27.4 | 30.2 | 27.9 | 28.4 | 0
3654 | 28.5 | 24.6 | 30 | 27.4 | 30 | 20.7 | 22.5 | 30.4 | 30.3 | 27.2 | 29.9 | 28.2 | 28.8 | 30.3 | 23.4 | 22.1 | 24.5 | 24.6 | 26.9 | 33 | 32.1 | 26.9 | 22.3 | 26.1 | 28.1 | 28.4 | 32.6 | 29.7 | 24.9 | 26.8 | 27.9 | 29.2 | 27.3 | 33.5 | 27.8 | 25.1 | 26.9 | 31.1 | 29.5 | 31.8 | 27.7 | 27.6 | 28.5 | 27.6 | 24.3 | 28.6 | 28.3 | 27.9 | 28.1 | 30.3 | 25.5 | 20.1 | 28.2 | 27.5 | 26 | 28.8 | 29.6 | 28.1 | 29.1 | 0
3655 | 28.6 | 28.4 | 30.5 | 28.9 | 30.5 | 20.5 | 22.6 | 31.2 | 31.2 | 27.3 | 29.9 | 29.7 | 30.1 | 30.8 | 23.6 | 22.5 | 24.6 | 24.8 | 26.9 | 34.4 | 32 | 27 | 22.7 | 27.1 | 28.6 | 28.2 | 32.3 | 30.8 | 25.7 | 27.8 | 29.6 | 29.7 | 27.9 | 34.3 | 28.6 | 25.1 | 28 | 32.9 | 29.9 | 31.8 | 27.9 | 29.9 | 28.3 | 27.5 | 24.4 | 30.5 | 29.1 | 29.9 | 28.6 | 30.7 | 27.8 | 21.7 | 29 | 27.6 | 26.5 | 30.1 | 30 | 28.6 | 30.3 | 0
3656 | 29.6 | 32.1 | 32.1 | 31 | 33.7 | 21.2 | 24.1 | 33.9 | 32.2 | 28.8 | 29.8 | 31.8 | 30.6 | 31.6 | 23.9 | 23.5 | 25 | 26 | 27.4 | 37.4 | 33.7 | 28.2 | 23.4 | 28.4 | 29.9 | 28.7 | 32.8 | 32.4 | 26.2 | 29 | 31.4 | 31 | 29.5 | 35.2 | 30 | 26.6 | 29.8 | 34.9 | 30.9 | 31.8 | 28.8 | 32.6 | 30 | 28.2 | 25.3 | 32.8 | 30 | 32 | 29.6 | 32.6 | 29.8 | 23.4 | 29.4 | 28 | 28.1 | 32 | 32.7 | 29.1 | 32 | 0
3657 | 31.7 | 33.7 | 35.4 | 33 | 36.5 | 24.4 | 26.2 | 35.5 | 35.1 | 31 | 30.7 | 34.5 | 32.5 | 29.8 | 25.4 | 30.1 | 26 | 28.4 | 27.1 | 38.8 | 36.9 | 29.6 | 24 | 29.9 | 30.6 | 31.5 | 33.3 | 34.7 | 27.4 | 31.1 | 32.9 | 32.6 | 31.5 | 36.5 | 33.4 | 29 | 31.4 | 35.2 | 33.7 | 29 | 30.4 | 34.7 | 30.5 | 30.2 | 27.1 | 34.4 | 31.7 | 33.8 | 30.4 | 35.1 | 31.7 | 24.2 | 30.2 | 29.9 | 29 | 33 | 34.7 | 29.4 | 33.5 | 0
3658 | 32.7 | 35.6 | 37 | 35.1 | 38.2 | 24.2 | 27.5 | 37.3 | 35.9 | 32.8 | 32 | 37.2 | 34 | 31.4 | 27.5 | 30.8 | 26.8 | 30.2 | 27.5 | 41.1 | 40 | 30.6 | 24.4 | 31.5 | 33.1 | 34.2 | 34.5 | 36.8 | 28.3 | 32.7 | 33.9 | 33.2 | 33 | 37.7 | 35.3 | 30.2 | 33 | 37 | 35.2 | 27.1 | 31.3 | 36.3 | 33.2 | 32.4 | 27.2 | 36 | 33.3 | 34.9 | 31.4 | 37.1 | 32.9 | 24.8 | 30.5 | 29.8 | 31 | 34.1 | 36.2 | 29.8 | 34.9 | 0
3659 | 34.6 | 38.5 | 38.2 | 36.6 | 40.9 | 25 | 29.2 | 38.7 | 37.1 | 35.4 | 34.4 | 39.8 | 36.2 | 34.9 | 28.9 | 30.9 | 27.6 | 32.4 | 27.6 | 42 | 41.9 | 34.5 | 24.4 | 33.2 | 35 | 37.3 | 36.8 | 39 | 29.5 | 34 | 34.6 | 34.5 | 34.7 | 39.1 | 36.8 | 31.2 | 33.8 | 38.5 | 36.6 | 27.5 | 32.3 | 37 | 35.2 | 35.9 | 28.6 | 37 | 35.4 | 35.6 | 32.2 | 39.6 | 34 | 24.8 | 31 | 30.6 | 32.5 | 34.4 | 37.7 | 30.2 | 35.8 | 0
3660 | 37.5 | 41.9 | 39.5 | 38 | 42.2 | 26.8 | 30.6 | 40 | 38.3 | 37.3 | 36.7 | 41.5 | 37.1 | 35.6 | 30.4 | 30.4 | 27.8 | 33.7 | 28.8 | 44 | 43 | 34.6 | 24.2 | 35 | 36.3 | 40 | 39.2 | 40.5 | 30 | 33.9 | 35 | 35 | 35.7 | 40.4 | 38.4 | 32.2 | 34.3 | 39.8 | 38.1 | 28 | 32 | 37.7 | 38.7 | 37.9 | 29.6 | 38.2 | 36.9 | 36 | 33.2 | 41.1 | 34.9 | 25.1 | 31 | 30.9 | 34 | 35.1 | 39 | 30.9 | 36.6 | 0
3661 | 38.6 | 42.5 | 40 | 38.9 | 43.2 | 29.4 | 31.2 | 41.1 | 38.6 | 38.5 | 39.3 | 42.4 | 38.4 | 35.9 | 31.8 | 29.4 | 27.9 | 34.2 | 29.5 | 44.3 | 43.8 | 35.1 | 23.8 | 36.7 | 37.1 | 42.3 | 40.7 | 41.8 | 30.7 | 33.6 | 35.4 | 35.5 | 36.9 | 41.8 | 39.4 | 32.6 | 34.1 | 40.1 | 39 | 29.6 | 32.7 | 38.2 | 39.3 | 39.8 | 26.8 | 38.9 | 38.4 | 36.5 | 33.7 | 42.2 | 36.1 | 25.1 | 31.4 | 31.8 | 34.8 | 35.1 | 40.5 | 31.2 | 36.9 | 0
3662 | 40.5 | 42.7 | 40.5 | 39.4 | 45 | 30.5 | 31.8 | 42 | 38.4 | 39.5 | 41 | 42.2 | 38.6 | 35.8 | 32 | 28.3 | 27.6 | 34.6 | 30.6 | 44.6 | 44.9 | 35.1 | 23.4 | 38 | 38 | 43.8 | 41.2 | 42.4 | 31 | 32.8 | 35.6 | 36 | 38.2 | 43 | 40.4 | 32.7 | 33.8 | 40.3 | 39.1 | 30 | 32.3 | 39 | 38.8 | 40.9 | 24.1 | 39.5 | 39 | 37 | 34.2 | 43.1 | 37.2 | 25.4 | 31.8 | 31.9 | 35.5 | 35.2 | 40.2 | 31.8 | 37 | 0
3663 | 41.6 | 43.1 | 41.2 | 39.1 | 42.2 | 30.4 | 32.4 | 42.2 | 37.9 | 40 | 42.1 | 41.3 | 39.6 | 36.6 | 33 | 29.5 | 27.6 | 34.7 | 30.4 | 42.4 | 44.9 | 35.2 | 23 | 38.6 | 38.4 | 44.3 | 41.8 | 42.7 | 31.7 | 32.8 | 35.6 | 36 | 39.4 | 43.9 | 40.4 | 32.3 | 33.1 | 40.9 | 36.6 | 30.1 | 32.2 | 39.4 | 34.1 | 41.7 | 25.6 | 39 | 39.3 | 37.5 | 33.9 | 43 | 38.1 | 25 | 32.7 | 31.9 | 35.5 | 34.2 | 40.4 | 31.8 | 36.4 | 0
3664 | 42 | 43 | 41.5 | 38.1 | 37.5 | 30.6 | 31.3 | 42.5 | 36.9 | 39.7 | 41.9 | 39.8 | 39.4 | 37.7 | 32.9 | 29.1 | 27.3 | 34.9 | 30.3 | 40.7 | 44.8 | 36.1 | 22.6 | 38.4 | 38.6 | 44.4 | 42.3 | 42.2 | 31.6 | 32.7 | 35.1 | 36 | 38.3 | 43.7 | 40.4 | 32.3 | 32.4 | 40.7 | 35.1 | 30 | 32 | 39.6 | 29.7 | 41.4 | 26.6 | 38.1 | 38.7 | 37.3 | 33.5 | 42 | 37.9 | 24.5 | 33 | 31.8 | 35.9 | 33.4 | 40 | 31.7 | 35.7 | 0
3665 | 42 | 41.6 | 40.6 | 36.2 | 39.3 | 30.4 | 31 | 42.2 | 35.4 | 38.4 | 41 | 38.2 | 39.8 | 37.5 | 32.8 | 28.6 | 27.2 | 34.9 | 29.4 | 38 | 43.2 | 35.8 | 22.2 | 37.2 | 38.7 | 44.2 | 42.3 | 41.2 | 31.5 | 33 | 34 | 36 | 39.1 | 42.8 | 40 | 31.8 | 31.4 | 41.5 | 34.2 | 29.9 | 31.1 | 38.8 | 24.6 | 39.9 | 27.1 | 36.4 | 37.6 | 36.4 | 32.6 | 42.1 | 36.8 | 23.3 | 33 | 30.9 | 35.8 | 32 | 37.6 | 31.7 | 34.6 | 0
3666 | 41.6 | 40.1 | 39.5 | 33.9 | 37.1 | 29.1 | 30.1 | 41.5 | 33.9 | 36.3 | 39.3 | 36.7 | 38.9 | 36.9 | 32 | 28.1 | 26.7 | 34 | 29.2 | 37.3 | 41.3 | 35.6 | 21.7 | 35.4 | 38.5 | 43.8 | 42 | 39.5 | 30.4 | 32.5 | 32.4 | 35.2 | 37.9 | 40.9 | 38.9 | 31.3 | 30.4 | 41.2 | 32.6 | 29.9 | 30.5 | 37.4 | 23.3 | 37.9 | 26 | 34.8 | 35.8 | 34.5 | 31.9 | 41.4 | 34.5 | 22.3 | 31.9 | 30.4 | 35 | 31.4 | 35.8 | 30.9 | 33.6 | 0
3667 | 41 | 36.3 | 38 | 31.3 | 34.9 | 26.8 | 29.5 | 39.5 | 32.7 | 33.8 | 38 | 35.6 | 38.7 | 32.4 | 30.1 | 28 | 26.4 | 32.7 | 28.3 | 36 | 39.2 | 34.5 | 21 | 33.4 | 38 | 42.7 | 40.8 | 37.8 | 29.7 | 31.9 | 30.8 | 32.9 | 37 | 39 | 37.3 | 30.3 | 28.9 | 39.1 | 31.4 | 29.7 | 29.8 | 35 | 22.6 | 35.4 | 26 | 33 | 34.1 | 32.4 | 30.8 | 40.1 | 32.2 | 20.9 | 30.8 | 29.7 | 33.6 | 30.5 | 35.1 | 30.2 | 32.5 | 0
3668 | 39.5 | 32.6 | 36.2 | 29 | 33.7 | 25.4 | 28.7 | 37.7 | 31.9 | 31.5 | 36.8 | 34.8 | 37.8 | 31.4 | 29 | 27.4 | 25.8 | 31.7 | 28 | 36.2 | 32.8 | 33.6 | 20.4 | 31.8 | 36.8 | 41.1 | 40.5 | 36 | 28.6 | 30.6 | 29.4 | 31.7 | 36.4 | 37.4 | 35.3 | 29.7 | 27.6 | 38 | 30.9 | 29.6 | 29.5 | 32.6 | 24.4 | 32.8 | 26 | 31.8 | 32.4 | 30.4 | 30 | 38.6 | 30.2 | 20 | 29.4 | 29.4 | 30.8 | 30.2 | 33.6 | 29.5 | 31.8 | 0
3669 | 38 | 31.6 | 35 | 27.2 | 32.4 | 24.3 | 27.8 | 36.5 | 31.4 | 30.2 | 36.4 | 34.2 | 37.8 | 31 | 25.4 | 27.2 | 25.6 | 30.7 | 26.8 | 35.1 | 31.8 | 33.2 | 19.9 | 30.7 | 35.1 | 39.6 | 39.5 | 34.9 | 28.4 | 29.8 | 28.6 | 31 | 35.2 | 36.7 | 33.9 | 29.5 | 26.2 | 35.8 | 30.7 | 29.5 | 29.4 | 30.1 | 24.4 | 31.6 | 26 | 30.6 | 31.4 | 29.2 | 28.9 | 36.6 | 29.3 | 19 | 29 | 28.5 | 29.5 | 29.3 | 32.5 | 29.4 | 31.1 | 0
3670 | 37.3 | 30.6 | 35.5 | 26.5 | 31.5 | 23.4 | 27.4 | 36 | 31.4 | 29.5 | 35.9 | 33.5 | 36.5 | 30.9 | 21 | 26.7 | 25.5 | 30.2 | 26.3 | 35.2 | 31.5 | 33.1 | 19.8 | 30.1 | 34 | 38.3 | 39.5 | 34.1 | 27.9 | 28.8 | 28.3 | 29.6 | 34.6 | 36.6 | 32.9 | 29.3 | 25.5 | 33.2 | 30.6 | 29.5 | 29.4 | 28.6 | 25.4 | 30.9 | 25.6 | 30.1 | 30.5 | 28.7 | 28.2 | 34.8 | 28.9 | 18.7 | 28.7 | 28.3 | 28.6 | 29 | 32.2 | 29.7 | 30.8 | 0
3671 | 36 | 29.3 | 34.5 | 26.4 | 31.5 | 22.6 | 26.5 | 34.8 | 31.4 | 29.2 | 35.4 | 32.6 | 35.2 | 30.5 | 20.9 | 26.4 | 25.6 | 29.7 | 25.6 | 34.4 | 31 | 32.3 | 20 | 29.8 | 33.1 | 35.5 | 40.5 | 33.6 | 27.8 | 28.4 | 28.2 | 29.2 | 34.2 | 37 | 31.9 | 29.2 | 25.4 | 31.7 | 30.6 | 29 | 29.2 | 27.6 | 24.8 | 30 | 25.1 | 29.4 | 30 | 28.8 | 27.6 | 33.7 | 28.8 | 18.4 | 29 | 27.9 | 27.7 | 28.4 | 31.2 | 30.1 | 30.6 | 0
3672 | 35.4 | 28.5 | 33 | 27 | 31 | 22.2 | 25 | 34.2 | 31.2 | 28.7 | 34.1 | 31.3 | 32.1 | 30.4 | 20 | 25.9 | 25.5 | 29.2 | 26 | 35.3 | 31 | 31.9 | 20.6 | 29.4 | 32.6 | 34 | 41.5 | 32.8 | 26.9 | 27.7 | 28 | 28.8 | 33.7 | 37 | 31.3 | 28.8 | 26.2 | 32.8 | 30.2 | 27.5 | 29.2 | 27.4 | 26.2 | 29.3 | 24.6 | 29.1 | 29.1 | 28.7 | 27.7 | 32.9 | 27.9 | 18.6 | 28.8 | 27.7 | 27.6 | 28.5 | 29.8 | 28.7 | 30.7 | 0
3673 | 34.2 | 28.1 | 32 | 27.4 | 31.3 | 22.2 | 24 | 33.5 | 31.1 | 28.6 | 32.8 | 30 | 29.7 | 30.4 | 20 | 25.8 | 25.6 | 28.5 | 26.1 | 34.8 | 30.2 | 31.9 | 21.3 | 28.6 | 32.6 | 32.4 | 41.1 | 32.1 | 26.1 | 27.5 | 27.5 | 30 | 33.6 | 36.6 | 31 | 28.7 | 26.8 | 31.8 | 29.9 | 26.9 | 29.2 | 27.1 | 26.5 | 28.6 | 24.6 | 28.3 | 28.5 | 28.3 | 27.7 | 31.8 | 26.6 | 18.4 | 28.6 | 27.4 | 27.5 | 28.1 | 29.3 | 28.6 | 30.4 | 0
3674 | 32.4 | 27.1 | 30 | 27.6 | 30.5 | 22.1 | 23.7 | 37.2 | 31.1 | 28.5 | 31.4 | 28.6 | 27.2 | 29.9 | 20.4 | 25.5 | 25.4 | 27.7 | 26.8 | 35 | 30.1 | 31.6 | 21.8 | 27.6 | 32.6 | 30.3 | 39.3 | 31 | 25 | 27 | 26.8 | 31 | 33 | 35.6 | 30.9 | 28.7 | 27.4 | 30.4 | 29.7 | 26.7 | 29.1 | 26.8 | 28.2 | 28.3 | 24.6 | 27.6 | 27.8 | 27.4 | 28 | 31.1 | 24.8 | 18.4 | 28 | 27.2 | 27.5 | 28 | 29.2 | 28.5 | 30 | 0
3675 | 30.8 | 26.5 | 29 | 27.1 | 30.2 | 21.9 | 23.2 | 31.4 | 31.1 | 28.5 | 30.7 | 27.7 | 27 | 29.3 | 20.9 | 25.6 | 25.4 | 27.4 | 26.6 | 33.2 | 29.5 | 31 | 22 | 26.5 | 32.6 | 28.8 | 37.4 | 30.2 | 24.7 | 27 | 26.2 | 29.7 | 32.2 | 34.6 | 31.4 | 28.6 | 27.1 | 30.2 | 29 | 26.5 | 28.1 | 26 | 27.8 | 27.9 | 24.6 | 26.7 | 27.7 | 26.6 | 27.8 | 30.5 | 23.6 | 17.9 | 27.9 | 27.1 | 28 | 27.3 | 29.3 | 28.3 | 29.2 | 0
3676 | 30.5 | 26.1 | 28.5 | 26.8 | 30 | 21.8 | 23.4 | 31.1 | 30.9 | 28.4 | 30.2 | 27.2 | 27 | 29 | 22.5 | 25.4 | 25 | 27.2 | 26.8 | 32.5 | 28.6 | 30.6 | 22 | 25.8 | 32.5 | 28.2 | 35.6 | 29.5 | 24.4 | 26.6 | 26 | 29.2 | 31.4 | 33.7 | 31.4 | 28.6 | 26.8 | 30.1 | 28.6 | 24.7 | 27.1 | 25.7 | 28.4 | 27.4 | 24.7 | 26.6 | 27.6 | 26.1 | 27.8 | 30.1 | 23.1 | 18.1 | 27.6 | 27 | 28 | 27.3 | 27.9 | 28.3 | 28.6 | 0
3677 | 30.3 | 25.6 | 28 | 24.4 | 30 | 21.3 | 23.5 | 30.8 | 30.9 | 27.7 | 32.3 | 30 | 30.2 | 28.7 | 23.4 | 25.4 | 24.8 | 26.9 | 25 | 31.4 | 28.1 | 30.9 | 19.8 | 26.4 | 32.5 | 27.5 | 33.8 | 30.8 | 25 | 27 | 27.2 | 30 | 30.6 | 33 | 30.9 | 28.6 | 23 | 30.1 | 28.4 | 24.5 | 26.1 | 26.6 | 24.4 | 27.4 | 24.9 | 27.6 | 27.6 | 25.2 | 26.2 | 29.5 | 25.6 | 17.4 | 27.6 | 26.8 | 28 | 27.8 | 27.2 | 28.1 | 30.2 | 0
3678 | 29.9 | 26.1 | 28.2 | 25.4 | 30 | 21.1 | 23.5 | 30 | 30.9 | 27.7 | 31.4 | 31.4 | 29.9 | 25.7 | 25 | 23.3 | 26 | 26.7 | 26.3 | 32 | 27.5 | 30.6 | 20.7 | 27.2 | 32 | 26.8 | 31.9 | 30.9 | 24.6 | 27.7 | 27.1 | 29.5 | 29.9 | 33.2 | 29.8 | 28.7 | 22.6 | 30.1 | 28.1 | 24.1 | 24.8 | 28.2 | 24.8 | 27.1 | 25.1 | 28.4 | 27.9 | 26.6 | 27.6 | 28.8 | 26.5 | 18.7 | 28.1 | 26.5 | 27.1 | 28.9 | 27.2 | 28.3 | 30.6 | 0
3679 | 30.1 | 27.4 | 28.4 | 28.4 | 30.1 | 22 | 23.5 | 30.2 | 31.3 | 27.9 | 31.6 | 31.9 | 30.2 | 25.7 | 24 | 21.6 | 27.2 | 26.8 | 28 | 33.3 | 27.8 | 30.3 | 21.8 | 28.7 | 32.1 | 26.8 | 30.9 | 32.5 | 24.8 | 28.5 | 27.9 | 30.2 | 29.7 | 33.8 | 30.4 | 28.7 | 23 | 31.6 | 28.7 | 24 | 24.7 | 30.6 | 25.9 | 27.4 | 25.1 | 30.6 | 28.9 | 28.9 | 29.4 | 28.8 | 28.7 | 20.4 | 29.1 | 26.4 | 27.1 | 30.2 | 28.5 | 28.9 | 31.5 | 0
3680 | 30.9 | 29.1 | 29.6 | 29.6 | 31 | 23.4 | 24 | 32 | 31.9 | 28.9 | 31.8 | 32.8 | 31 | 26.6 | 24.1 | 22.6 | 28.5 | 28.2 | 29.4 | 35 | 30 | 29.1 | 22.6 | 30.2 | 32.8 | 27.4 | 30.6 | 34.2 | 25 | 30 | 29.2 | 31.5 | 30 | 34.8 | 32.4 | 28.8 | 24 | 35.4 | 30.4 | 24 | 25.2 | 33.2 | 27 | 27.9 | 25.5 | 32.4 | 29.4 | 31 | 31.5 | 29.1 | 31 | 21.8 | 29.6 | 27.1 | 28.6 | 31.8 | 30.8 | 29.5 | 32.6 | 0
3681 | 32.3 | 33.6 | 32 | 32.4 | 34.7 | 25.7 | 25 | 34.2 | 33.3 | 30.7 | 34.1 | 31.2 | 32.4 | 28 | 24.9 | 23.6 | 29.1 | 30.7 | 30.6 | 36.7 | 33.6 | 29 | 23.2 | 32.2 | 33 | 29.8 | 31 | 36.9 | 25.6 | 31.2 | 30.8 | 32.7 | 30.9 | 35.6 | 35.2 | 30.1 | 25.6 | 37.9 | 33.6 | 26.4 | 25.7 | 35.6 | 28.5 | 30.8 | 27.4 | 35.1 | 30.6 | 33.5 | 32.9 | 30.6 | 33.8 | 22.8 | 30.3 | 29.4 | 31.2 | 32.8 | 30.4 | 29.8 | 34 | 0
3682 | 33.5 | 35.6 | 33.5 | 33 | 35.9 | 28.1 | 26.4 | 35.4 | 35.1 | 31.9 | 36.2 | 29.6 | 34.1 | 28.1 | 26.5 | 24.9 | 29.7 | 32.7 | 31.4 | 38.2 | 36.2 | 29.8 | 23.5 | 34 | 33.8 | 32.8 | 32.1 | 38.7 | 25.9 | 32.5 | 31.8 | 33 | 32.3 | 36.4 | 36.4 | 31.7 | 26.8 | 39.3 | 35 | 27.3 | 26.6 | 37.3 | 29.6 | 32.8 | 27.7 | 36.6 | 31.5 | 35.1 | 33.9 | 32.2 | 35.7 | 22.9 | 30.5 | 30.2 | 32.8 | 33.7 | 34.2 | 30.5 | 35.2 | 0
3683 | 35.4 | 36.3 | 35 | 35 | 37.9 | 30.3 | 27.9 | 36.7 | 36.6 | 33.9 | 39.3 | 26.8 | 36 | 26.9 | 27.5 | 25.5 | 30 | 33.8 | 32 | 39.6 | 37.8 | 30.8 | 23.8 | 36 | 36.3 | 35.9 | 33.5 | 40.4 | 26.2 | 33.4 | 32 | 34.7 | 34.1 | 37 | 37.7 | 32.5 | 27.4 | 40.4 | 36.3 | 27.9 | 28.1 | 38.4 | 30.8 | 35.8 | 24.9 | 38.2 | 33.1 | 36.6 | 34.2 | 34.4 | 37.4 | 22.6 | 31 | 31 | 34.1 | 34 | 35.8 | 31.6 | 36 | 0
3684 | 37 | 36.7 | 37 | 35.2 | 39.3 | 31.7 | 29.4 | 37.7 | 37.4 | 34.6 | 40.7 | 26.2 | 37.7 | 26.6 | 29 | 26.5 | 30.8 | 34.2 | 32.4 | 40.9 | 38.8 | 31.1 | 24 | 37.4 | 37.5 | 38.2 | 35.3 | 40.7 | 26.2 | 34.4 | 31 | 35 | 35.9 | 37.9 | 34 | 32.6 | 27 | 40.9 | 37 | 28.8 | 29.8 | 39 | 31.6 | 38.2 | 25.1 | 38.3 | 34.3 | 37 | 34.6 | 36.7 | 38.1 | 21.7 | 31.3 | 31.3 | 35.1 | 34.5 | 36.4 | 32 | 36.1 | 0
3685 | 38.4 | 37.7 | 39 | 37.8 | 40.5 | 32.6 | 30.5 | 39.3 | 38.4 | 35.4 | 42.3 | 25.7 | 39.2 | 27.5 | 30 | 26.2 | 31.4 | 35.3 | 32.9 | 42.3 | 40 | 31.5 | 24.3 | 38.8 | 38.3 | 40.5 | 37 | 41.1 | 26.6 | 34.7 | 29.6 | 34.8 | 36.9 | 38.9 | 34.9 | 33 | 26.1 | 41.8 | 37.7 | 29 | 31.2 | 39.4 | 32.7 | 39.3 | 25.1 | 39 | 36.3 | 37.7 | 34.7 | 38.6 | 38.9 | 21.1 | 32.2 | 31.4 | 35.6 | 34.6 | 37.5 | 32.6 | 35.6 | 0
3686 | 39.5 | 39.1 | 39 | 39.2 | 41.7 | 33 | 30.4 | 39.9 | 38.5 | 35.6 | 42.4 | 27.4 | 40.2 | 29 | 30.4 | 26.4 | 32.2 | 34.7 | 33.2 | 43.6 | 41 | 34.2 | 24.4 | 39.4 | 38.8 | 41.8 | 38.5 | 41 | 27.2 | 34.8 | 28.2 | 35 | 37.7 | 40.2 | 40.2 | 33.1 | 25 | 42.3 | 38.5 | 30.4 | 31.2 | 39.8 | 33.4 | 40.9 | 25.6 | 39.2 | 37.6 | 37.8 | 35 | 40.1 | 39.4 | 20.6 | 33 | 31.6 | 37 | 34.8 | 37.7 | 32.7 | 34.6 | 0
3687 | 40.5 | 39.6 | 39.6 | 42.1 | 42.2 | 34 | 31.7 | 40.9 | 38.4 | 35.8 | 43.1 | 28.2 | 40.9 | 30.5 | 31.7 | 26.5 | 32.2 | 36.2 | 33.4 | 44.6 | 42 | 36.5 | 24.4 | 39.9 | 39.3 | 42.7 | 39.7 | 41.7 | 28.4 | 34.1 | 27.6 | 35 | 36.9 | 41.3 | 40.5 | 33 | 24.5 | 42.2 | 38 | 29.5 | 31.5 | 40.1 | 34.1 | 41.3 | 27.3 | 40.6 | 39.1 | 38.3 | 34.8 | 40.7 | 40.2 | 20.5 | 34.1 | 31.8 | 37.1 | 34.3 | 37.7 | 32.4 | 33.6 | 0
3688 | 41.3 | 39.1 | 39.8 | 41.2 | 41.7 | 33.3 | 30.4 | 41.2 | 36.8 | 34.8 | 42.6 | 29.9 | 41.1 | 30.6 | 32 | 26 | 31.9 | 36.2 | 33 | 44.6 | 41.9 | 36.5 | 24.1 | 39.4 | 39.2 | 43.7 | 40.6 | 41.5 | 29.2 | 33.3 | 27.4 | 34.9 | 38.5 | 42.1 | 40.5 | 32.9 | 24.2 | 41.7 | 37.3 | 29.5 | 30.2 | 39.9 | 33.5 | 41.3 | 27.3 | 41.1 | 39.1 | 37.7 | 34.3 | 40.8 | 40 | 20.2 | 34.3 | 31.4 | 36.9 | 33.7 | 38 | 31.9 | 32.4 | 0
3689 | 41.5 | 39.1 | 40 | 39 | 40.8 | 29.4 | 29.4 | 41.3 | 35.4 | 34 | 42.4 | 30 | 41 | 30.8 | 32.1 | 26.4 | 30.8 | 35.2 | 32.2 | 43.6 | 41.5 | 36.5 | 23.6 | 38.8 | 37.6 | 43.4 | 41.2 | 41.2 | 29.6 | 32.2 | 27.6 | 35 | 38.7 | 42 | 40.2 | 32.3 | 24.4 | 41.8 | 36.1 | 28.6 | 29.6 | 39 | 32.2 | 40.7 | 26.8 | 41.4 | 38.6 | 36.8 | 33 | 40.7 | 39 | 19.8 | 34 | 30.7 | 36.6 | 32.6 | 36.9 | 31.4 | 31.6 | 0
3690 | 41.5 | 38.1 | 39.4 | 32.6 | 39.2 | 27.3 | 25.4 | 40.7 | 33.5 | 33.3 | 40.7 | 30.7 | 40.4 | 30.8 | 30.9 | 26.4 | 29.9 | 34.2 | 30.9 | 41.5 | 41 | 36.5 | 22.9 | 37.5 | 35.5 | 42.9 | 41.4 | 39.3 | 28.9 | 31.5 | 27.4 | 34.3 | 38.3 | 41.3 | 39.5 | 32 | 24.3 | 41 | 34.1 | 27.3 | 29.3 | 37.2 | 29.6 | 38.2 | 25.4 | 39.7 | 36.7 | 34.5 | 31.5 | 40.3 | 36.3 | 18.9 | 32.6 | 30.2 | 35 | 31.7 | 36.8 | 30.7 | 30.8 | 0
3691 | 40.4 | 35.6 | 38 | 27.7 | 27.7 | 26.9 | 22.4 | 39.2 | 33 | 31.7 | 39.7 | 29.4 | 39.7 | 29.2 | 29.9 | 25.4 | 28.6 | 31.4 | 29.7 | 39 | 39.4 | 35 | 22.6 | 36.6 | 34.5 | 42.4 | 41.1 | 37.2 | 27.8 | 30.6 | 27 | 32 | 36.9 | 39.7 | 37.7 | 30.6 | 24.1 | 39.6 | 32.7 | 27.2 | 28.8 | 34.9 | 26.9 | 35.8 | 25.4 | 38 | 35.3 | 32.3 | 29.6 | 39.8 | 33.2 | 18.2 | 31.3 | 29.5 | 33.6 | 30.4 | 34.8 | 30 | 30.4 | 0
3692 | 36.6 | 33.1 | 36 | 23.4 | 28.2 | 26 | 22.3 | 37.7 | 32.5 | 30.6 | 38 | 28.6 | 38.8 | 28.6 | 28.9 | 24.4 | 27.8 | 30.4 | 28.8 | 36.6 | 37.5 | 33.7 | 22.4 | 35.6 | 33.8 | 41.2 | 40 | 34.6 | 26.2 | 30 | 26 | 31 | 35.4 | 38 | 35.7 | 30.4 | 23.4 | 39.2 | 31.9 | 27 | 28.7 | 32.4 | 24.5 | 34 | 25.3 | 35.4 | 33.8 | 29.8 | 28.2 | 36.7 | 29.8 | 17.6 | 30 | 29.1 | 33 | 29.4 | 32.9 | 29.6 | 30 | 0
3693 | 35.3 | 31.5 | 34.8 | 24.5 | 28.6 | 25.1 | 20.9 | 36.9 | 31.5 | 30.1 | 37.7 | 26.4 | 38 | 28.2 | 26.5 | 23.8 | 26.9 | 30.4 | 28.5 | 35.1 | 36.6 | 32.5 | 22.6 | 35.2 | 33.8 | 35.8 | 38.9 | 33.3 | 25.3 | 29 | 25.3 | 30.2 | 34 | 36.3 | 34.7 | 30.3 | 23 | 37.8 | 31.4 | 26.7 | 28.7 | 30.4 | 23.5 | 32.8 | 25 | 34.2 | 33.7 | 28.5 | 27.1 | 35.4 | 27.8 | 17.8 | 29.7 | 28.6 | 32.6 | 28.2 | 31.7 | 29.4 | 29.9 | 0
3694 | 34 | 30.1 | 33.5 | 26.3 | 29.2 | 24.7 | 20.6 | 35.5 | 31 | 29.8 | 36.7 | 26 | 37.1 | 28.3 | 26.4 | 23.4 | 26.5 | 30.4 | 28.2 | 34.4 | 35.7 | 32 | 22.6 | 34.4 | 33.3 | 36 | 38.2 | 32.5 | 24.8 | 28.6 | 24.8 | 29.7 | 33.5 | 35.3 | 33 | 28.3 | 22.7 | 37.3 | 31.1 | 26.5 | 28.6 | 29 | 23.4 | 32.2 | 24.9 | 32.8 | 33.4 | 27.5 | 26.9 | 35.2 | 26.5 | 18.1 | 29.7 | 28.2 | 30.6 | 27.8 | 31.3 | 29.4 | 29.9 | 0
3695 | 33.3 | 29 | 32.4 | 30 | 28.7 | 24.2 | 20.4 | 33.7 | 31 | 29.4 | 36.4 | 25.8 | 36.2 | 28.4 | 26.1 | 23.1 | 26 | 28.7 | 28 | 34.4 | 35 | 31.5 | 22.4 | 33.4 | 32.8 | 34.3 | 37.7 | 32.8 | 25.2 | 28 | 25.2 | 29.7 | 33 | 34.8 | 32.2 | 27.5 | 23 | 35.2 | 30.9 | 26.2 | 28.6 | 28.2 | 24.2 | 30.9 | 24.8 | 32.4 | 33.4 | 27.2 | 27 | 35.1 | 26.6 | 18.6 | 30 | 27.8 | 29.6 | 27.4 | 30.2 | 29.3 | 30 | 0
3696 | 32.4 | 27.5 | 31.4 | 29.9 | 28.6 | 23.5 | 20.5 | 33.2 | 30.4 | 28.5 | 34.7 | 28 | 35.2 | 28.3 | 24.8 | 22.5 | 26 | 24.7 | 27.1 | 34.4 | 34 | 31 | 21.6 | 31.5 | 32.3 | 32.5 | 37.2 | 32.6 | 25.5 | 28.1 | 25.9 | 29.2 | 32.4 | 35 | 31.3 | 27 | 23.5 | 33.9 | 30.5 | 26 | 28.5 | 27.7 | 24.7 | 29.8 | 24.2 | 30.8 | 32.1 | 26.3 | 27.4 | 35 | 26.5 | 18.5 | 29.6 | 27.3 | 29.6 | 27.7 | 28.8 | 28.7 | 30 | 0
3697 | 32.2 | 26.6 | 30.5 | 29.1 | 28.2 | 23 | 20.3 | 32.9 | 30.9 | 28.5 | 33.8 | 29.2 | 34.2 | 28.3 | 24.4 | 22.6 | 25.5 | 24.7 | 26.1 | 34.2 | 33 | 31 | 20.6 | 29.5 | 31.8 | 31.5 | 37.4 | 32.8 | 26.1 | 27.9 | 27 | 29 | 32.5 | 35.1 | 31.2 | 26.8 | 24.2 | 34.4 | 30.1 | 26 | 28.3 | 27.2 | 25.1 | 28.9 | 24.2 | 29.7 | 30.6 | 25.6 | 27.3 | 34.2 | 26.6 | 18.1 | 29.1 | 27.1 | 29.1 | 27.8 | 28.1 | 28.5 | 30.1 | 0
3698 | 32.2 | 25.6 | 29.1 | 25.4 | 27.6 | 22.6 | 20.2 | 32.1 | 30.8 | 28.4 | 32.4 | 31 | 33 | 28.2 | 23.9 | 22.6 | 25.2 | 25.6 | 24.8 | 33.4 | 32.3 | 30.8 | 19.6 | 27.4 | 31.3 | 30.2 | 36.1 | 32 | 26 | 28 | 27.6 | 29.3 | 31.9 | 35 | 30.7 | 26.7 | 24.4 | 33.7 | 29.6 | 25.8 | 27.7 | 26.6 | 24.8 | 28.5 | 24.2 | 27.8 | 28.6 | 24.4 | 27 | 39.8 | 26 | 17.2 | 28 | 26.8 | 28.9 | 28 | 27.8 | 28.5 | 30 | 0
3699 | 32 | 24.1 | 27.4 | 24.1 | 27.5 | 22.3 | 19.9 | 31.4 | 30.8 | 28.4 | 32.5 | 30.5 | 31.9 | 28 | 22.9 | 22.6 | 24.5 | 25.6 | 24.1 | 32.4 | 31.3 | 30.5 | 19.1 | 26.3 | 30.8 | 28.8 | 34.8 | 31.6 | 25.9 | 27.5 | 27.9 | 28.8 | 31 | 34.3 | 30.5 | 26.6 | 24.3 | 33.4 | 29.4 | 25.8 | 27.6 | 26.1 | 24.6 | 28 | 24.2 | 27.2 | 27.7 | 24.1 | 26.2 | 33.5 | 25.6 | 16.7 | 27.5 | 26.6 | 28.4 | 27.6 | 26.9 | 28.4 | 30 | 0
3700 | 31.6 | 24.1 | 27.4 | 22.5 | 26.6 | 22.2 | 19.9 | 30.8 | 30.8 | 28.3 | 32 | 30.6 | 30.9 | 27.8 | 22.7 | 22.6 | 24.5 | 25.2 | 24.1 | 31.6 | 30.5 | 30.9 | 19.1 | 25.8 | 30.8 | 27.9 | 33.6 | 30.7 | 25.3 | 27.3 | 27.5 | 28.8 | 30.4 | 33.6 | 29.7 | 26.4 | 23.6 | 35.4 | 29.1 | 25.6 | 27.5 | 25.9 | 24.1 | 27.7 | 24.2 | 26.6 | 27 | 24 | 25.9 | 33.2 | 25.1 | 16.6 | 27.1 | 26.5 | 28.1 | 27.7 | 26.3 | 28.3 | 30 | 0
3701 | 31.2 | 25.1 | 27.4 | 27.2 | 26.6 | 21.9 | 19.7 | 29.2 | 30.6 | 28.2 | 31 | 26.4 | 30.4 | 27.5 | 22.4 | 22.6 | 24.8 | 24.7 | 26.4 | 31.4 | 29.8 | 30.7 | 21.6 | 30.2 | 30.9 | 27.3 | 32.3 | 30 | 24.8 | 26.6 | 24 | 29 | 29.7 | 33 | 29.6 | 26.2 | 23.8 | 34.4 | 29 | 25.6 | 27.5 | 27.4 | 24.6 | 27.3 | 24.2 | 28.5 | 30 | 26.2 | 26.6 | 32.7 | 25.4 | 17.4 | 28 | 26.4 | 27.6 | 27.4 | 25.9 | 28.3 | 28.8 | 0
3702 | 30.5 | 26.1 | 27 | 27.7 | 27 | 21.6 | 19.7 | 29 | 30.4 | 28.1 | 31.5 | 26.2 | 29.8 | 27.5 | 21.9 | 22.6 | 27 | 24.7 | 27.4 | 32.9 | 29.5 | 30 | 21.7 | 29.6 | 30.8 | 26.8 | 31 | 30.8 | 26 | 27.6 | 25.3 | 28.9 | 28.9 | 33.3 | 29.6 | 26.3 | 23.9 | 34.8 | 28.6 | 25.7 | 27.5 | 28.8 | 25.1 | 27.3 | 24.2 | 30.1 | 29.9 | 27.1 | 27.7 | 32 | 26.4 | 18.9 | 28.7 | 26.2 | 27.6 | 28.4 | 25.9 | 28.4 | 30.2 | 0
3703 | 30.4 | 26.6 | 27 | 28.3 | 26.7 | 22.4 | 19.9 | 30.4 | 30.6 | 28.1 | 32.5 | 27.3 | 29.9 | 27.9 | 22.3 | 22.7 | 28.5 | 25.2 | 28.9 | 35.4 | 29.8 | 29.7 | 22.4 | 29.5 | 30.6 | 26.8 | 30.7 | 32.5 | 27.1 | 28.7 | 26.8 | 28.9 | 29 | 34.5 | 30.2 | 26.5 | 24.1 | 35.3 | 29.1 | 25.8 | 27.5 | 31 | 26 | 27.5 | 24.2 | 32.2 | 30.3 | 29.1 | 29.2 | 31 | 27.6 | 20.4 | 29.5 | 26.4 | 27.5 | 29.7 | 26.7 | 28.9 | 31 | 0
3704 | 30.9 | 30.1 | 28 | 29.6 | 27.7 | 24.5 | 19.9 | 31.9 | 31.2 | 29 | 34.4 | 28.4 | 30.6 | 28.6 | 23.9 | 22.9 | 30.6 | 27.2 | 30.6 | 38 | 32.2 | 30.5 | 23.4 | 29.8 | 30.8 | 27.3 | 31.2 | 34.4 | 28 | 30.2 | 28 | 30 | 30.8 | 35.8 | 31.5 | 27.8 | 24.8 | 36.3 | 30.9 | 26.6 | 27.6 | 33.4 | 27 | 28.3 | 24.7 | 35 | 31.4 | 31.2 | 31 | 30.8 | 29.4 | 21.6 | 30.2 | 27.2 | 28.4 | 30.8 | 29.6 | 29.3 | 33.2 | 0
3705 | 32.5 | 32.9 | 31 | 31.1 | 30.3 | 25.8 | 21.3 | 34.8 | 32.2 | 30.9 | 36.2 | 30.6 | 32.1 | 27.5 | 25.2 | 24.5 | 31.1 | 29.5 | 31.8 | 40.3 | 37 | 31.8 | 24.9 | 30.9 | 33 | 28.9 | 31.8 | 36.6 | 28 | 31.2 | 28.4 | 32.5 | 32.5 | 37.6 | 33.5 | 30.2 | 25.7 | 38.2 | 33.1 | 28.7 | 30.6 | 35.7 | 28.2 | 30 | 27.5 | 37 | 32.8 | 33.8 | 32.4 | 31.5 | 31 | 21.3 | 30.6 | 30.4 | 30 | 31.6 | 32.8 | 29.8 | 33.8 | 0
3706 | 33.5 | 34.6 | 32.8 | 33.1 | 31.4 | 26.9 | 23.2 | 37 | 33.7 | 32.1 | 38.2 | 31.6 | 33.9 | 32.7 | 25.5 | 24.9 | 32.3 | 30 | 32.1 | 41.6 | 39.5 | 34.9 | 26.2 | 32.4 | 34.5 | 31.7 | 32.8 | 38.1 | 27.8 | 32.1 | 28.2 | 34 | 34 | 38.9 | 34.8 | 31.8 | 27 | 40.1 | 34.7 | 30.2 | 32.2 | 37.3 | 29.4 | 32.4 | 27.7 | 38.9 | 34.7 | 35.5 | 33.5 | 31.8 | 32.7 | 20.3 | 30.8 | 30.6 | 31.6 | 32.1 | 34.8 | 29.9 | 35.2 | 0
3707 | 35.2 | 37.4 | 34.3 | 35.2 | 33 | 28.5 | 24.8 | 38.8 | 36 | 33.5 | 39.8 | 32.2 | 36 | 32.3 | 27.2 | 26.2 | 32.6 | 31.5 | 31.6 | 42.4 | 42 | 36.9 | 27.2 | 34.4 | 35.7 | 34.8 | 34.1 | 39.4 | 27.2 | 32.6 | 27.6 | 34.5 | 35 | 40 | 36.5 | 32.7 | 28 | 41.1 | 36.2 | 31.5 | 32.9 | 38.4 | 30.8 | 35.4 | 24.4 | 39.8 | 36.6 | 37 | 34 | 32.6 | 34 | 18.6 | 31 | 30.6 | 33.9 | 32.4 | 36.6 | 30.1 | 35.2 | 0
3708 | 36.7 | 39.9 | 37.3 | 37.4 | 34.3 | 29.4 | 26 | 40.1 | 37.5 | 34.5 | 41.5 | 30.8 | 37.9 | 32 | 28.7 | 28 | 34.1 | 32 | 30.6 | 42.8 | 42.8 | 39.2 | 27.4 | 36.3 | 37.9 | 37 | 35.6 | 40.1 | 27.1 | 33.3 | 27.1 | 35.3 | 36.7 | 40.3 | 38.4 | 33.2 | 28.7 | 43.2 | 38.3 | 32.4 | 33.2 | 38.9 | 32.2 | 36.5 | 25.1 | 40.9 | 38.5 | 37.3 | 34.3 | 34 | 35.3 | 17.7 | 31.5 | 31 | 35.5 | 32.6 | 37.9 | 31.5 | 36 | 0
3709 | 38.2 | 38.9 | 38.3 | 38.6 | 36 | 31.3 | 27.4 | 41.1 | 38.2 | 35 | 42.6 | 29.5 | 39.6 | 30 | 30.1 | 29.1 | 34.2 | 33.5 | 29.5 | 43.5 | 43.6 | 40.7 | 27.4 | 38.1 | 38.5 | 39.4 | 37.2 | 41.1 | 27.1 | 33.6 | 27.1 | 35.2 | 38.1 | 40.8 | 39 | 33.9 | 28.7 | 43.6 | 38.7 | 33.7 | 33.2 | 39.5 | 33.8 | 37.4 | 25.6 | 41.4 | 39.8 | 37.8 | 34.2 | 35.5 | 36 | 17.3 | 32.2 | 28 | 37 | 32.9 | 38.7 | 32 | 34.9 | 0
3710 | 39.4 | 38.4 | 39.2 | 39 | 37.5 | 32.9 | 27.6 | 42 | 39.1 | 35.7 | 43.6 | 27.8 | 40.8 | 29.3 | 30.7 | 29.5 | 34.2 | 34.2 | 28.9 | 44.4 | 44 | 40 | 27 | 39.4 | 38.8 | 41 | 38.5 | 41.8 | 27.6 | 34 | 27.6 | 34.3 | 38.9 | 41.1 | 39.7 | 33.7 | 28 | 43.9 | 38.6 | 34 | 32.9 | 40 | 35 | 38.9 | 26.9 | 42.2 | 40.6 | 37.8 | 34.2 | 37 | 36.6 | 18 | 33 | 28.5 | 37 | 33 | 38.9 | 32.5 | 33.8 | 0
3711 | 40.5 | 40.4 | 39.8 | 37.8 | 38.1 | 30.2 | 27.8 | 41.1 | 39.6 | 35.6 | 43.7 | 27.9 | 41.7 | 30.4 | 32.1 | 30.1 | 31.9 | 34.5 | 28.8 | 45.3 | 43.1 | 37.8 | 27 | 40.2 | 39 | 42 | 39.9 | 42.7 | 27.7 | 33.7 | 28.4 | 31.1 | 38.7 | 41.9 | 39.8 | 33.7 | 26.7 | 45 | 37.2 | 34.8 | 33.2 | 40.6 | 35.8 | 38.6 | 27.7 | 42.2 | 40.5 | 38.3 | 34 | 33.6 | 36.4 | 18.7 | 33.4 | 30.5 | 37 | 32.8 | 39.4 | 32.4 | 30.6 | 0
3712 | 41.2 | 38.4 | 39.9 | 35.8 | 38.2 | 23.7 | 26.7 | 41.4 | 37.6 | 35 | 43.6 | 28.1 | 42 | 28.7 | 32.3 | 29.9 | 29.7 | 34.5 | 29.1 | 45.2 | 42.6 | 35.6 | 26.8 | 40.2 | 39.6 | 42.4 | 40.7 | 42.7 | 27.8 | 33.3 | 29.1 | 29 | 38.4 | 42.1 | 39.8 | 33.2 | 25.6 | 44 | 36.3 | 34.9 | 32.7 | 40.6 | 35.5 | 38.4 | 27.9 | 42.1 | 39.8 | 38 | 33.7 | 39.4 | 36.2 | 19.4 | 33.3 | 30.5 | 36.5 | 32 | 39.2 | 31.7 | 28.4 | 0
3713 | 41.5 | 39.4 | 36.3 | 33 | 38 | 24.8 | 24.7 | 41.1 | 37.7 | 34.2 | 42.8 | 29.4 | 41.8 | 28 | 32.3 | 29.7 | 26.8 | 34 | 29.4 | 44 | 39.9 | 32.7 | 26.8 | 39.6 | 40 | 42.5 | 41.1 | 42 | 27.2 | 32.4 | 29.4 | 29.3 | 39.5 | 42.2 | 39.8 | 33 | 24.6 | 44 | 35.2 | 34.2 | 31.9 | 39.8 | 34.4 | 37.9 | 28.1 | 41 | 38.4 | 37.4 | 33.2 | 39.4 | 35.4 | 19.2 | 32.6 | 30.4 | 36 | 30.8 | 39 | 31 | 26 | 0
3714 | 41.5 | 39.4 | 29.2 | 30.6 | 36.8 | 24.4 | 24 | 40.5 | 34 | 33.3 | 42.1 | 29.5 | 41 | 27.1 | 32.2 | 28.8 | 25.9 | 33 | 29.3 | 41.3 | 39 | 32.9 | 26.3 | 38.3 | 39.9 | 42 | 41.4 | 40 | 26.6 | 31.6 | 29.3 | 28.3 | 39.4 | 41.2 | 39 | 31.6 | 24.3 | 42.5 | 33.7 | 33.8 | 31.3 | 37.8 | 32.4 | 36.4 | 28.5 | 39.8 | 36.9 | 35.5 | 32.6 | 37.7 | 34.7 | 18.6 | 31.6 | 29.5 | 35.5 | 29.3 | 37.8 | 30.8 | 26.2 | 0
3715 | 40.8 | 36.9 | 25.7 | 28.6 | 35.4 | 23.5 | 23.3 | 39.1 | 32.1 | 31.7 | 40.9 | 29.6 | 40 | 27.1 | 31.2 | 27.5 | 25.1 | 31.5 | 28.8 | 38.1 | 37.6 | 32.1 | 25.7 | 36.9 | 38.7 | 41 | 41.1 | 37.7 | 25.8 | 30.6 | 28.8 | 27.4 | 38 | 40 | 37.9 | 30.8 | 24.2 | 41.5 | 32.2 | 32.5 | 30.7 | 35.2 | 30.4 | 34.9 | 28.1 | 37.9 | 35.3 | 33.4 | 31.6 | 37.1 | 33.6 | 17.3 | 30.6 | 29 | 34 | 27.8 | 35.9 | 30.3 | 26.1 | 0
3716 | 38 | 33.9 | 27 | 27.6 | 34.4 | 22.7 | 22.8 | 37.4 | 31.6 | 30.3 | 39.8 | 28.6 | 38.8 | 26.6 | 30.2 | 26.7 | 26 | 31 | 28 | 35 | 30.9 | 32.5 | 24.8 | 35.4 | 37 | 39.6 | 39.9 | 35.4 | 25.4 | 30 | 28.2 | 27.4 | 35.9 | 38.4 | 36 | 30.2 | 24.4 | 40.5 | 31.4 | 31.8 | 30.3 | 32.4 | 28.6 | 33.1 | 27.6 | 36.2 | 34 | 31 | 30.6 | 36.4 | 32.4 | 16.4 | 30 | 28.5 | 32.5 | 26.8 | 34.2 | 29.7 | 27.4 | 0
3717 | 35.7 | 31.9 | 28.3 | 27 | 33.5 | 22.6 | 22.3 | 36.3 | 31.2 | 29.8 | 38.3 | 28.3 | 37.9 | 26 | 28.7 | 26.1 | 25.9 | 30.4 | 27.2 | 33.2 | 30.6 | 32.1 | 24.2 | 34.3 | 36 | 38.4 | 38.8 | 34.1 | 25 | 29.3 | 27.7 | 27.3 | 35.4 | 37.5 | 35 | 30.1 | 24.4 | 39.1 | 31.1 | 31.4 | 30.3 | 30.3 | 27.6 | 31.9 | 27.4 | 34.2 | 32.9 | 29.6 | 29.5 | 35.9 | 30.8 | 15.6 | 29.7 | 28.2 | 31.6 | 26.4 | 32.4 | 29.7 | 27 | 0
3718 | 34.4 | 29.7 | 28.4 | 27.1 | 32.5 | 22.6 | 22.3 | 36 | 31.1 | 29.6 | 37.3 | 27.4 | 37 | 26.1 | 27.5 | 25.7 | 26.6 | 29.5 | 26.8 | 32.6 | 30 | 29.6 | 23.5 | 33.5 | 35.6 | 36.4 | 38 | 33.4 | 25 | 29 | 27.3 | 27.3 | 34.2 | 36.6 | 33.8 | 29.7 | 24.3 | 38.1 | 30.7 | 30.7 | 30.3 | 28.9 | 27.1 | 30.9 | 25.7 | 33.1 | 32.4 | 28.6 | 28.7 | 35.8 | 29.4 | 15.9 | 29.9 | 27.7 | 30.5 | 26.5 | 31.3 | 30 | 27.4 | 0
3719 | 33.7 | 27.4 | 28.8 | 27.2 | 31.8 | 22.9 | 22.3 | 35.1 | 31.1 | 29.4 | 36.2 | 27.4 | 36.4 | 26.1 | 26.1 | 25.2 | 26 | 28 | 26.8 | 33 | 28.4 | 28.1 | 23.2 | 33 | 35 | 34 | 37.5 | 33.4 | 25 | 28.6 | 26.8 | 27.2 | 33.6 | 36.4 | 32.5 | 29.5 | 24 | 37.6 | 30.6 | 30.4 | 23.8 | 28.4 | 27 | 29.9 | 25.7 | 32 | 32.2 | 28.4 | 28 | 35.4 | 28 | 16.4 | 30 | 27.5 | 29.5 | 26.8 | 30.4 | 30.3 | 26.8 | 0
3720 | 33 | 25.9 | 28.5 | 27.6 | 31.3 | 22.8 | 22.3 | 34.5 | 31.1 | 29 | 35.7 | 26.7 | 35.6 | 25.9 | 24.6 | 25 | 26.2 | 27 | 27 | 33.3 | 28.1 | 23.8 | 22.7 | 32.6 | 33.5 | 32.4 | 37 | 33 | 25.1 | 28.5 | 26.2 | 27 | 33.1 | 35.7 | 31.1 | 29.3 | 23.9 | 36.6 | 30.1 | 30 | 23.9 | 28.1 | 26.7 | 28.9 | 25.5 | 31.7 | 32.3 | 27.8 | 27.6 | 34.9 | 27.2 | 17.4 | 29.9 | 27.3 | 29 | 27 | 29.6 | 29 | 28 | 0
3721 | 32.6 | 24.4 | 28.7 | 27.7 | 30.3 | 22.5 | 22.2 | 33.8 | 31.1 | 29 | 34.8 | 26.8 | 34.7 | 25.8 | 24.5 | 25 | 25.3 | 28.2 | 27 | 33.3 | 28.1 | 23 | 22.5 | 32.3 | 33.2 | 30.8 | 36.6 | 32.6 | 24.9 | 28 | 25.2 | 26.9 | 32.6 | 35.2 | 30.5 | 28.9 | 23.9 | 36 | 29.9 | 29.4 | 24.3 | 27.9 | 26.2 | 28.4 | 25.4 | 30.9 | 32.2 | 27.4 | 27.2 | 32.9 | 26.4 | 17.7 | 29.5 | 27.3 | 28.5 | 27 | 28.8 | 28.8 | 28.3 | 0
3722 | 32.2 | 24.9 | 28.3 | 27.8 | 29.8 | 22.3 | 22.2 | 33.2 | 30.6 | 28.8 | 34 | 26.2 | 33.6 | 25.8 | 24.4 | 24.6 | 25.2 | 28.6 | 26.8 | 32.4 | 28.3 | 22.4 | 22 | 31.8 | 33 | 29 | 35.7 | 31.4 | 24.6 | 27.6 | 24.2 | 27 | 32.2 | 34.2 | 30 | 28.7 | 24 | 35.9 | 29.9 | 29 | 24.8 | 27.4 | 25.4 | 28.3 | 25.4 | 30.2 | 32 | 26.4 | 26.8 | 31.9 | 26 | 17.8 | 28.8 | 27.3 | 28.1 | 26.8 | 27.5 | 28.8 | 29.6 | 0
3723 | 32.2 | 24.9 | 27.9 | 27.5 | 29.2 | 21.9 | 22.3 | 32.6 | 30.6 | 28.6 | 32.6 | 26.5 | 32.5 | 25.8 | 23.9 | 24.2 | 24.1 | 29.7 | 26.4 | 31.5 | 28.2 | 22.4 | 21.9 | 31.4 | 33.2 | 28.5 | 34.8 | 30.5 | 24.1 | 26.8 | 23.4 | 25.7 | 32.3 | 33.6 | 29.5 | 28.2 | 24 | 34.7 | 29.6 | 28.9 | 24.8 | 27 | 24.8 | 27.9 | 25 | 29 | 31.3 | 26 | 26.3 | 31.4 | 25.4 | 17.1 | 28.1 | 27 | 28 | 26.6 | 27.1 | 28.9 | 29.1 | 0
3724 | 31.4 | 23.9 | 27.7 | 27.3 | 28.4 | 21.7 | 22.3 | 31.9 | 30.6 | 28.6 | 31.7 | 26.1 | 31.3 | 25.8 | 23.7 | 24.1 | 24.5 | 29.7 | 26.1 | 30.9 | 28.1 | 22.3 | 21.5 | 30.7 | 31.3 | 27.5 | 34.2 | 29.8 | 24.3 | 26.6 | 23.3 | 25.5 | 31.7 | 32.9 | 29.1 | 27.9 | 24 | 34.1 | 29.2 | 28.5 | 25 | 26.8 | 24.4 | 27.9 | 25 | 28.5 | 30.7 | 25.6 | 26.3 | 30.9 | 25.3 | 17 | 27.8 | 26.9 | 28 | 26.8 | 27.1 | 28.7 | 29.4 | 0
3725 | 31.7 | 23.4 | 26.9 | 26 | 28.3 | 21.5 | 22.3 | 31.4 | 30.5 | 28.6 | 30.6 | 27.2 | 30 | 25.8 | 23.7 | 24.1 | 24.8 | 27.2 | 25.6 | 30 | 27.3 | 22.9 | 21.4 | 27.2 | 31.3 | 27.4 | 33.9 | 29.6 | 24 | 26.6 | 27 | 25 | 30.8 | 33.4 | 29 | 27.6 | 23.4 | 34 | 28.9 | 28.3 | 25.3 | 26 | 25.5 | 27.9 | 25 | 31.4 | 30.2 | 27.2 | 26.5 | 30.4 | 19.6 | 17 | 28.6 | 26.5 | 27.5 | 25.8 | 26.8 | 28.5 | 27.6 | 0
3726 | 30.2 | 22.9 | 26 | 27 | 28.2 | 21.6 | 22.4 | 30.9 | 30.5 | 28.4 | 31 | 27.8 | 29.4 | 25.9 | 22.7 | 24.3 | 25.6 | 25.5 | 25.9 | 29.9 | 27 | 23.9 | 23.2 | 27.1 | 31.3 | 27.4 | 33.6 | 30.4 | 25 | 27.4 | 28.3 | 25.9 | 30.5 | 34.3 | 28.4 | 27.2 | 23.2 | 33.5 | 28.7 | 28.1 | 25.5 | 27.8 | 25.7 | 28 | 24.9 | 32.4 | 29.7 | 28.3 | 28.3 | 30 | 19.5 | 18.2 | 29.2 | 26.5 | 26.9 | 26.9 | 26.3 | 28.7 | 28.1 | 0
3727 | 30.2 | 24.9 | 26 | 28.1 | 28.4 | 22.4 | 22.4 | 30.9 | 30.7 | 28.2 | 31.9 | 28.7 | 29.5 | 25.4 | 23 | 24.6 | 26.1 | 25.5 | 27 | 31.9 | 27.3 | 24.3 | 24.9 | 27.8 | 31.5 | 27.4 | 33.6 | 31.6 | 26.6 | 28.6 | 29.3 | 25.8 | 30.5 | 35.4 | 28.9 | 27.3 | 22.8 | 34.4 | 29.2 | 28.3 | 25.8 | 30.6 | 26.1 | 28.2 | 24.9 | 34.4 | 30.4 | 29.9 | 30.5 | 29.9 | 19.9 | 19.3 | 30.2 | 26.6 | 27 | 28.7 | 28.5 | 29.2 | 29 | 0
3728 | 31 | 28 | 26.8 | 29.4 | 29.6 | 24.1 | 22.9 | 32.6 | 32.1 | 29.1 | 33.4 | 29.7 | 30 | 25.3 | 23.4 | 24.7 | 27.1 | 27 | 28.2 | 34.4 | 30.3 | 24.2 | 26.8 | 29.6 | 34.2 | 27.6 | 34.1 | 33.6 | 28.2 | 30 | 30.4 | 26.5 | 31.7 | 36.4 | 31.1 | 29 | 22.4 | 36.2 | 30.7 | 28.5 | 26.4 | 33.4 | 27.7 | 28.6 | 24.8 | 36.6 | 31 | 31.6 | 32.6 | 30.1 | 21.4 | 19.8 | 31 | 27 | 27.5 | 30.6 | 32.1 | 29.8 | 30 | 0
3729 | 32.6 | 30 | 29.9 | 31.2 | 31.6 | 25.9 | 23.1 | 35.2 | 33.5 | 31 | 35 | 30.9 | 31.8 | 26.2 | 25.3 | 26.6 | 27.4 | 28.2 | 29.8 | 38.1 | 33.1 | 24.7 | 27.9 | 31.5 | 34.2 | 29.7 | 35.1 | 35.4 | 29.9 | 31.4 | 30.8 | 28 | 32.4 | 37.4 | 36 | 31.1 | 22.3 | 37.1 | 33 | 28.8 | 29.1 | 36 | 28.9 | 30.7 | 24.7 | 39.1 | 33.1 | 33.5 | 33.9 | 30.7 | 22.7 | 19.5 | 31.6 | 29.3 | 30.1 | 32.2 | 35.3 | 30.3 | 31.4 | 0
3730 | 33.8 | 33 | 31.4 | 33.5 | 32.6 | 28.5 | 24 | 37.2 | 34.9 | 32.1 | 36.8 | 32.1 | 34 | 26.4 | 27.1 | 28.6 | 28.1 | 28.6 | 30.8 | 40.3 | 36.1 | 25.8 | 28.9 | 33.5 | 34.9 | 31 | 36.9 | 37.1 | 31.1 | 32.5 | 31.2 | 29.2 | 34.2 | 38.3 | 36.4 | 32.5 | 23 | 39.2 | 34.6 | 29.8 | 30.7 | 38 | 30.4 | 32.8 | 24.7 | 40.8 | 34.9 | 35.1 | 34.7 | 33 | 24.5 | 18.7 | 31.7 | 29.7 | 31.6 | 32.9 | 36.9 | 30.7 | 32.6 | 0
3731 | 35.5 | 36 | 35 | 36.2 | 34.6 | 30.1 | 25.6 | 37.4 | 36.5 | 33.3 | 38.5 | 33.2 | 37 | 26.6 | 27.6 | 29.5 | 28.4 | 29.7 | 31.6 | 41.4 | 38.5 | 26.8 | 29.4 | 35 | 36.4 | 34.3 | 38.8 | 38 | 32.2 | 33.4 | 31.4 | 30 | 36.7 | 39.3 | 37.4 | 33.1 | 24.4 | 39.9 | 35 | 32.6 | 31.1 | 39.4 | 31 | 35.2 | 24.7 | 42.2 | 37.4 | 36.6 | 35 | 34.9 | 26 | 17.8 | 31.6 | 30.3 | 33.1 | 32.6 | 38.5 | 31.2 | 33.6 | 0
3732 | 37.5 | 37.5 | 37.4 | 38.7 | 36.1 | 31.4 | 25.8 | 39.7 | 38 | 34.2 | 40.2 | 34.2 | 39.6 | 26.7 | 29.6 | 30.6 | 29.2 | 29.7 | 31.5 | 39.9 | 41.1 | 29.7 | 30.2 | 36.3 | 38.7 | 36.3 | 40.6 | 38.6 | 33 | 34 | 32 | 30.7 | 37.3 | 40.3 | 38.4 | 33 | 26.2 | 41.2 | 36.9 | 33.8 | 31.6 | 40.3 | 31.7 | 37.3 | 25.8 | 42.7 | 38.8 | 37.7 | 35.6 | 36.5 | 28.1 | 17.4 | 31.5 | 30.6 | 34 | 31.4 | 39 | 33.6 | 33.9 | 0
3733 | 38.8 | 39 | 38 | 40.5 | 37.6 | 32.7 | 26.7 | 40.7 | 37.5 | 34.8 | 41.7 | 35 | 42.1 | 26.8 | 29.7 | 31.5 | 29.3 | 32.7 | 31.3 | 38.3 | 41.1 | 33.6 | 30.6 | 37.2 | 39.8 | 38.3 | 42.1 | 38.5 | 34 | 34.1 | 32.2 | 30.1 | 38.3 | 41.4 | 39.3 | 33 | 27.9 | 41.8 | 36.5 | 35.6 | 31.5 | 41.1 | 31.4 | 37.6 | 28.1 | 43.3 | 40.6 | 38.6 | 36.4 | 37.5 | 29.8 | 17.7 | 31.8 | 30.7 | 35.6 | 30 | 39.8 | 32.8 | 33.9 | 0
3734 | 40.1 | 39.5 | 38 | 41 | 38.4 | 28.6 | 27.1 | 40.2 | 38 | 35.3 | 43 | 35.4 | 43.6 | 27.2 | 30.6 | 32.6 | 29.3 | 32.2 | 30.8 | 36.4 | 42.2 | 32.5 | 30.8 | 38 | 40.2 | 40.3 | 43.4 | 38.2 | 34.8 | 34 | 32.4 | 29 | 39.6 | 42.2 | 39.4 | 33.1 | 29 | 42.4 | 36 | 36.1 | 31.7 | 41.6 | 31.5 | 38.3 | 29.1 | 43.4 | 41.3 | 39 | 37.4 | 37.5 | 31.6 | 18.6 | 32.4 | 30.9 | 36 | 28.8 | 40.4 | 32.8 | 33.4 | 0
3735 | 41.3 | 40 | 38.1 | 40.1 | 38.6 | 33.3 | 27.6 | 41.9 | 37.5 | 35.1 | 43.7 | 35.5 | 44.6 | 27.8 | 31.1 | 32.7 | 28.2 | 32.4 | 30.8 | 36.5 | 42.5 | 32.4 | 30 | 38.4 | 40.7 | 41.8 | 44.6 | 37.4 | 35.6 | 33.5 | 31.8 | 27.7 | 39.4 | 42.7 | 40.2 | 33 | 29.3 | 42.5 | 36 | 36.3 | 31.5 | 41.8 | 31 | 38.3 | 29.1 | 43.7 | 42.4 | 39.2 | 38 | 39.1 | 32.3 | 19.6 | 33.1 | 30.9 | 36.1 | 28.2 | 40.5 | 32.8 | 32.9 | 0
3736 | 42 | 39.6 | 38.7 | 38.2 | 38.8 | 22.9 | 27.1 | 42.2 | 36 | 34.9 | 44 | 35.1 | 44.5 | 28.3 | 31.3 | 32.5 | 27.1 | 32.4 | 30.6 | 36.8 | 43 | 33.2 | 28.8 | 38.7 | 41.2 | 42.3 | 45.5 | 36.9 | 35.6 | 32.8 | 31.1 | 27.2 | 40.2 | 42.7 | 40.6 | 32.6 | 28.9 | 42.4 | 35 | 36.6 | 31.6 | 41.3 | 31.3 | 37.9 | 29.1 | 43.4 | 42 | 38.6 | 38 | 40 | 32.5 | 20.1 | 33.4 | 30.9 | 36.2 | 28 | 40.6 | 32.8 | 32.2 | 0
3737 | 42 | 39.5 | 38.6 | 36 | 38.1 | 23.7 | 25.1 | 41.7 | 34.5 | 34.3 | 43.6 | 34.4 | 44 | 28.3 | 31.1 | 32.6 | 25.7 | 32.4 | 30.6 | 38 | 42.6 | 33 | 27 | 38.4 | 40.6 | 41.9 | 45.9 | 36.2 | 35 | 32 | 30 | 27 | 40.2 | 42.3 | 40.5 | 32.5 | 28.2 | 41.1 | 34 | 36.8 | 31.1 | 40.2 | 31 | 37.6 | 28.4 | 42.6 | 41.2 | 37.6 | 37 | 39.6 | 31.6 | 20 | 33.2 | 30.6 | 36.1 | 28 | 40.4 | 32.7 | 31.8 | 0
3738 | 42.1 | 40 | 34 | 34.1 | 36.1 | 23.5 | 23.8 | 41.2 | 33.5 | 33.3 | 42.8 | 33.4 | 42.6 | 28.3 | 21.7 | 32.1 | 25.2 | 32 | 30.1 | 37.5 | 42.1 | 32.2 | 25.7 | 37.7 | 40.7 | 41.5 | 45.6 | 35.9 | 33.5 | 31.2 | 29.4 | 27.4 | 39.4 | 41.6 | 39.9 | 32 | 27.7 | 39.9 | 33 | 36.3 | 30.5 | 38.5 | 31 | 36.3 | 28.1 | 40.8 | 38.7 | 36 | 35.5 | 37.4 | 30.6 | 19.3 | 32.3 | 30.3 | 32.5 | 27.7 | 39.1 | 32.2 | 31.3 | 0
3739 | 40 | 36 | 30.4 | 33 | 34.1 | 23.5 | 23.3 | 40.1 | 32.5 | 32.1 | 41.4 | 32.3 | 41.4 | 27.9 | 21.1 | 30.7 | 24.7 | 31 | 29.6 | 36.6 | 40.6 | 31.4 | 24.5 | 36.3 | 39.7 | 39.9 | 44 | 35.4 | 32 | 30.5 | 28.7 | 27.3 | 37 | 41 | 38 | 31.2 | 27.4 | 36.2 | 32 | 35.8 | 30 | 36.8 | 29.8 | 34 | 28 | 39 | 36.8 | 34.5 | 33.5 | 32.6 | 29.1 | 18.3 | 31.1 | 29.6 | 25.2 | 27.3 | 36.8 | 31.2 | 31 | 0
3740 | 38.8 | 32 | 27.7 | 32.6 | 33.2 | 23.4 | 23.1 | 37.4 | 32.4 | 30.7 | 40 | 31.4 | 40 | 26.9 | 21.7 | 28.5 | 25.1 | 30 | 28.7 | 34.2 | 38.1 | 31 | 24.2 | 34.8 | 38.5 | 38.8 | 42.3 | 35 | 30.4 | 30 | 28.6 | 27.3 | 35.6 | 40.4 | 33.5 | 30.9 | 27.4 | 36.5 | 31.3 | 34.4 | 29.5 | 35.4 | 28.2 | 32.3 | 27.6 | 37 | 34.6 | 33 | 32 | 30 | 28.2 | 17.6 | 30 | 29.3 | 24.1 | 26.8 | 34.3 | 30.3 | 30.6 | 0
3741 | 37 | 30.6 | 26.5 | 32.4 | 32.6 | 22.5 | 21.3 | 36 | 27.5 | 30.1 | 38.5 | 30.7 | 39.1 | 26.6 | 21.4 | 27.5 | 25.1 | 29.2 | 28.2 | 32.7 | 36.3 | 29.6 | 24 | 33.2 | 37.5 | 37.7 | 39.8 | 34.2 | 29.5 | 29.6 | 28.2 | 27.2 | 35.7 | 40 | 32.1 | 30.6 | 27.3 | 35.7 | 30.6 | 33.3 | 29.4 | 34.6 | 25.6 | 31.3 | 27.1 | 35.9 | 34.3 | 32 | 30.9 | 26.9 | 27.3 | 17.3 | 29.5 | 28.9 | 24.6 | 26.6 | 32.3 | 29.8 | 30.4 | 0
3742 | 35 | 31 | 26.6 | 31.9 | 32.3 | 21.7 | 21.2 | 35.1 | 27.4 | 29.7 | 37.2 | 30.1 | 38 | 27 | 21.1 | 26.7 | 25.5 | 28.2 | 27.6 | 31.2 | 34.6 | 28.5 | 24.1 | 32.2 | 37.2 | 36.7 | 38.4 | 33.7 | 28.7 | 29.4 | 28 | 27.3 | 31.2 | 39.3 | 31.5 | 30.5 | 26.9 | 34.7 | 30.5 | 32.1 | 27.8 | 33.9 | 23.9 | 30.3 | 26.1 | 35.2 | 33.9 | 31.1 | 30.4 | 25.5 | 27.2 | 17.3 | 29.5 | 28.6 | 25 | 26.5 | 30.8 | 29.9 | 29.9 | 0
3743 | 34.2 | 29.4 | 25.6 | 30.8 | 31.6 | 21.6 | 21.2 | 34.6 | 28.1 | 29.3 | 36 | 29.6 | 37 | 26.8 | 21.2 | 25.7 | 25.4 | 28.2 | 27.4 | 31.2 | 33.3 | 28 | 23.8 | 31.6 | 36.2 | 32.8 | 38.1 | 33 | 28.2 | 29 | 27.4 | 27.2 | 26.7 | 38.4 | 30.4 | 30.2 | 26 | 33.7 | 30.3 | 31.9 | 23.8 | 33.2 | 22.7 | 29.8 | 25.8 | 35 | 34.4 | 30.4 | 30 | 25.9 | 27 | 17.4 | 29.8 | 28.4 | 25.1 | 26.8 | 29.9 | 29.9 | 29.4 | 0
3744 | 33.2 | 26.5 | 26.2 | 29.1 | 31.2 | 21.6 | 21.3 | 33.7 | 29 | 28.6 | 35.1 | 29 | 35.5 | 26.9 | 21.3 | 25.4 | 25.8 | 28 | 26.9 | 31 | 32.6 | 28 | 23.5 | 31.7 | 35.1 | 31.8 | 37.8 | 32.6 | 27.2 | 28.5 | 27.1 | 27.2 | 26.7 | 37 | 30.3 | 30 | 25 | 33.2 | 29.8 | 31.9 | 23.6 | 31.8 | 23.4 | 29.6 | 25.6 | 34.4 | 33.6 | 29.3 | 29.6 | 25.6 | 27.1 | 17.3 | 30 | 28.2 | 25.1 | 26.8 | 28.4 | 29.3 | 28.5 | 0
3745 | 33 | 25.5 | 26 | 27.3 | 21.1 | 21.8 | 21.3 | 31.2 | 25 | 28.5 | 34 | 28.3 | 34.1 | 27 | 21.4 | 25.1 | 25.6 | 27.2 | 26.6 | 31.6 | 32.1 | 28.2 | 22.5 | 31.5 | 34.7 | 30.8 | 37 | 32 | 26.2 | 27.9 | 26.4 | 26.6 | 26.8 | 35.5 | 29.9 | 29.9 | 24 | 33.5 | 29.8 | 31.9 | 23.7 | 30 | 24.5 | 29.3 | 25.3 | 33.6 | 33.1 | 28.3 | 28.6 | 25.5 | 26.4 | 16.8 | 29.9 | 27.9 | 25.1 | 26.7 | 27.8 | 29.3 | 27.9 | 0
3746 | 33 | 24.5 | 29.6 | 25.8 | 21.6 | 22.2 | 21.3 | 30 | 26 | 28.4 | 33 | 27.6 | 32.6 | 27 | 21.4 | 24.6 | 25.6 | 27.2 | 26 | 31.2 | 31.6 | 28.1 | 21.6 | 31 | 33.7 | 29.6 | 35.9 | 31.4 | 24.8 | 27.2 | 26.2 | 26.5 | 26.8 | 34 | 29.6 | 29.5 | 23.4 | 32.5 | 29.5 | 31.3 | 24.1 | 27.8 | 26 | 29.3 | 25.1 | 32.4 | 31.6 | 27.2 | 27.4 | 25.5 | 25.2 | 16.2 | 29.4 | 27.7 | 25.1 | 26.2 | 27.4 | 29.3 | 27.2 | 0
3747 | 32.7 | 23.5 | 24.5 | 25.2 | 22 | 22.4 | 21.2 | 30 | 26 | 28.3 | 31.8 | 27.1 | 31.6 | 26.9 | 21.4 | 24 | 25 | 27.2 | 25.7 | 31.2 | 31.1 | 27.3 | 20.7 | 29.7 | 33.2 | 28.5 | 34.8 | 30.5 | 23.9 | 26.6 | 25.9 | 26.8 | 27 | 33.1 | 29.5 | 29.3 | 23.2 | 31.5 | 29.1 | 30.8 | 24.5 | 26.1 | 26.2 | 29.3 | 25.1 | 31.6 | 31.1 | 26.6 | 26.2 | 25.5 | 23 | 15.9 | 28.8 | 27.4 | 25.1 | 25.7 | 26.9 | 29.2 | 27.1 | 0
3748 | 32 | 23.4 | 24.5 | 25.3 | 22.1 | 22.5 | 21.1 | 29.7 | 26 | 28.3 | 31 | 27 | 30.6 | 26.8 | 21.6 | 23.9 | 25 | 26.2 | 25.4 | 30.1 | 30.6 | 26.5 | 20.7 | 28.4 | 32.2 | 28 | 33.8 | 29.9 | 23.5 | 26.4 | 26.4 | 26.8 | 27 | 32.9 | 29.4 | 28.5 | 23.3 | 30.9 | 28.9 | 29.8 | 25.1 | 25.3 | 26.3 | 28.9 | 25 | 30.9 | 30.1 | 26.5 | 25.9 | 25.4 | 21.2 | 16.1 | 28.4 | 27.4 | 25.1 | 25.4 | 26.4 | 29.2 | 27.1 | 0
3749 | 31.7 | 22.5 | 24.2 | 29.4 | 23.6 | 22.3 | 21.2 | 28.7 | 25.6 | 28.1 | 30.6 | 27.6 | 29.4 | 26.8 | 21.6 | 23.1 | 22.8 | 26.2 | 26 | 30 | 30.6 | 26.1 | 24 | 27.2 | 30.7 | 27.7 | 33.1 | 29 | 25.4 | 26.8 | 26.2 | 26.5 | 27.1 | 33.2 | 24.9 | 28.5 | 24 | 30.7 | 28.7 | 29.4 | 25.1 | 27 | 23.7 | 28.8 | 24.8 | 29.4 | 32.2 | 27.6 | 29 | 25.5 | 24.6 | 17.2 | 28 | 27.3 | 25.1 | 26 | 26 | 29.1 | 29 | 0
3750 | 31.3 | 21.5 | 23.7 | 29.7 | 24.1 | 22.4 | 21.2 | 28.7 | 26 | 27.8 | 30.6 | 28.1 | 28.7 | 26.8 | 21.6 | 23 | 22.9 | 26.2 | 26.3 | 30.2 | 30.7 | 25.4 | 24.3 | 27.1 | 30.2 | 27.4 | 32.4 | 29.8 | 25.4 | 27.4 | 28.2 | 26.2 | 27.2 | 33.5 | 24.9 | 28.1 | 23.9 | 30.5 | 28.5 | 29.2 | 25.1 | 28.1 | 24.2 | 28.8 | 24.7 | 30.5 | 32.1 | 28.4 | 30.3 | 25.5 | 25.6 | 17.8 | 30.9 | 27.2 | 25.1 | 27.4 | 26.2 | 29.3 | 29.3 | 0
3751 | 31.3 | 24.5 | 23.7 | 30.8 | 24.3 | 22.5 | 21.4 | 29.3 | 26.5 | 27.8 | 30.9 | 29 | 29.2 | 27.1 | 22 | 24.1 | 23.1 | 26.2 | 27 | 29.9 | 30.9 | 26.3 | 25.3 | 28.4 | 30.7 | 27.3 | 33 | 30 | 26.5 | 28.4 | 29.3 | 26.2 | 27.6 | 34.1 | 24.4 | 28 | 24 | 31.6 | 29 | 29.3 | 25.3 | 30.2 | 25.1 | 28.8 | 25 | 32.6 | 33 | 29.8 | 32.3 | 25.6 | 25.4 | 18.2 | 33 | 27.4 | 25.1 | 28.6 | 27.3 | 29.8 | 30.2 | 0
3752 | 31.5 | 28.5 | 23.6 | 32.8 | 24.8 | 22.8 | 21.6 | 31.4 | 27.3 | 28.5 | 32 | 30 | 30.6 | 28.5 | 23.2 | 26.5 | 23.6 | 27.2 | 28.2 | 29.6 | 32.2 | 27.5 | 26.4 | 29.2 | 32.2 | 27.8 | 34.1 | 31.4 | 27.9 | 29.6 | 30.4 | 26.9 | 28.1 | 35 | 24.8 | 30 | 24.2 | 33.3 | 31 | 29.9 | 26 | 33.4 | 26 | 29.5 | 25.6 | 35.8 | 33.8 | 31.6 | 34 | 26 | 25.8 | 18.4 | 35 | 27.7 | 26.6 | 29.8 | 31.2 | 30.2 | 31 | 0
3753 | 32.8 | 32 | 23.9 | 35 | 26.2 | 23.3 | 22.5 | 34 | 28.7 | 30.7 | 33.4 | 31.4 | 33.1 | 29.6 | 24.8 | 27.9 | 23.9 | 29.2 | 29.5 | 28.8 | 35.5 | 28.3 | 28.3 | 31.4 | 33.4 | 29.1 | 35.7 | 31.8 | 30.1 | 30.9 | 29.6 | 27.8 | 29.2 | 36 | 28.2 | 31.1 | 24.8 | 35.4 | 32.8 | 32.5 | 27.4 | 35.8 | 27 | 30.9 | 28.3 | 38.5 | 35.7 | 33.3 | 35.5 | 27 | 24 | 17.9 | 34.3 | 29.1 | 28.8 | 30.2 | 35.6 | 30.8 | 32.1 | 0
3754 | 34.6 | 35.4 | 24 | 37.4 | 27.5 | 24 | 23.5 | 35.8 | 30.2 | 32 | 35.3 | 32.7 | 35.7 | 31.1 | 25.4 | 30.8 | 24.2 | 31 | 30.7 | 28.4 | 38.3 | 30.2 | 29.6 | 32.8 | 35.1 | 31.6 | 37.4 | 33.2 | 31.6 | 32.3 | 29.2 | 27.7 | 30.5 | 37.2 | 30.4 | 32.2 | 25.5 | 37.5 | 33.4 | 34.3 | 29 | 38 | 27.8 | 32.5 | 28.7 | 40.8 | 37.3 | 34.9 | 36.1 | 28.5 | 23.1 | 17.4 | 33.3 | 29.4 | 30.1 | 30.7 | 37.4 | 31.4 | 32.8 | 0
3755 | 35.6 | 35.9 | 24.5 | 39.2 | 29.6 | 24.7 | 24.6 | 37.3 | 33.1 | 33.2 | 37.3 | 34.2 | 38.2 | 32 | 25.7 | 31.8 | 24.2 | 32.8 | 31.6 | 28.4 | 40.3 | 30.4 | 30.6 | 35 | 36 | 34.1 | 39.1 | 34 | 32.6 | 33.4 | 28.4 | 28 | 32 | 38.4 | 32.3 | 33 | 26.6 | 39.5 | 35.3 | 35.5 | 29.8 | 39 | 28.5 | 34.4 | 29.1 | 41.8 | 39.4 | 36.2 | 36.5 | 30.3 | 21.6 | 16.8 | 31.4 | 30.8 | 32 | 31 | 38.6 | 31.9 | 33.4 | 0
3756 | 37 | 37.6 | 25.9 | 40.6 | 31.2 | 26.1 | 25.5 | 38.3 | 34.8 | 34.5 | 39.5 | 35.4 | 39.8 | 32.5 | 26.8 | 32.5 | 24.3 | 33.5 | 32.2 | 29.7 | 41.4 | 33.2 | 30.2 | 36.1 | 38.5 | 36.9 | 40.9 | 35.9 | 32 | 34.3 | 29.5 | 29.2 | 32.8 | 39.7 | 34 | 33 | 27.8 | 41.1 | 36.9 | 36.3 | 31.2 | 40.2 | 28.9 | 36.6 | 29.3 | 42.5 | 40.6 | 37.4 | 36.5 | 31 | 22.7 | 16.9 | 31.5 | 30.6 | 33 | 32 | 39.6 | 32.7 | 33.4 | 0
3757 | 39 | 39.5 | 27.6 | 41.4 | 32.5 | 27.7 | 26 | 39.3 | 35.6 | 35.5 | 41.2 | 36.5 | 40.9 | 32.5 | 26.8 | 33.4 | 24.3 | 34 | 32.5 | 31.7 | 42.8 | 35.2 | 29.5 | 38 | 39.8 | 39.4 | 42.6 | 36.5 | 31.1 | 34.6 | 30.2 | 29.7 | 32.8 | 40.9 | 35.3 | 32.8 | 29.2 | 42.1 | 36.4 | 37.5 | 31.4 | 40.7 | 29.5 | 37.5 | 29.7 | 42.6 | 42.3 | 38.3 | 37.1 | 31.8 | 23.5 | 17.2 | 31.9 | 30.6 | 34.5 | 33 | 40.1 | 32.9 | 33.5 | 0
3758 | 39.7 | 39.9 | 29.2 | 42 | 33.8 | 29.4 | 26.6 | 40 | 35.5 | 36 | 42.6 | 37 | 41.4 | 32.8 | 28.2 | 33.8 | 24.4 | 34.5 | 32.6 | 34.2 | 42.3 | 36.7 | 28.2 | 39 | 40.9 | 40.8 | 44.3 | 37.2 | 29.5 | 34.4 | 31.6 | 29.5 | 33.2 | 41.8 | 35.7 | 33.1 | 30.4 | 42.7 | 36.2 | 37.9 | 31.7 | 41.6 | 29.7 | 38.3 | 29.7 | 43 | 43.2 | 39 | 37.8 | 32.8 | 25.8 | 18 | 33.6 | 30.8 | 35.4 | 34 | 40.5 | 32.9 | 33.4 | 0
3759 | 40.6 | 40.5 | 32.1 | 42.2 | 34.7 | 29.8 | 23.5 | 41 | 35.2 | 36.2 | 43.2 | 37.2 | 41.9 | 33 | 28.7 | 33.8 | 24.5 | 35 | 32.5 | 36.1 | 43.4 | 38.7 | 27.5 | 40.4 | 41.1 | 42.1 | 45.6 | 35.8 | 28.7 | 33.6 | 31.2 | 28.7 | 34.6 | 42.3 | 35.9 | 32.7 | 31.3 | 42.8 | 35.8 | 38.8 | 31.6 | 41.6 | 29.8 | 38.3 | 29.5 | 43.1 | 44.3 | 39.1 | 38.9 | 33.8 | 26.1 | 18.5 | 33.8 | 30.8 | 35.5 | 33.9 | 40.7 | 32.7 | 33.6 | 0
3760 | 40.7 | 41 | 32.4 | 42.2 | 34.7 | 30.7 | 23.7 | 30.3 | 34.7 | 36.3 | 43.4 | 36.7 | 42 | 33.5 | 28.9 | 33.8 | 24.6 | 32.5 | 32.3 | 37.2 | 43 | 39.1 | 26.9 | 39.9 | 41.2 | 42.1 | 46.5 | 34.8 | 28 | 32.7 | 30.7 | 29.4 | 34 | 42.3 | 35.8 | 32.7 | 31.6 | 42.7 | 34.9 | 39.3 | 31.3 | 41.6 | 29.2 | 37.7 | 29.5 | 43.2 | 44.1 | 38.8 | 39.2 | 34.8 | 26.8 | 18.7 | 34.1 | 31.1 | 35.1 | 33.3 | 40.6 | 31.9 | 33.3 | 0
3761 | 40.7 | 41 | 31.9 | 41.8 | 33.7 | 29.6 | 24.2 | 31.2 | 32.7 | 35.3 | 43 | 36 | 42 | 33.3 | 28.9 | 33.6 | 24.6 | 21 | 31.8 | 36.8 | 42.9 | 39.2 | 26.8 | 38.8 | 41.2 | 41.6 | 46.8 | 33 | 28 | 31.6 | 29 | 30 | 34.2 | 41.8 | 35.4 | 32.3 | 31.4 | 42.2 | 34.2 | 38.9 | 31.5 | 40.4 | 28 | 36.4 | 29.5 | 42.5 | 43.2 | 37.8 | 38.7 | 34.8 | 25.8 | 18.4 | 32.6 | 30.8 | 34.5 | 31.6 | 40.3 | 31.2 | 33 | 0
3762 | 40.5 | 40.1 | 31.9 | 40.9 | 32.6 | 23.7 | 23.1 | 30.8 | 31.7 | 34.3 | 42.4 | 34.9 | 41.3 | 31.8 | 28.8 | 32.8 | 24.6 | 22.5 | 31.1 | 35.5 | 41.9 | 38.9 | 26.3 | 35.5 | 41.1 | 40.6 | 46.4 | 32.7 | 27.5 | 30.8 | 28.5 | 29.3 | 34.3 | 41 | 34.3 | 31.9 | 30.6 | 41.3 | 32.7 | 38.5 | 30.2 | 39.1 | 26 | 35.4 | 29.5 | 41.3 | 40.6 | 36.5 | 36.9 | 34.8 | 25.9 | 18 | 31.8 | 30 | 31.4 | 30.1 | 39.2 | 32.4 | 32 | 0
3763 | 39 | 37 | 31.5 | 39.3 | 31.3 | 23.8 | 22.5 | 29.3 | 30.8 | 32.5 | 41.1 | 33.9 | 40.4 | 30.2 | 28.3 | 31.4 | 24.4 | 23.5 | 30.3 | 33.4 | 40.6 | 37.6 | 25.9 | 33 | 39.8 | 39.1 | 45.2 | 31.8 | 27.3 | 30.2 | 27.6 | 28.5 | 33.3 | 40 | 33.5 | 31.1 | 29.7 | 39.8 | 31.4 | 37.3 | 29.4 | 36.8 | 24.1 | 33.1 | 28.6 | 39.2 | 38.2 | 34.9 | 35 | 34.1 | 24.6 | 17.4 | 30.2 | 29.1 | 28.6 | 28.5 | 35.9 | 31.7 | 31.1 | 0
3764 | 38.1 | 33.5 | 30.4 | 37.2 | 30.2 | 24.2 | 21.6 | 29.2 | 30.7 | 31.1 | 39.6 | 33 | 39 | 29.8 | 27.6 | 28.8 | 24.2 | 24 | 29.4 | 31.4 | 39 | 35.2 | 25 | 30.6 | 37.9 | 37.7 | 43.2 | 31.8 | 26.6 | 30 | 28 | 28.2 | 32.3 | 39 | 32.4 | 30.6 | 28.8 | 38.2 | 30.8 | 34.8 | 29.1 | 35 | 22.4 | 31.4 | 27 | 37 | 35.6 | 33.4 | 33 | 32.8 | 24.2 | 17.2 | 30 | 28.8 | 27.7 | 27.8 | 33.6 | 30.7 | 30 | 0
3765 | 37.1 | 31 | 29.5 | 34.8 | 29.7 | 24 | 21.5 | 29.3 | 30.7 | 30.4 | 37.6 | 32.5 | 37.9 | 29.4 | 26.8 | 27.7 | 24 | 25 | 28.6 | 29.6 | 37.4 | 34.3 | 24.5 | 30.7 | 36.6 | 36.6 | 41.1 | 30.4 | 26.5 | 29.8 | 27.5 | 28 | 31.7 | 37.9 | 31.8 | 30.4 | 28.2 | 36.3 | 30.4 | 33.2 | 28.9 | 33 | 21.7 | 30.8 | 25.9 | 34.8 | 34.6 | 32 | 32.2 | 32.3 | 22.3 | 17.1 | 29.2 | 28.7 | 26.5 | 27.3 | 31.6 | 30.2 | 29.6 | 0
3766 | 35.5 | 29.5 | 28.6 | 32.9 | 28.7 | 23.9 | 21.6 | 28.3 | 30.4 | 29.8 | 35.8 | 31.8 | 36.7 | 29.4 | 26.7 | 26.4 | 24 | 25 | 28.1 | 28.8 | 36.4 | 33.4 | 23.7 | 31.1 | 35.4 | 36.6 | 39.3 | 29.9 | 26.2 | 29.6 | 27.7 | 28 | 31.7 | 37 | 31.3 | 30.3 | 27.7 | 35 | 29.9 | 32.3 | 28.9 | 32.3 | 21.6 | 30.4 | 25.2 | 33.6 | 34 | 31.1 | 31.8 | 31.8 | 22 | 17.3 | 29.8 | 28.6 | 27 | 27.5 | 30.3 | 30.3 | 29.4 | 0
3767 | 33.8 | 27.7 | 28 | 31.6 | 28.2 | 23.8 | 21.5 | 29 | 30.2 | 29.4 | 34.2 | 31.2 | 36 | 29.1 | 26.2 | 26.1 | 24 | 25 | 27.8 | 28.6 | 35.1 | 32.7 | 23.4 | 32.4 | 34.5 | 32.3 | 37.8 | 28.8 | 26.4 | 29.2 | 27 | 28 | 31.2 | 36.2 | 31 | 30.2 | 27.4 | 34.2 | 29.7 | 31.5 | 28.9 | 32 | 22.2 | 29.9 | 25 | 33 | 34.4 | 30.4 | 32 | 31.3 | 21.4 | 17.5 | 29.6 | 28.3 | 27 | 27.4 | 29.4 | 30.3 | 29.6 | 0
3768 | 32.8 | 27.5 | 27.4 | 31.1 | 27.7 | 23.8 | 21.2 | 28.7 | 30.2 | 28.9 | 33.4 | 30.1 | 35 | 28.8 | 25.4 | 25.5 | 24.2 | 25 | 27.6 | 29.1 | 34.2 | 31.9 | 22.9 | 31.9 | 34.3 | 30.7 | 36.3 | 29.3 | 26.2 | 28.7 | 27.2 | 27.4 | 30.1 | 35.5 | 30.3 | 30 | 26.8 | 33.4 | 29 | 31.8 | 28.3 | 32.6 | 22.7 | 29.5 | 25 | 33.3 | 34.1 | 30.1 | 31.6 | 29.8 | 23.1 | 17.8 | 30.3 | 28.1 | 27 | 27.5 | 29 | 29.7 | 29.6 | 0
3769 | 32.7 | 27.5 | 26.5 | 30.9 | 27 | 23.7 | 21.2 | 28 | 30.2 | 28.9 | 32.7 | 29.1 | 34.2 | 28.5 | 25.3 | 25.3 | 24.2 | 25 | 27.4 | 29.5 | 39.9 | 31 | 22.9 | 31.3 | 33.9 | 29.6 | 35.3 | 29.3 | 26.4 | 28 | 26.3 | 27.5 | 29.4 | 34.8 | 30 | 29.8 | 26.2 | 33.2 | 29 | 32.7 | 27.9 | 32.3 | 23.2 | 29.4 | 24.9 | 33.1 | 33.9 | 29.6 | 30.9 | 29.7 | 23.9 | 17.6 | 29.5 | 27.8 | 27 | 26.9 | 28.2 | 29.6 | 29.6 | 0
3770 | 32.7 | 26.4 | 26.6 | 30.8 | 26.2 | 23.7 | 21 | 28 | 30.2 | 28.7 | 32.4 | 28 | 33 | 28 | 24.7 | 24.9 | 24.1 | 25 | 27.1 | 30 | 33.8 | 31.4 | 22.8 | 29.2 | 33.5 | 28.6 | 34.5 | 30.2 | 26 | 27.4 | 26.2 | 28 | 29.2 | 34.2 | 29.9 | 29.7 | 25.4 | 32.6 | 28.9 | 31.9 | 27.7 | 31.6 | 23.2 | 28.9 | 24.9 | 32.6 | 33 | 29 | 29.6 | 28.5 | 25.6 | 17.4 | 29 | 27.6 | 27 | 26.4 | 27.5 | 29.4 | 29.2 | 0
3771 | 32.7 | 25 | 26.3 | 30.3 | 26 | 23.7 | 20.8 | 27.6 | 30.2 | 28.5 | 31.7 | 27.5 | 31.9 | 28 | 23.7 | 24.6 | 23.6 | 25 | 26.6 | 30 | 33.9 | 30.2 | 23.3 | 28.2 | 32.9 | 28.3 | 33.9 | 29.6 | 25.9 | 26.9 | 25.2 | 27.5 | 29.2 | 33.6 | 29.5 | 29.6 | 24.8 | 32.1 | 28.8 | 31.3 | 27.5 | 29.6 | 23.3 | 28.9 | 25 | 31.2 | 32.7 | 28.2 | 28.7 | 28 | 25.1 | 17 | 27.3 | 27.6 | 27 | 25.6 | 27.7 | 29.4 | 29 | 0
3772 | 32.6 | 24.6 | 26.4 | 29.8 | 25.7 | 23.6 | 20.6 | 27.7 | 29.7 | 28.5 | 31.2 | 27.2 | 30.4 | 28.1 | 23.7 | 23.9 | 23.2 | 25 | 26.2 | 30.1 | 33.9 | 29.2 | 23.4 | 26.9 | 32.5 | 28.1 | 33.7 | 29.7 | 25.4 | 26.7 | 25.7 | 27 | 29.2 | 33.3 | 29.4 | 28.7 | 24.2 | 32.4 | 28.4 | 30 | 27.4 | 28 | 23.3 | 28.6 | 25 | 30 | 32 | 27.7 | 28.2 | 27.8 | 25.4 | 17 | 27.4 | 27.6 | 27 | 25.6 | 26.7 | 29.3 | 28.8 | 0
3773 | 32.3 | 24.1 | 25.4 | 27 | 25.2 | 23.5 | 20.3 | 27.9 | 29.7 | 28.5 | 28.2 | 28.4 | 28.4 | 28 | 23.7 | 23.4 | 24.2 | 25 | 26.4 | 25.4 | 33.2 | 28.4 | 22.4 | 27 | 32.4 | 28.1 | 34 | 29 | 21 | 26.4 | 25.2 | 27 | 29.2 | 32.2 | 29 | 28.6 | 25.6 | 32.5 | 28.2 | 29.3 | 27.3 | 27.6 | 22.8 | 28.6 | 24.9 | 30.2 | 32.2 | 28.2 | 30.6 | 27.8 | 19.2 | 17.4 | 29 | 27.4 | 27 | 26.4 | 25.6 | 29.3 | 28.4 | 0
3774 | 31.6 | 24 | 25.4 | 28.7 | 25.2 | 23 | 20.2 | 27.9 | 29.8 | 28.5 | 27.6 | 28.5 | 27.9 | 27.9 | 23.2 | 23.3 | 23.6 | 25 | 26.4 | 27.6 | 32.1 | 27.6 | 23.2 | 26.9 | 32.3 | 28.1 | 34.4 | 29.6 | 21.3 | 27.6 | 25.7 | 27 | 28.7 | 32.3 | 29.2 | 28.5 | 26.5 | 32.4 | 28 | 29.3 | 26.9 | 28.3 | 23 | 28.5 | 24.6 | 31.9 | 32.9 | 27.8 | 27.5 | 27.7 | 21.2 | 17.9 | 28.9 | 27.1 | 27 | 27 | 25.8 | 29.6 | 28.9 | 0
3775 | 31.4 | 28.3 | 26.2 | 30.2 | 25.7 | 23 | 20.3 | 28.6 | 30.2 | 28.5 | 27.8 | 29.4 | 28.1 | 28.1 | 23.2 | 23.9 | 23.2 | 25 | 26.4 | 30.6 | 31.7 | 27.6 | 24.3 | 27 | 31.9 | 28.1 | 34.7 | 29.5 | 22.4 | 29 | 26.3 | 27.8 | 28.3 | 32.8 | 29.5 | 29.2 | 26.8 | 33.1 | 28.4 | 29.6 | 27.3 | 29.9 | 23.3 | 28.7 | 24.5 | 34.2 | 33.7 | 30 | 25.2 | 27.8 | 24.2 | 18.4 | 29 | 26.9 | 27 | 27.9 | 28.6 | 30.2 | 29.6 | 0
3776 | 32 | 29.5 | 28 | 33.2 | 28 | 23.7 | 21.1 | 29.8 | 31.3 | 29 | 29.3 | 31 | 29 | 29.8 | 23.7 | 27.1 | 22.6 | 26 | 26.4 | 33.6 | 33.4 | 28.7 | 25.6 | 28.4 | 32.6 | 28.6 | 34.8 | 30.4 | 23.2 | 31 | 27.6 | 28.6 | 29.4 | 33.8 | 30.1 | 31 | 28.4 | 34.7 | 30.5 | 30.2 | 28.5 | 31.6 | 23.4 | 29.3 | 24.7 | 36.6 | 35.4 | 32.6 | 23.6 | 28.4 | 26.6 | 18.8 | 29.4 | 27.6 | 27.5 | 29.2 | 32.6 | 30.7 | 30.8 | 0
3777 | 32.7 | 35.1 | 30.7 | 35 | 30.6 | 26.3 | 23.1 | 31 | 33.1 | 30.7 | 31.4 | 32.7 | 30.7 | 31 | 24.8 | 29.6 | 23 | 27.2 | 26.6 | 36.1 | 35.5 | 29.4 | 27 | 29.5 | 33.6 | 29.3 | 34.9 | 30.8 | 24.6 | 32.3 | 28.3 | 29.7 | 30.9 | 34.8 | 31.7 | 31.8 | 29.1 | 37.4 | 33.2 | 32.5 | 31.3 | 33.5 | 23.7 | 31.5 | 27.5 | 38.8 | 37 | 36.4 | 24.8 | 29.7 | 28.9 | 18.6 | 30 | 29.3 | 28.6 | 30.5 | 35.6 | 31.7 | 31.8 | 0
3778 | 34.6 | 36.7 | 31.7 | 37.8 | 30.9 | 27.6 | 24.2 | 32 | 33.7 | 31.6 | 34.2 | 33.8 | 32.6 | 32.1 | 25.3 | 30.5 | 23.6 | 28.8 | 26.9 | 37.6 | 38.2 | 30.7 | 28.3 | 31.7 | 35 | 31.5 | 35.3 | 32.6 | 25.5 | 33.5 | 28.9 | 29.3 | 32.2 | 35.9 | 32.5 | 32.4 | 31 | 39.7 | 34.7 | 33.8 | 31.3 | 35.1 | 24.1 | 33 | 28.9 | 40.4 | 39.2 | 37.6 | 26.9 | 31.3 | 30 | 18.2 | 30.8 | 30.1 | 30.4 | 31.9 | 37.8 | 31.8 | 32.8 | 0
3779 | 35.9 | 38.7 | 33.7 | 39.4 | 33.5 | 28.9 | 25.5 | 34 | 35.7 | 33 | 36.8 | 33.8 | 34.6 | 32.8 | 26.4 | 31.6 | 25 | 30 | 27.4 | 38.4 | 39.8 | 33.3 | 29.4 | 33.2 | 36.2 | 33.6 | 36.3 | 34.2 | 26.6 | 34 | 28.6 | 29.6 | 33.7 | 36.8 | 32.2 | 32.8 | 32 | 40.2 | 36.2 | 33.3 | 32.2 | 36.8 | 24.6 | 35.4 | 29.4 | 41.6 | 41 | 37 | 30 | 33 | 31 | 17.6 | 31.6 | 30.5 | 31.9 | 33 | 39.3 | 32 | 33.4 | 0
3780 | 36.7 | 40.2 | 34.7 | 41.8 | 34.6 | 30.5 | 26 | 36.1 | 36.8 | 34.5 | 39.2 | 32.6 | 36.2 | 33.5 | 27.9 | 32.6 | 26 | 31.2 | 27.8 | 38.9 | 41.1 | 35 | 30 | 35.3 | 37.1 | 35.5 | 37.8 | 36.5 | 26.9 | 34.5 | 28.2 | 30 | 35.6 | 37.9 | 34 | 33 | 33.7 | 41.8 | 36.5 | 37 | 32.5 | 38.3 | 25 | 36.5 | 30.4 | 42.4 | 42.9 | 32.9 | 31.5 | 35 | 31.4 | 17.5 | 32.3 | 31 | 32.4 | 33.9 | 40 | 33.3 | 33.9 | 0
3781 | 37.8 | 41.6 | 36.2 | 42.1 | 35.5 | 31.4 | 26.5 | 37.5 | 37.1 | 35.4 | 40.8 | 30.7 | 37.6 | 34 | 28 | 33.7 | 27.1 | 31.6 | 28.2 | 39.6 | 42 | 37.1 | 30.3 | 36.1 | 38.6 | 37.4 | 40 | 37 | 27.5 | 34.4 | 27.4 | 30.8 | 36.7 | 38.8 | 35.5 | 33.4 | 33.3 | 41.9 | 36.7 | 38.1 | 32.2 | 39.9 | 25.4 | 37.7 | 29.6 | 43.2 | 43.9 | 28.8 | 32.4 | 36.5 | 32.5 | 17.7 | 33 | 31.1 | 33.4 | 34.4 | 40.4 | 33.3 | 33.9 | 0
3782 | 38.5 | 40.4 | 35.7 | 42 | 36.2 | 32.5 | 26.7 | 38.6 | 37.9 | 35.6 | 41.9 | 28.8 | 38.4 | 34.1 | 28.9 | 34.6 | 27.4 | 32.2 | 28.2 | 40.4 | 42.8 | 37.2 | 30 | 36.4 | 39.5 | 37.6 | 41.5 | 36.4 | 27.8 | 34.4 | 26.8 | 31 | 37.6 | 39.8 | 36.1 | 33.5 | 32.4 | 43.1 | 36.6 | 38.6 | 32.3 | 41.2 | 25.5 | 38.5 | 29.9 | 43.8 | 44.4 | 25 | 31.6 | 36.9 | 33.4 | 18.4 | 33.4 | 31 | 33.9 | 34.6 | 40.5 | 33.4 | 33.8 | 0
3783 | 39.4 | 41.7 | 36.7 | 39.4 | 36.5 | 31.8 | 27.5 | 39.4 | 37.7 | 36.2 | 42.2 | 27.4 | 39 | 32.9 | 30.5 | 34.6 | 27.6 | 32.6 | 28 | 41.3 | 42.8 | 37.4 | 29.4 | 34.8 | 39.9 | 37.9 | 41.9 | 33.1 | 28.7 | 33.7 | 26 | 31 | 38.6 | 40.4 | 36.5 | 33.6 | 29.1 | 43.7 | 35.8 | 39.2 | 31.6 | 42 | 25.4 | 38.7 | 30.5 | 44.1 | 43.7 | 24.8 | 31.2 | 37.6 | 34.7 | 19 | 33.7 | 29.2 | 33.9 | 34.4 | 40.9 | 33.2 | 33.2 | 0
3784 | 39.5 | 41.1 | 36.7 | 37.5 | 36.5 | 25.8 | 27.7 | 40 | 36.7 | 36.1 | 42.4 | 27 | 39.1 | 32.2 | 30.7 | 34.6 | 27 | 32.6 | 27.5 | 41.4 | 42.6 | 37.7 | 28.4 | 33.4 | 40.1 | 38.6 | 40.1 | 29.7 | 28.8 | 33 | 25.7 | 30.2 | 39 | 40.7 | 36.2 | 33.3 | 26.3 | 44.1 | 34.7 | 39.3 | 31.7 | 41.6 | 25 | 38 | 30.5 | 43.7 | 42.8 | 26 | 30.4 | 37 | 34.7 | 19.5 | 33.7 | 29 | 32.4 | 34.1 | 41.2 | 32.9 | 32.7 | 0
3785 | 38.3 | 40.6 | 34.7 | 35 | 36.2 | 25.9 | 27.1 | 38.1 | 34.8 | 35.8 | 42 | 27.2 | 39 | 30.5 | 31 | 34.2 | 26.4 | 32.6 | 27 | 40.6 | 41.6 | 38 | 27.4 | 31.2 | 40 | 38.8 | 40.4 | 26 | 29 | 32 | 25.2 | 29.3 | 38.6 | 40.4 | 35.6 | 32.9 | 23.4 | 44.1 | 33.4 | 39.2 | 31.2 | 40.2 | 24.5 | 36.9 | 29.6 | 42.6 | 41.5 | 29 | 30.6 | 36.4 | 34 | 19.4 | 33.4 | 29 | 31.9 | 33.4 | 40.1 | 32.6 | 32 | 0
3786 | 37.4 | 40.4 | 29.8 | 34.9 | 35.4 | 22.3 | 26.5 | 36 | 32.8 | 35.1 | 41.5 | 27.8 | 38.4 | 30.2 | 30.5 | 33.3 | 25.3 | 32.4 | 26.5 | 38.7 | 39.3 | 38.2 | 26.4 | 30.3 | 39.5 | 38.9 | 41.6 | 24.6 | 28 | 31.4 | 25.1 | 29 | 37.8 | 39.8 | 34.4 | 31.9 | 22.9 | 42.1 | 32.1 | 39 | 30.5 | 37.7 | 24 | 35.5 | 29.5 | 40.7 | 40.6 | 30.1 | 30.2 | 35.2 | 31.7 | 19.1 | 32.8 | 29 | 31.4 | 32.6 | 39.7 | 31.7 | 31.5 | 0
3787 | 35 | 37.7 | 30.7 | 34.6 | 34 | 23.2 | 26 | 35.8 | 32.5 | 33 | 40.2 | 28.1 | 37.8 | 29.1 | 30 | 31.9 | 24.8 | 31.6 | 26.3 | 36.3 | 37.6 | 36.7 | 25.6 | 29.3 | 38.7 | 38.4 | 41.5 | 24.1 | 27.3 | 30.7 | 24.4 | 28.3 | 36.7 | 38.7 | 33.9 | 30.9 | 22.8 | 40.7 | 31 | 37.8 | 29.6 | 35.1 | 23.7 | 34 | 29 | 38.4 | 39.5 | 30.4 | 30.3 | 34 | 29.4 | 18.2 | 32.1 | 28.8 | 29 | 31.5 | 35.5 | 31 | 30.8 | 0
3788 | 34.8 | 33.6 | 30.2 | 35.4 | 33 | 23.2 | 22 | 34.4 | 31.7 | 31.1 | 38.7 | 28.2 | 37 | 29.3 | 29.4 | 30.1 | 24.4 | 30.5 | 26.2 | 34 | 35.1 | 34.7 | 25 | 29.2 | 37.8 | 37 | 41.3 | 25.4 | 26.2 | 30.4 | 24 | 28.3 | 35.9 | 37.6 | 32.6 | 30.3 | 24 | 39.2 | 30.3 | 36.2 | 29.3 | 33 | 23.5 | 32.6 | 28.5 | 36.2 | 38.6 | 28.4 | 29.6 | 33.4 | 27 | 17.4 | 31.2 | 28.5 | 29.3 | 30.4 | 33.3 | 30.2 | 30.2 | 0
3789 | 33.8 | 31.7 | 29.4 | 34.4 | 32 | 23.3 | 19.7 | 33.7 | 31.3 | 30 | 36.6 | 28 | 36.4 | 29 | 27.3 | 29 | 24.8 | 29.1 | 26.3 | 32.4 | 34.1 | 34.3 | 24.7 | 28.5 | 36.8 | 36.4 | 40.2 | 26 | 26 | 29.9 | 23.2 | 28.3 | 35.2 | 36.5 | 32 | 30.3 | 24 | 38.6 | 30 | 35.4 | 29.2 | 32.1 | 23.6 | 31.5 | 28 | 34.5 | 37.2 | 27.2 | 29.4 | 32 | 26 | 16.6 | 30.5 | 28.3 | 28.9 | 29.3 | 31.6 | 30.3 | 29.4 | 0
3790 | 33.5 | 31.7 | 29.4 | 33.8 | 31.5 | 23.8 | 19.8 | 32.6 | 31.1 | 29.4 | 34.9 | 27.9 | 35.6 | 29 | 27 | 28 | 24.8 | 28.5 | 26.4 | 31.3 | 33.1 | 33.4 | 24.4 | 28.7 | 35.8 | 35.8 | 39.3 | 27.1 | 25.4 | 29.8 | 23.2 | 28.3 | 34.5 | 35.9 | 31.6 | 30.2 | 24.5 | 37.5 | 29.7 | 35 | 29 | 31.8 | 23.5 | 30.7 | 28 | 33.3 | 36 | 25.9 | 28.6 | 31.4 | 25.2 | 16.4 | 29.9 | 28 | 28.8 | 28.3 | 30.4 | 30.7 | 29 | 0
3791 | 33 | 29.6 | 29.1 | 31.8 | 31 | 23.8 | 20.1 | 31.2 | 31 | 29.1 | 33.5 | 28.2 | 35 | 28.8 | 26.2 | 28 | 25 | 28.2 | 26.4 | 30.6 | 32.3 | 33 | 24 | 28.6 | 35.4 | 34.5 | 38.6 | 27.1 | 25.2 | 29.4 | 23.4 | 28.2 | 34.1 | 35.4 | 31.2 | 29.9 | 24 | 36.8 | 29.3 | 33.3 | 28.8 | 32 | 23.4 | 30 | 27.8 | 32.6 | 34.6 | 26.6 | 28.6 | 30.6 | 24.8 | 16.4 | 29.6 | 28 | 28.4 | 27.6 | 29.5 | 31.2 | 28.6 | 0
3792 | 32.4 | 28.6 | 28.2 | 31.2 | 30.4 | 23.4 | 20.1 | 31.2 | 31 | 28.8 | 32.9 | 28.8 | 34.1 | 28.5 | 25 | 26.8 | 24.4 | 27.3 | 26.3 | 29.6 | 31.1 | 31.7 | 23.4 | 29.6 | 34.9 | 32.5 | 37.9 | 27.9 | 24 | 29.3 | 24.4 | 28 | 33.7 | 35.3 | 30.6 | 29.8 | 24.8 | 36.4 | 29 | 33.6 | 28.8 | 31.7 | 23 | 29.5 | 27.2 | 31.9 | 33.9 | 27.2 | 28.4 | 29.9 | 23.4 | 17 | 29.5 | 27.8 | 28.3 | 27.2 | 28.9 | 29.7 | 28.8 | 0
3793 | 32.1 | 27.6 | 27.4 | 29.7 | 30.1 | 23.3 | 20 | 29.2 | 31 | 28.6 | 32.4 | 29.5 | 33.1 | 28.4 | 24.7 | 26.1 | 24.1 | 27.2 | 26.3 | 28.2 | 31.1 | 31.6 | 22.8 | 29.9 | 34.5 | 31.5 | 37.2 | 28 | 22.9 | 28.6 | 25.3 | 29 | 33.1 | 34.9 | 30.6 | 29.5 | 25 | 36 | 28.9 | 33.1 | 28.6 | 31 | 22.6 | 29 | 27 | 31.1 | 33.2 | 28.9 | 29.6 | 29 | 21.7 | 17.3 | 29.4 | 27.5 | 27.9 | 26.8 | 28.5 | 29.6 | 28.8 | 0
3794 | 31.7 | 26.6 | 27.2 | 29.4 | 29.6 | 23.1 | 19.9 | 28.2 | 30.2 | 28.5 | 32 | 29.8 | 31.8 | 28.2 | 24 | 26.1 | 23.6 | 26.6 | 26.2 | 26.4 | 31.1 | 31 | 22.2 | 30.4 | 34 | 30.6 | 36.4 | 28.8 | 21.4 | 28 | 26 | 28.5 | 33.1 | 34.4 | 30.3 | 29.4 | 26 | 35.3 | 28.7 | 31.9 | 28.3 | 29.6 | 22.3 | 29 | 27 | 30.2 | 33 | 29.2 | 30.6 | 28.5 | 19.4 | 17.6 | 29.4 | 27.2 | 27.4 | 26.6 | 28.1 | 29.5 | 29 | 0
3795 | 31.3 | 27.1 | 26.2 | 27.8 | 29 | 22.8 | 19.9 | 27.4 | 30 | 28.5 | 30.9 | 29.6 | 30.6 | 28 | 23.9 | 25.5 | 23.9 | 26.2 | 26.3 | 25 | 30.6 | 30.3 | 21.9 | 29.3 | 33.2 | 30.4 | 35.6 | 28.7 | 20.9 | 26.9 | 25.8 | 27.5 | 32.3 | 33.5 | 30 | 29.3 | 25.7 | 34.2 | 28.7 | 30.8 | 28.1 | 28.4 | 22.3 | 28.8 | 26.5 | 29.5 | 32.5 | 29.6 | 32.1 | 28.3 | 18.2 | 17.4 | 29.3 | 27.2 | 27 | 26.3 | 27.8 | 29.3 | 28.7 | 0
3796 | 30.9 | 27.1 | 25.7 | 27.6 | 28.5 | 22.7 | 20 | 27.2 | 29.9 | 28.5 | 29.6 | 29 | 29.3 | 28 | 23.9 | 25.2 | 23.9 | 25.7 | 26.3 | 24.5 | 30.6 | 29.7 | 21.9 | 28.5 | 32.4 | 30.1 | 34.7 | 29.3 | 20.4 | 26.5 | 25.6 | 27 | 31.6 | 32.8 | 29 | 29.3 | 26.1 | 33.5 | 28.7 | 31 | 27.8 | 27.5 | 22.5 | 28.5 | 26.5 | 29.4 | 32.4 | 28.5 | 31.8 | 28.1 | 17.8 | 17.4 | 29.2 | 27 | 26.9 | 26.3 | 27.4 | 29.1 | 28.6 | 0
3797 | 30.6 | 27 | 25.2 | 30 | 28 | 22.6 | 20 | 27.2 | 29.8 | 28.5 | 27.2 | 27.6 | 29.6 | 27.8 | 23.8 | 24.6 | 24.4 | 25.4 | 25.4 | 27.2 | 30 | 28.7 | 23.2 | 24.4 | 32.5 | 29.5 | 33.8 | 26.4 | 23.2 | 28 | 22.8 | 27.5 | 31.1 | 31 | 28.6 | 28 | 23 | 32.9 | 28.7 | 30.8 | 27.7 | 28.4 | 23 | 28.5 | 26 | 30.6 | 33 | 25 | 26.2 | 27.9 | 22.8 | 17.4 | 29 | 26.5 | 26.5 | 27.4 | 26.9 | 28.8 | 27.6 | 0
3798 | 30.4 | 26.6 | 24.4 | 29.7 | 27.6 | 22.6 | 20 | 27.2 | 29.8 | 28.3 | 27 | 27.4 | 29.2 | 27.6 | 23.7 | 24.1 | 26.1 | 25.2 | 26.6 | 30 | 29.5 | 28.2 | 24.9 | 25.5 | 32.2 | 29.5 | 32.9 | 26.8 | 24.6 | 28.4 | 22.3 | 28.5 | 30.5 | 30.4 | 28.7 | 27.8 | 22.8 | 32.5 | 28.6 | 30.2 | 27.5 | 28.9 | 22.6 | 28.5 | 26 | 32.4 | 33.2 | 25.3 | 25.3 | 27.5 | 23.5 | 18.7 | 29.3 | 26.5 | 26.4 | 27.9 | 26.9 | 28.7 | 28.5 | 0
3799 | 30.4 | 26.6 | 24.6 | 32.3 | 28 | 22.8 | 20 | 27.4 | 30 | 28.3 | 28 | 27 | 30 | 28.1 | 23.7 | 25.5 | 27.9 | 25.2 | 28.3 | 33.1 | 30.1 | 28.7 | 25.8 | 26.4 | 32.5 | 29.5 | 32.5 | 26.9 | 25.9 | 29.3 | 22.5 | 29 | 30.1 | 30.8 | 29.2 | 28.3 | 23.2 | 33.9 | 29.2 | 30.7 | 27.6 | 30.6 | 22.6 | 28.5 | 26 | 34.9 | 34.3 | 26.3 | 25.1 | 27.7 | 26.6 | 19.9 | 29.9 | 26.3 | 26.4 | 28.7 | 28.2 | 29.6 | 30 | 0
3800 | 30.8 | 27.1 | 26.7 | 33.8 | 28.9 | 23.8 | 20.8 | 28.5 | 30.8 | 29.3 | 29.6 | 26.4 | 30 | 30 | 24 | 28.3 | 29.6 | 26.2 | 30 | 36.6 | 31.5 | 29.9 | 26.4 | 29.2 | 33.1 | 29.5 | 32.5 | 27.6 | 27.5 | 30.8 | 23.2 | 29.7 | 30.7 | 32.2 | 30.5 | 29.3 | 24 | 34.6 | 30.7 | 32.2 | 28.3 | 32.8 | 22.6 | 29.7 | 26 | 37.1 | 35.4 | 27.4 | 25 | 28.6 | 28.4 | 20.4 | 30.4 | 26.4 | 26.9 | 29.8 | 30.9 | 30.4 | 31.6 | 0
3801 | 33 | 28 | 29.5 | 37.9 | 31 | 25.6 | 22.5 | 29.5 | 32.4 | 30.8 | 31.8 | 25.6 | 31.5 | 31.7 | 25.1 | 30.4 | 30.3 | 29.5 | 31.3 | 38.7 | 34.6 | 32.8 | 25.6 | 30.8 | 34.9 | 30.4 | 32.9 | 28.1 | 28.3 | 32.2 | 24.9 | 30.5 | 32.4 | 34.2 | 32.8 | 29.3 | 25.7 | 34.4 | 32.5 | 33.7 | 27.2 | 35.6 | 23.3 | 31.4 | 29.1 | 39.3 | 37.3 | 29.1 | 25.7 | 30 | 32 | 20.4 | 30.9 | 27 | 28.4 | 30.9 | 33.9 | 30.8 | 33.2 | 0
3802 | 34.6 | 31.5 | 30.5 | 39.2 | 32.9 | 27.6 | 23 | 32.1 | 34.4 | 31.9 | 33.8 | 25 | 32.2 | 32.6 | 25.5 | 31.4 | 30.6 | 31.6 | 32 | 40.3 | 36.9 | 34.8 | 25.1 | 33.7 | 35 | 31.7 | 33.9 | 29.4 | 29.2 | 33.4 | 26.5 | 32 | 33.4 | 36.2 | 33.8 | 30.3 | 27.6 | 37.2 | 33.9 | 36.3 | 29 | 38.2 | 24 | 33 | 29.5 | 40.8 | 39 | 30.6 | 26.2 | 31 | 32.7 | 19.7 | 31.1 | 28.3 | 30.8 | 32.1 | 35.7 | 31 | 34.1 | 0
3803 | 35.7 | 35.5 | 31.8 | 41 | 34.3 | 29.1 | 24 | 33.9 | 36.8 | 34.1 | 35.4 | 24.6 | 34 | 33.7 | 26.5 | 32.5 | 30.6 | 32.6 | 32 | 40.8 | 37.5 | 36.1 | 24.6 | 35 | 36.4 | 33.2 | 35.1 | 30.6 | 29.8 | 34 | 28 | 32 | 34.9 | 37.6 | 35.8 | 30.7 | 29.4 | 39.5 | 35.1 | 37.1 | 30.2 | 40.4 | 24.8 | 35 | 29.9 | 42.2 | 41 | 32.2 | 26.6 | 32.5 | 33.6 | 19.2 | 31.4 | 29.5 | 31.9 | 32.8 | 38.9 | 31.2 | 34.4 | 0
3804 | 37.2 | 36 | 33.5 | 39.3 | 35.4 | 30.6 | 24.3 | 35.7 | 37.3 | 35 | 36.3 | 24.7 | 34.8 | 33.9 | 28.4 | 33.6 | 31.1 | 33.5 | 31.6 | 41.7 | 39.2 | 37.5 | 25.7 | 37.1 | 38.9 | 35 | 36.3 | 32.2 | 31 | 34.4 | 28.4 | 31.6 | 35.9 | 38.3 | 37.3 | 32.5 | 30.2 | 40.3 | 36.5 | 39.1 | 30.6 | 41.7 | 25 | 37 | 30.1 | 43 | 42.2 | 33.2 | 26.2 | 34 | 31.4 | 18.9 | 31.5 | 30.3 | 32.9 | 33.2 | 40.3 | 31.6 | 34 | 0
3805 | 37.8 | 37 | 34.5 | 39.6 | 36.3 | 31.6 | 25.3 | 36.5 | 37.9 | 37.1 | 37.3 | 25 | 36.8 | 35.1 | 29 | 34.6 | 31.9 | 34 | 31 | 42.2 | 40 | 37.6 | 27.2 | 36.7 | 39.3 | 36.2 | 37.3 | 32.7 | 32.2 | 34.3 | 28.5 | 30.7 | 35.6 | 38.7 | 38.3 | 32.8 | 30.3 | 41.3 | 36.5 | 39.4 | 30.8 | 42.4 | 25.1 | 38.2 | 30.3 | 44 | 43.4 | 34.2 | 25.7 | 35 | 31.2 | 19.4 | 31.8 | 30.3 | 33.9 | 32.9 | 39.5 | 31.9 | 33.3 | 0
3806 | 38 | 38 | 35 | 39 | 36.9 | 30.8 | 25.6 | 36.7 | 37.8 | 37.1 | 38.2 | 25.6 | 37.8 | 35.4 | 29.9 | 35.5 | 33 | 34.4 | 30.4 | 43.2 | 40.4 | 38.6 | 29.2 | 36 | 40.5 | 37.2 | 38.3 | 32.6 | 33.4 | 34.2 | 27.9 | 29.6 | 35.8 | 39 | 38.5 | 32.9 | 29.4 | 41.8 | 35.6 | 39.6 | 30.6 | 42.4 | 24.7 | 39 | 30.4 | 44.5 | 44 | 34.6 | 25 | 35.7 | 30.8 | 20.2 | 32 | 30.9 | 33.9 | 32.4 | 39.7 | 32.4 | 32.4 | 0
3807 | 38 | 40 | 35.5 | 41.8 | 37.4 | 30 | 26.2 | 38.2 | 36.9 | 37.6 | 39.5 | 26 | 39.6 | 35.8 | 30.2 | 35.9 | 33.4 | 34.6 | 29.8 | 43.2 | 40.6 | 38.1 | 30 | 32.8 | 40.5 | 38.2 | 39.1 | 30.9 | 33.6 | 33.8 | 27.8 | 29.7 | 37.5 | 39.5 | 38.3 | 33.1 | 28.4 | 42 | 34.7 | 39.7 | 31.2 | 42.1 | 24.5 | 39.2 | 30.6 | 44.9 | 44.7 | 35.1 | 24.9 | 36.4 | 33.9 | 21.2 | 32.3 | 30.9 | 34.4 | 31.5 | 40.2 | 32.3 | 31.7 | 0
3808 | 37.6 | 39.5 | 36.2 | 42.5 | 37.4 | 30.6 | 26.3 | 38.2 | 36 | 37.3 | 40.5 | 26.4 | 39.4 | 35.6 | 31 | 36 | 32.9 | 34.6 | 29.2 | 43.2 | 41 | 37.7 | 30.2 | 30.7 | 40.6 | 38.2 | 39.8 | 29.1 | 33.3 | 33.5 | 27.6 | 28.8 | 38.1 | 40.1 | 38.3 | 32.6 | 27.3 | 42.1 | 34.3 | 39.8 | 30.4 | 41.2 | 24.1 | 39 | 30.5 | 44.3 | 44.6 | 34.7 | 24.8 | 36.5 | 35.5 | 21.6 | 32.3 | 31.6 | 34.8 | 30.6 | 40 | 32.1 | 30.8 | 0
3809 | 37.1 | 39 | 35.8 | 43.4 | 36.9 | 30.8 | 25.6 | 38.8 | 34.3 | 37.3 | 41 | 26.4 | 38.8 | 33.4 | 31 | 35.7 | 31 | 34.6 | 28.6 | 42 | 40.7 | 36.7 | 29 | 28.4 | 40.5 | 38.2 | 40.4 | 27 | 32 | 32.8 | 27.8 | 28.4 | 38.9 | 40.4 | 37.8 | 32.1 | 26.8 | 41.7 | 33.3 | 40 | 30.6 | 40 | 24 | 38 | 29.9 | 43.2 | 44.2 | 34 | 25.2 | 36.2 | 37.4 | 21.4 | 32 | 30.3 | 34.4 | 29.8 | 39.5 | 31.9 | 29.8 | 0
3810 | 35.1 | 38.5 | 35 | 39.7 | 35.9 | 29.6 | 24.5 | 37.5 | 32.3 | 37.1 | 40.4 | 26.4 | 36.1 | 31.6 | 30.5 | 34.6 | 28.6 | 33.6 | 28 | 40.9 | 40.1 | 34.6 | 28.1 | 29 | 40.8 | 38.7 | 40.7 | 26.2 | 30.6 | 32.1 | 27.4 | 28.2 | 38.3 | 39.9 | 36.6 | 31.8 | 26.5 | 40.8 | 31.6 | 38.3 | 30.2 | 38.2 | 23.7 | 35.7 | 29.9 | 41.1 | 42.8 | 32.3 | 25.2 | 34.7 | 35 | 20.4 | 31.3 | 29.3 | 33.4 | 29.3 | 38.2 | 31.2 | 28.5 | 0
3811 | 34.4 | 36.5 | 33.8 | 36.5 | 34.6 | 27.7 | 22.5 | 37.4 | 31.4 | 35.9 | 39 | 26.1 | 34.3 | 30.4 | 29.9 | 32.8 | 25.9 | 32.6 | 27.4 | 39 | 38.8 | 27.5 | 26.8 | 29.3 | 39.3 | 38.2 | 40.6 | 25.7 | 29 | 31 | 27 | 28.4 | 36.9 | 38.6 | 35.2 | 31 | 26.7 | 39.7 | 31 | 36.7 | 30.6 | 36.5 | 23.8 | 34.1 | 29 | 39.3 | 41.6 | 30.7 | 25.3 | 33.2 | 32.4 | 19.4 | 30.6 | 25.3 | 32.4 | 28.8 | 35.6 | 30.8 | 27.5 | 0
3812 | 33 | 34.5 | 32.5 | 32 | 33.4 | 26.7 | 22 | 35.2 | 31 | 34.1 | 37 | 26 | 32.6 | 30 | 29 | 30 | 24 | 31.5 | 27 | 37.4 | 37.7 | 25 | 26.4 | 30.8 | 37.7 | 37.8 | 40 | 26.2 | 28 | 30 | 26 | 27.7 | 30.3 | 36.7 | 34.1 | 30.5 | 26.6 | 38.1 | 30.7 | 35.9 | 29.2 | 34.8 | 23.6 | 32.6 | 28.4 | 37.6 | 40 | 29 | 25 | 32.5 | 28 | 18.4 | 30 | 25.3 | 30.2 | 28.4 | 33.4 | 30.4 | 26.6 | 0
3813 | 32.5 | 32.6 | 30.7 | 31.8 | 32.8 | 25.8 | 21.4 | 34.9 | 30.9 | 33.1 | 35.3 | 25.9 | 33.5 | 29.9 | 28.1 | 28.4 | 23 | 30.5 | 26.7 | 35.2 | 36.8 | 25.1 | 25.8 | 30.2 | 36.5 | 37.3 | 39.3 | 26.2 | 27 | 29.1 | 25.3 | 27.6 | 30.4 | 34.8 | 33.3 | 30.5 | 26.6 | 36.1 | 30.4 | 34.1 | 29.1 | 33.8 | 23.7 | 31.5 | 28.4 | 36.9 | 39.2 | 28.2 | 25.1 | 31.7 | 26.7 | 18.1 | 29.8 | 25.4 | 28.9 | 28 | 32.2 | 30.2 | 26.5 | 0
3814 | 32.5 | 31 | 29.3 | 31.5 | 32.4 | 25.1 | 21 | 32.4 | 30.8 | 31.9 | 33.8 | 26 | 34.3 | 29.9 | 27.4 | 27.4 | 23.3 | 29.8 | 26.7 | 33.7 | 36 | 26.1 | 25.8 | 30 | 35.2 | 36.8 | 38.7 | 26.4 | 26.7 | 28.8 | 24.4 | 27.6 | 28.8 | 33.4 | 32.9 | 30.4 | 25.9 | 35.6 | 30.1 | 32.9 | 29 | 33 | 23.5 | 30.9 | 28.3 | 36.2 | 38.2 | 27.5 | 25.2 | 31 | 25.2 | 18 | 29.8 | 25.5 | 28.9 | 27.7 | 31 | 30.3 | 26.7 | 0
3815 | 32 | 29.5 | 28.5 | 34 | 31.9 | 24.7 | 20.8 | 30.4 | 30.5 | 31.1 | 33 | 26.2 | 35.8 | 29.8 | 26.2 | 26.8 | 24 | 29.4 | 26.6 | 32 | 33.8 | 25.6 | 25.2 | 28.4 | 34 | 36.1 | 38 | 26 | 26.2 | 28.8 | 24 | 29 | 27.5 | 33 | 32.1 | 30 | 25.2 | 34.8 | 29.9 | 32.1 | 28.9 | 32.6 | 23.5 | 30.1 | 28.1 | 35.6 | 37.6 | 27.4 | 25.8 | 30.5 | 26 | 18 | 30 | 25.6 | 28.5 | 27.4 | 30.4 | 30.3 | 27.4 | 0
3816 | 31.3 | 28.1 | 27.5 | 33.5 | 31.3 | 24.1 | 20.6 | 26.7 | 30.3 | 30.7 | 32.3 | 26.6 | 35 | 29.9 | 25 | 26.4 | 24.8 | 28.6 | 26.5 | 31 | 33 | 25.7 | 24.8 | 28.5 | 32.8 | 35.1 | 37.3 | 26.1 | 25.9 | 29.3 | 23.4 | 28.6 | 27.5 | 33.2 | 31.8 | 29.9 | 24.1 | 35.5 | 29.2 | 31.6 | 28.9 | 32 | 23.2 | 29.7 | 27.6 | 34.1 | 36.3 | 26.9 | 26.2 | 29.5 | 24.6 | 17.6 | 29.9 | 26.1 | 28.4 | 27.4 | 30 | 29.6 | 27.9 | 0
3817 | 31.2 | 27.1 | 27 | 33.6 | 30.4 | 23.8 | 20.5 | 26.7 | 30.4 | 30.3 | 31.7 | 27 | 34.1 | 29.4 | 24.5 | 25.5 | 24.9 | 28.5 | 26.1 | 29.4 | 32.5 | 25.6 | 23.7 | 27.6 | 32 | 34.7 | 36.8 | 25.9 | 25 | 29.6 | 23.4 | 27.9 | 27.5 | 33.7 | 31.5 | 29.5 | 23.5 | 35.2 | 29.1 | 30.6 | 28.6 | 31.3 | 23.2 | 29.5 | 27.6 | 32.5 | 35.2 | 26.4 | 26.8 | 29 | 24.2 | 17 | 29.7 | 26.1 | 28.4 | 27.3 | 30 | 29.6 | 28.1 | 0
3818 | 29.9 | 26.5 | 26.5 | 31 | 29.5 | 23.5 | 20.3 | 26.7 | 30.2 | 30 | 30.6 | 27.4 | 31.6 | 29.4 | 23 | 25 | 24.6 | 28 | 25.6 | 28.2 | 31.9 | 25.5 | 23 | 27.8 | 31.7 | 34.3 | 36.3 | 26.3 | 24.2 | 29.6 | 23.2 | 28 | 27.3 | 33.8 | 31.3 | 29.5 | 23 | 35 | 29 | 30.1 | 28.6 | 30.2 | 23 | 29 | 27.5 | 30.5 | 33.8 | 25.6 | 27 | 28.5 | 21.8 | 16.2 | 29.2 | 26.1 | 27.9 | 27.4 | 29.4 | 29.5 | 27.8 | 0
3819 | 29.9 | 26.5 | 25.5 | 30.7 | 29.3 | 23.4 | 20.2 | 26.5 | 30.2 | 29.6 | 29.4 | 27.6 | 30.6 | 28.7 | 19.5 | 24 | 23.9 | 27.6 | 25 | 26.6 | 31.5 | 25.2 | 22.1 | 26.2 | 31 | 33.2 | 35.8 | 26.2 | 23.1 | 29 | 23.4 | 28 | 26.4 | 33.3 | 31.2 | 29.4 | 23 | 34.9 | 28.8 | 29.5 | 28.2 | 29.3 | 23.2 | 29 | 26.9 | 29.5 | 33.2 | 25.2 | 27.2 | 28 | 21.8 | 16 | 28.9 | 26.1 | 27.5 | 27.3 | 28.8 | 29.3 | 27.5 | 0
3820 | 29.7 | 26 | 24.3 | 28.9 | 28.7 | 22.9 | 20.2 | 25.9 | 30.1 | 29.4 | 28 | 27.7 | 29.3 | 28 | 20.2 | 23.6 | 23.8 | 27.5 | 24.9 | 26.5 | 31.2 | 24.4 | 22.5 | 25.7 | 30.7 | 32.5 | 35.2 | 26.5 | 22.9 | 28.4 | 23 | 28.1 | 26 | 32.1 | 30.9 | 29.3 | 22.9 | 33.8 | 28.6 | 28.6 | 28 | 28.5 | 23 | 28.8 | 26.6 | 29.3 | 32.7 | 24.8 | 26.7 | 27.5 | 21 | 16.3 | 28.8 | 26.1 | 27.4 | 27.3 | 28.2 | 29.1 | 27.2 | 0
3821 | 28.8 | 26 | 24.2 | 33.4 | 28.4 | 22.9 | 20.2 | 25.9 | 29.9 | 29.2 | 27 | 25.4 | 30.2 | 27.9 | 20.5 | 23.7 | 25 | 27.4 | 25.8 | 28.4 | 31.2 | 24.3 | 22.4 | 25.8 | 30.3 | 31.8 | 34.3 | 26.6 | 23.6 | 28 | 25 | 28 | 25.9 | 32 | 30.8 | 29 | 23.4 | 33.1 | 28.6 | 28.6 | 27.7 | 29.4 | 22 | 28.6 | 26.4 | 31 | 33 | 25.8 | 25.4 | 27.5 | 21.4 | 17.6 | 28.6 | 26.1 | 27.5 | 27.4 | 28.4 | 28.9 | 26.4 | 0
3822 | 26.3 | 26.5 | 24.4 | 33.1 | 27.9 | 23.1 | 20.3 | 25.9 | 29.9 | 29.1 | 27.3 | 25.2 | 29.9 | 27.7 | 21 | 23.6 | 25.5 | 27.4 | 25.8 | 30 | 31.2 | 24.1 | 23.4 | 26.4 | 30.3 | 31.7 | 33.4 | 27.9 | 24.3 | 28.9 | 26.3 | 27.3 | 25.9 | 30.5 | 30.6 | 28.6 | 23.3 | 32.5 | 28.2 | 28.9 | 27.5 | 29.8 | 22.2 | 28.5 | 25.7 | 32.4 | 33.2 | 26.8 | 25.5 | 27.3 | 24.1 | 19 | 29 | 26.1 | 27.4 | 28.1 | 28.4 | 29.1 | 27.7 | 0
3823 | 26.1 | 28.5 | 25.6 | 33.5 | 28.4 | 23.4 | 20.3 | 26.5 | 30.2 | 29.1 | 28.2 | 25.2 | 29.8 | 29.4 | 21.3 | 24.2 | 26.3 | 27.7 | 26.1 | 32.5 | 31.2 | 24.1 | 24.5 | 26.3 | 30.5 | 26.6 | 32.9 | 28.4 | 25 | 30 | 27.6 | 28.5 | 26 | 31.6 | 30.7 | 28.8 | 23.5 | 33.3 | 29 | 29.1 | 27.4 | 30.7 | 22.3 | 28.6 | 25.7 | 34.5 | 34 | 27.7 | 26 | 27.5 | 27.4 | 20.7 | 29.8 | 25.3 | 27.4 | 28.4 | 29 | 29.8 | 29.2 | 0
3824 | 26 | 30.5 | 27 | 34.8 | 29.7 | 24 | 21.1 | 29.4 | 31.4 | 29.6 | 29.4 | 25.4 | 30.4 | 30.4 | 22 | 27.3 | 27 | 29.5 | 26.6 | 35.4 | 31.5 | 24.6 | 26 | 27.6 | 31 | 25.2 | 32.8 | 29.4 | 27 | 31 | 28.7 | 29.7 | 27.1 | 32.8 | 31.4 | 30 | 24 | 35.6 | 30.7 | 31.8 | 28 | 32 | 22.4 | 29.1 | 26.2 | 36.7 | 35.3 | 29.4 | 26.4 | 28.5 | 30.4 | 22 | 30.4 | 25.4 | 27.9 | 29.4 | 32.1 | 30.6 | 30.8 | 0
3825 | 25.5 | 30.8 | 30.3 | 36.8 | 31.9 | 25.4 | 23.7 | 32.3 | 33.9 | 30.5 | 31.2 | 26.3 | 31.2 | 32.5 | 24.3 | 30 | 28 | 31.6 | 27.3 | 38.1 | 33 | 27 | 27.1 | 28.4 | 33.5 | 25.9 | 33.2 | 29.2 | 27.9 | 31.9 | 29.4 | 30.7 | 28.6 | 36.2 | 30 | 31.2 | 24.6 | 37.2 | 32.8 | 34.3 | 30.9 | 33.7 | 22 | 31.1 | 29.6 | 38.8 | 36.5 | 30.3 | 27.1 | 29.8 | 32.5 | 22.3 | 30.9 | 27 | 29 | 29.6 | 35.8 | 31.3 | 31.5 | 0
3826 | 25.8 | 32.7 | 31.2 | 39.3 | 33.6 | 26.9 | 24.3 | 33.4 | 34.9 | 32.4 | 33 | 27.6 | 32.5 | 33.7 | 25 | 30.8 | 28.9 | 32.6 | 27.9 | 40.1 | 34.8 | 29 | 28.2 | 30.9 | 35.1 | 28.9 | 34.2 | 29.9 | 29.5 | 32.6 | 30 | 32 | 31.1 | 37.1 | 29.8 | 32.4 | 25.2 | 38.3 | 34.4 | 35.1 | 32 | 35.4 | 21.7 | 32.6 | 29.8 | 40.3 | 37.7 | 31.8 | 27.5 | 31 | 33.8 | 21.8 | 31 | 27.8 | 31 | 30.4 | 38 | 31.6 | 31.8 | 0
3827 | 25.4 | 35.7 | 33.2 | 41.6 | 34.9 | 28.6 | 25.1 | 35.4 | 35.9 | 34 | 35 | 29.4 | 34 | 34.6 | 25.6 | 31.5 | 29.8 | 33 | 28.4 | 41.4 | 36.6 | 30.7 | 29 | 33 | 36.7 | 33.3 | 35.4 | 30.4 | 30.1 | 33.4 | 30.4 | 32.7 | 32.8 | 37 | 29.7 | 33 | 25.4 | 39.9 | 35.2 | 37 | 32.5 | 37 | 21.4 | 34.6 | 30.6 | 41.6 | 38.6 | 32.8 | 28 | 32.4 | 34.6 | 20.8 | 31 | 29 | 32 | 30.8 | 39.5 | 32 | 31.4 | 0
3828 | 25.3 | 37.4 | 34.4 | 43.5 | 36.3 | 28.9 | 25.8 | 36.3 | 37.2 | 36.5 | 36.7 | 31 | 35.8 | 35.3 | 27.3 | 32.9 | 30.3 | 33.6 | 28.5 | 42.1 | 37.1 | 32.5 | 29.8 | 36 | 38.1 | 35.8 | 36.7 | 32.2 | 31.7 | 34.2 | 30.8 | 33.7 | 33.7 | 33.1 | 31 | 33.1 | 25.3 | 40.3 | 35.4 | 39.3 | 32.9 | 38.3 | 21.6 | 36.1 | 31.3 | 42.5 | 39.7 | 34.7 | 28.1 | 33.5 | 35.6 | 20.1 | 31 | 29.9 | 33.5 | 32 | 41.1 | 32.8 | 31.3 | 0
3829 | 27.3 | 38.8 | 35 | 44.6 | 36.9 | 29 | 26.6 | 37.3 | 37.5 | 37.5 | 38.1 | 32.3 | 37.2 | 36 | 28.5 | 33.7 | 30.8 | 35 | 28.5 | 42.6 | 38.1 | 34.2 | 30.2 | 36.6 | 39.2 | 36.4 | 37.7 | 33.1 | 32.1 | 35.1 | 31.1 | 34.1 | 34.4 | 30 | 31.4 | 33 | 24.8 | 42.1 | 35.2 | 40.1 | 32.9 | 39.2 | 22 | 37.1 | 31.1 | 43.5 | 40.9 | 35.5 | 28.4 | 34.3 | 36.7 | 20 | 31.4 | 30.5 | 33.8 | 32.4 | 41.9 | 33 | 31.3 | 0
3830 | 28.8 | 39.3 | 35.2 | 45 | 37.8 | 28.5 | 26.4 | 38 | 37.8 | 38.3 | 39 | 32.8 | 38.4 | 36.7 | 29.1 | 33.8 | 30.8 | 35 | 28.4 | 43 | 37.6 | 35 | 30.4 | 36 | 40.6 | 37.2 | 38.6 | 33.8 | 33 | 35.6 | 31.2 | 34.7 | 35.3 | 27 | 33 | 33.3 | 24.4 | 41.7 | 35 | 40.9 | 32.8 | 39.6 | 22.6 | 38.1 | 31 | 44.2 | 42.2 | 36.2 | 28.6 | 33.8 | 38 | 20.8 | 32 | 27.5 | 34.5 | 33 | 42.3 | 33.2 | 31.8 | 0
3831 | 29.5 | 39.3 | 35.5 | 44.7 | 37.9 | 27.9 | 27.8 | 38.2 | 37.4 | 38.6 | 39.5 | 32.7 | 38.9 | 37 | 30.4 | 34.3 | 30.9 | 35 | 28.4 | 43.2 | 37.6 | 35.5 | 29.9 | 32.2 | 41.1 | 36.4 | 39.2 | 32.3 | 32.2 | 35.6 | 30.9 | 34.3 | 35.5 | 28.3 | 34 | 33.1 | 24.1 | 42.2 | 35.4 | 41.3 | 32.4 | 39.7 | 22.9 | 38.6 | 30.8 | 44.7 | 43.1 | 34.8 | 29 | 34.8 | 38.8 | 21.8 | 32.9 | 27.5 | 34.7 | 32.2 | 42.1 | 33 | 32.2 | 0
3832 | 28.8 | 38.8 | 34.5 | 44.2 | 37.9 | 22.5 | 27.4 | 38.3 | 36 | 38.8 | 39.4 | 31.9 | 39.1 | 33.2 | 30.7 | 34.3 | 30.4 | 35 | 28.3 | 42.9 | 36.9 | 35.5 | 29.1 | 28.5 | 41.6 | 33.8 | 39.7 | 30.6 | 31.9 | 35.1 | 30.5 | 33.6 | 36 | 30.5 | 33.9 | 33 | 24.2 | 42.4 | 34.7 | 41.6 | 32.3 | 39.3 | 23 | 38.6 | 30.7 | 44.5 | 43.4 | 32.9 | 29.2 | 33.6 | 38.9 | 22.6 | 33.4 | 27.6 | 34.5 | 31.5 | 41.8 | 32.5 | 32.4 | 0
3833 | 28.7 | 37.3 | 33.7 | 43.4 | 37.9 | 22.7 | 27 | 37.8 | 34.8 | 38.3 | 39 | 31 | 38.8 | 32.4 | 30.7 | 34.3 | 30 | 35 | 28.2 | 42 | 36.3 | 30.2 | 28 | 24.4 | 41.6 | 33.8 | 40.2 | 28 | 30.6 | 34 | 29.8 | 33 | 36.2 | 34.4 | 33.8 | 32.7 | 24.4 | 41.9 | 33.9 | 41.1 | 31.9 | 38.6 | 22.6 | 38.1 | 30.7 | 43.6 | 42.4 | 29.6 | 29.4 | 33.3 | 38 | 22.4 | 33.4 | 27.3 | 34.5 | 30 | 41.8 | 32 | 32 | 0
3834 | 28.7 | 36.9 | 32.8 | 42.6 | 37.2 | 22.9 | 26.2 | 37.2 | 32.9 | 33.9 | 38.1 | 30.1 | 38.6 | 31.5 | 30.7 | 33.4 | 29.2 | 34.8 | 27.8 | 40.4 | 35.1 | 30 | 27.2 | 23.2 | 41.1 | 36.4 | 40.5 | 27 | 30.3 | 32.7 | 29.3 | 31 | 35.5 | 35.4 | 33.8 | 31.6 | 24.6 | 41.6 | 32.7 | 40.7 | 31 | 37.6 | 22.1 | 37.1 | 30.6 | 42 | 40.5 | 27.1 | 29.1 | 32.8 | 36.7 | 21.4 | 32.6 | 26 | 33.5 | 29.4 | 41 | 31.9 | 31.3 | 0
3835 | 28.8 | 35.7 | 31.3 | 41.6 | 35.9 | 22.9 | 25.2 | 35.8 | 31.9 | 29.3 | 37.1 | 29.6 | 38.1 | 30.8 | 30.3 | 31.8 | 28.6 | 33.6 | 27.4 | 38.4 | 34 | 28.9 | 26.5 | 22.6 | 39.7 | 35.4 | 40.4 | 26.1 | 29 | 31.5 | 28.9 | 28.2 | 34.4 | 35.5 | 33.5 | 30.5 | 24.6 | 38.4 | 31.4 | 39.2 | 30.6 | 36.6 | 21.6 | 35.6 | 29.3 | 40.2 | 37.8 | 24.4 | 28.6 | 31.7 | 35.2 | 19.7 | 31.6 | 25 | 32 | 28.3 | 36.5 | 31.2 | 30 | 0
3836 | 28.5 | 33.3 | 30 | 40.4 | 34.9 | 22.9 | 23.7 | 34.8 | 31.3 | 29.1 | 36 | 29.2 | 37.6 | 30.7 | 29.3 | 30.5 | 28 | 32.2 | 26.8 | 36.4 | 33.1 | 28.7 | 26.2 | 24 | 37.7 | 33.8 | 39.6 | 26.6 | 28.2 | 30.6 | 28.6 | 28.2 | 32.3 | 32.8 | 32.5 | 30.2 | 24.4 | 37.6 | 30.9 | 36.3 | 30.4 | 35.6 | 21.4 | 33.9 | 29 | 38.5 | 35.4 | 23 | 28 | 30.6 | 34.2 | 18.2 | 30.4 | 25 | 30.7 | 27.8 | 33.4 | 30.8 | 29 | 0
3837 | 26.3 | 31.8 | 29 | 39.1 | 34 | 22.9 | 22.8 | 33.8 | 30.9 | 29.3 | 35.1 | 29.1 | 36.8 | 30.6 | 27.6 | 29.2 | 27.8 | 31.6 | 26.4 | 34.9 | 32.6 | 28.6 | 25.9 | 24.2 | 36.5 | 33.4 | 38.8 | 26.3 | 26.2 | 30.1 | 28.1 | 28.2 | 30.2 | 31.4 | 31.8 | 30 | 24 | 36.1 | 30.4 | 34.1 | 27.3 | 34.7 | 21.4 | 32.5 | 28.3 | 37.4 | 33.7 | 21.7 | 27.6 | 29.8 | 33.4 | 17.2 | 29.7 | 25.1 | 29.9 | 26.5 | 32.8 | 30.3 | 28.1 | 0
3838 | 25.7 | 30.8 | 27.7 | 37.8 | 33.4 | 23 | 22.7 | 33.5 | 30.7 | 29.5 | 34.1 | 28.7 | 36.1 | 30.6 | 26.7 | 28.2 | 27.4 | 31.2 | 26.1 | 33.9 | 31.8 | 28.4 | 25.8 | 24.9 | 35.1 | 32.6 | 37.8 | 26.8 | 25.4 | 29.9 | 27.5 | 28.2 | 30 | 29.6 | 31.5 | 29.9 | 23.6 | 33.5 | 30.4 | 32.5 | 26.8 | 33.8 | 21.9 | 31.6 | 28.3 | 36.6 | 33.2 | 21.9 | 27.2 | 29 | 32.7 | 17.1 | 29.4 | 25.2 | 29 | 26 | 32.7 | 30.3 | 27.7 | 0
3839 | 25.4 | 30.3 | 22 | 36.8 | 33.2 | 23 | 22.4 | 33.3 | 30.6 | 29.5 | 33 | 28.2 | 35.2 | 30.6 | 25.5 | 27.3 | 27 | 30.6 | 26 | 33.2 | 31.6 | 28.1 | 25.4 | 24.4 | 34.6 | 32.4 | 36.6 | 26.3 | 24.4 | 29.6 | 26.6 | 28.2 | 29.7 | 30.4 | 31 | 29.7 | 23.4 | 34.1 | 30.1 | 31.5 | 27.6 | 33 | 22.3 | 30.6 | 28.3 | 36 | 33.6 | 22.4 | 27 | 28.6 | 31.4 | 17.4 | 29.6 | 25.2 | 28.8 | 25.4 | 32.5 | 30.2 | 27.6 | 0
3840 | 25.4 | 29.8 | 21.3 | 36.2 | 32.6 | 22.8 | 21.7 | 31.1 | 30.5 | 29.8 | 31.6 | 27.3 | 34.6 | 30.3 | 24.7 | 26.6 | 26.1 | 30 | 26 | 32.4 | 31.1 | 28 | 25 | 25.1 | 34.2 | 31.8 | 35.4 | 26.7 | 25.2 | 29.1 | 25.7 | 28.2 | 29.2 | 30.6 | 30.9 | 29.3 | 23.5 | 36.5 | 29.5 | 30.8 | 27.3 | 32.1 | 22.8 | 29.9 | 27.8 | 35 | 34.5 | 24.2 | 26.5 | 28.3 | 29.2 | 17.9 | 29.7 | 25.2 | 28.4 | 26.1 | 32.3 | 30.1 | 27.7 | 0
3841 | 25.3 | 29.7 | 21 | 35.7 | 32.1 | 22.8 | 21.4 | 30.3 | 30.4 | 29.8 | 30.2 | 26.5 | 33.7 | 30 | 24.7 | 26.3 | 25.4 | 29.2 | 26 | 31.4 | 31.8 | 27.7 | 24.2 | 25.1 | 33.5 | 31.7 | 34.7 | 26.3 | 25.5 | 28.5 | 24.6 | 28.6 | 28.7 | 32.4 | 30.5 | 29.3 | 23.8 | 36.2 | 29.4 | 30.4 | 27.5 | 31.3 | 22.9 | 29.6 | 27.8 | 33.8 | 35.2 | 25.2 | 26.2 | 28 | 26.3 | 17.9 | 29.6 | 25.2 | 28 | 26.4 | 31.3 | 30 | 27.4 | 0
3842 | 25.2 | 29.3 | 20.6 | 35.4 | 31.5 | 22.7 | 20.9 | 29.4 | 30.4 | 29.9 | 28.8 | 25.8 | 33 | 29.6 | 24.6 | 25.8 | 24.6 | 29.2 | 26 | 30 | 31.9 | 27.7 | 23.4 | 26.2 | 32.6 | 31.4 | 34.5 | 26.6 | 26.2 | 27.8 | 24 | 29.7 | 28.3 | 32.6 | 29.9 | 29.3 | 24 | 34.6 | 29.4 | 30.4 | 27.4 | 30.4 | 22.8 | 29.1 | 27.8 | 32.2 | 35.2 | 26.4 | 25.7 | 27.6 | 23.2 | 17.6 | 29.2 | 25.2 | 27.8 | 27.4 | 30.4 | 29.9 | 27 | 0
3843 | 25.4 | 28.8 | 20.5 | 34.8 | 31 | 22.4 | 20.7 | 28.8 | 30 | 29.8 | 27.8 | 25.6 | 31.9 | 29.6 | 23.5 | 25.5 | 24.4 | 29.2 | 26 | 28.7 | 31.9 | 27.4 | 22.5 | 25.9 | 32.6 | 30.4 | 34.3 | 26 | 25.2 | 27.4 | 23.7 | 29.4 | 27.8 | 33.6 | 29.8 | 29.3 | 24 | 34.6 | 29.4 | 32 | 27.4 | 29.8 | 22.4 | 28.8 | 27.8 | 31 | 34.5 | 26.1 | 25.5 | 27.3 | 20.9 | 17.1 | 28.8 | 25.2 | 27.7 | 27.3 | 30.2 | 29.8 | 26.3 | 0
3844 | 25.4 | 28.3 | 25 | 34.1 | 30.3 | 22.3 | 20.7 | 28.3 | 30 | 29.8 | 27.1 | 25.4 | 31.1 | 30 | 23.5 | 24.8 | 24.4 | 28.8 | 25.8 | 28 | 31.1 | 27 | 22.3 | 26.4 | 32.1 | 29 | 33.8 | 26.5 | 24.7 | 27.4 | 24.1 | 29.5 | 27.3 | 32.4 | 29.5 | 29.3 | 23.7 | 34.5 | 29.3 | 32.3 | 27.3 | 29.4 | 22.1 | 28.6 | 27.8 | 30.5 | 33.6 | 26.2 | 25.3 | 26.8 | 20.2 | 17 | 28.5 | 25.2 | 27.5 | 27.7 | 29.8 | 29.7 | 26.1 | 0
3845 | 25.3 | 28.3 | 25 | 30 | 29.7 | 22.3 | 20.7 | 27.8 | 30 | 29.8 | 27.7 | 27 | 28.4 | 30.1 | 23.5 | 24.2 | 26 | 28.2 | 25.4 | 30 | 31.1 | 26.1 | 23.4 | 24.6 | 31.9 | 29.2 | 33 | 26.4 | 22.8 | 27.4 | 25 | 29.5 | 26.8 | 30.6 | 29.4 | 29.2 | 23.4 | 32.2 | 29.1 | 31.7 | 27.3 | 28.6 | 22.7 | 28.6 | 26.3 | 33.2 | 31.4 | 23 | 26.4 | 26.5 | 28.8 | 17 | 28.6 | 25.2 | 27.5 | 25.8 | 29.8 | 29.5 | 27 | 0
3846 | 25.3 | 28.3 | 25 | 29.8 | 29.4 | 22.3 | 20.8 | 27.8 | 29.8 | 29.5 | 26.1 | 26.6 | 28.4 | 30 | 22.8 | 23.9 | 26.9 | 28 | 26.6 | 31 | 29.1 | 26.5 | 24.4 | 24.8 | 30.6 | 28.1 | 32.2 | 26 | 23.4 | 28.1 | 26.4 | 28.7 | 26.5 | 30.9 | 29.4 | 29.2 | 23 | 32.2 | 28.6 | 30.8 | 27.3 | 28.9 | 22.6 | 28.3 | 26.3 | 33.6 | 32.1 | 24.4 | 26.8 | 26.3 | 28.7 | 19 | 28.6 | 25.3 | 27 | 26.9 | 30.1 | 29.7 | 27.6 | 0
3847 | 25.4 | 27.9 | 25.2 | 30.4 | 29.7 | 22.5 | 20.7 | 27.8 | 30 | 29.6 | 25.8 | 27.7 | 28.8 | 30 | 23.2 | 24.8 | 27.4 | 28.6 | 27.4 | 32.9 | 28.9 | 26.5 | 24.8 | 25.6 | 31.1 | 29.4 | 32 | 26.7 | 24.5 | 29.4 | 28.1 | 28.7 | 26.8 | 31.9 | 30 | 29.1 | 23.8 | 33 | 29.3 | 31.8 | 27.4 | 29.9 | 22.2 | 28.3 | 26.3 | 34.2 | 32.9 | 25.3 | 27.5 | 26.3 | 29.3 | 21.8 | 29.2 | 25.4 | 27 | 28.2 | 30.7 | 30.3 | 28.9 | 0
3848 | 25 | 28.8 | 26.5 | 31.8 | 31.4 | 23.5 | 20.9 | 28.8 | 34.4 | 30.3 | 25.9 | 29 | 29.8 | 30.8 | 23.3 | 28.1 | 28.4 | 30 | 28.8 | 35.4 | 28.6 | 28 | 26 | 26.2 | 32.1 | 30.4 | 32.1 | 27.4 | 25.8 | 31 | 30 | 29.5 | 28.5 | 33.4 | 31 | 28.5 | 24.8 | 34.3 | 30.9 | 33 | 27.9 | 31.4 | 21.8 | 28.7 | 26.3 | 35.2 | 34 | 27 | 28.4 | 27 | 30.6 | 23.9 | 29.6 | 24.4 | 28 | 29.2 | 31.4 | 30.8 | 30.6 | 0
3849 | 26.1 | 28.8 | 29.5 | 33.8 | 33.6 | 25.2 | 23.4 | 30.1 | 30.8 | 33 | 28.4 | 31.1 | 31 | 31.9 | 25.1 | 30.4 | 28.8 | 32.7 | 29.5 | 37.7 | 26.6 | 29 | 26.5 | 27.3 | 34.7 | 32 | 32.5 | 29.1 | 27.4 | 32.6 | 31.2 | 30.2 | 30.4 | 34.2 | 33.5 | 27 | 27 | 38.4 | 31.8 | 33.7 | 29.3 | 33.3 | 21.6 | 31 | 27.1 | 36.1 | 34.8 | 28.1 | 29.4 | 29.4 | 32.2 | 24.9 | 30.5 | 24.5 | 30 | 29.5 | 31.2 | 31.4 | 32.5 | 0
3850 | 26.2 | 29.7 | 31 | 35.9 | 34.8 | 26.8 | 25.2 | 31.6 | 32 | 32.5 | 31 | 31.9 | 32.8 | 32.2 | 25.4 | 31 | 29.7 | 35 | 31 | 39.7 | 26.8 | 30.5 | 27.9 | 28 | 36.7 | 34.4 | 33.1 | 30 | 28.9 | 33.9 | 32.1 | 30.8 | 31.9 | 34.1 | 33.9 | 29 | 28.3 | 40.6 | 33 | 35.7 | 30.2 | 35.2 | 21.8 | 32.7 | 28.6 | 37.2 | 35.8 | 30.2 | 30.4 | 31.1 | 33.6 | 23.9 | 31 | 24.5 | 31.5 | 29 | 32.8 | 31.8 | 33.9 | 0
3851 | 26.2 | 30.2 | 33 | 38 | 36.6 | 28.5 | 26.4 | 32.4 | 32.4 | 35.8 | 34.5 | 31.8 | 34.4 | 32.3 | 25.4 | 32.2 | 30.4 | 36.2 | 32 | 41 | 25.5 | 31.7 | 29 | 29 | 37.7 | 36.5 | 34 | 31 | 30.4 | 35 | 32.4 | 31.6 | 33.3 | 32.9 | 35.2 | 31.7 | 29.2 | 41.4 | 34.7 | 37.8 | 31.8 | 37 | 22.3 | 34.5 | 29.6 | 38.4 | 36.6 | 31.8 | 31.3 | 32.4 | 34.6 | 22 | 31.8 | 25.7 | 32.9 | 28.2 | 33.9 | 32.2 | 34.8 | 0
3852 | 27.1 | 30.2 | 34 | 39.7 | 38 | 29.1 | 27.1 | 32.2 | 31.5 | 35.7 | 36.3 | 29.7 | 36.1 | 32.3 | 28.1 | 33.6 | 31.7 | 36.7 | 33.6 | 42 | 25 | 33 | 30.9 | 29.6 | 39.7 | 38 | 35 | 30.8 | 31.5 | 35.8 | 32.8 | 33.1 | 34.9 | 31.7 | 36.1 | 32.6 | 28.2 | 41.2 | 35.2 | 39.8 | 32.5 | 38.5 | 23 | 36.5 | 30.1 | 39.9 | 37.6 | 34 | 31.9 | 33.4 | 35 | 19.7 | 32.1 | 27.4 | 33 | 27.5 | 34.8 | 32.5 | 34.9 | 0
3853 | 28.8 | 30.8 | 35.4 | 41.2 | 39 | 30 | 27.7 | 32.9 | 33.9 | 35.9 | 37.9 | 27.8 | 37.2 | 32.6 | 29.2 | 33.8 | 32.4 | 37 | 33.9 | 42.7 | 24.9 | 33.6 | 31.4 | 30.8 | 40.8 | 38.7 | 36 | 30.9 | 32.2 | 36.4 | 32.8 | 34.1 | 35.9 | 31.2 | 36.1 | 32.8 | 26.8 | 41.8 | 35.5 | 40.8 | 32.6 | 39.8 | 23.4 | 37.6 | 30 | 41.4 | 38.2 | 34.5 | 32.3 | 34.4 | 34.9 | 18.5 | 32.8 | 27 | 33.5 | 27.2 | 34.9 | 32.4 | 34.7 | 0
3854 | 30.4 | 31.2 | 35.7 | 42.2 | 39.6 | 30.3 | 27.7 | 32.8 | 35.5 | 37.9 | 38 | 26 | 38 | 33.2 | 30.1 | 33.6 | 32.8 | 37.2 | 33.6 | 43.4 | 24.4 | 34.2 | 31.4 | 31.8 | 41.7 | 40 | 37 | 30.6 | 32.4 | 36.6 | 33 | 34 | 37.3 | 32.3 | 37 | 33.3 | 24.8 | 43.1 | 35.2 | 41.2 | 32 | 40.6 | 23.5 | 38.5 | 30.6 | 42.8 | 38.6 | 34 | 32.4 | 35.2 | 34.6 | 18.6 | 33.2 | 26.3 | 34.5 | 27.4 | 36.2 | 32.3 | 34.2 | 0
3855 | 31.8 | 31.2 | 35.7 | 42.9 | 40.5 | 27.8 | 28.1 | 32.1 | 34.5 | 39 | 38.6 | 26.2 | 38 | 33.3 | 30.9 | 34.4 | 31.9 | 37.4 | 31.4 | 43.7 | 23.7 | 35 | 29.3 | 33.2 | 42.2 | 40.5 | 37.9 | 31.1 | 32.2 | 36.4 | 32.7 | 34 | 36.9 | 34.6 | 37 | 33.3 | 24.1 | 43.6 | 35.2 | 41.5 | 31.5 | 41 | 23.2 | 40 | 30.5 | 43.5 | 38.4 | 31.1 | 32.3 | 35.4 | 34.1 | 20.1 | 33.9 | 26.4 | 34.4 | 27.9 | 36.9 | 32.1 | 33.7 | 0
3856 | 32.8 | 29.1 | 34.9 | 42.8 | 40.3 | 28.7 | 27.8 | 32.8 | 34.4 | 39 | 38.3 | 27.1 | 37.8 | 33.2 | 31.2 | 34.4 | 30.9 | 37.4 | 29.3 | 43.4 | 22.9 | 36 | 27.3 | 33.5 | 42 | 40.5 | 38.6 | 30.9 | 31.3 | 35.7 | 32.4 | 31.5 | 38.2 | 37.4 | 36.8 | 33 | 23.6 | 42.2 | 34.9 | 41.5 | 30.5 | 40.7 | 22.9 | 40.1 | 29.5 | 43.6 | 38 | 28.2 | 32.1 | 35.5 | 33.5 | 21.5 | 33.9 | 27.8 | 34 | 28.3 | 36.4 | 32.1 | 33.1 | 0
3857 | 34.2 | 27.8 | 34.5 | 42 | 40.2 | 27.5 | 27.3 | 32.2 | 33.9 | 38.8 | 38.5 | 28.8 | 37.3 | 32.9 | 31.6 | 34.4 | 29.4 | 37.4 | 26.8 | 42.2 | 22.2 | 29.1 | 24.8 | 33.2 | 42.1 | 40 | 39.1 | 30.6 | 30 | 34.4 | 31.6 | 28.5 | 38 | 39 | 36.4 | 32.6 | 24.2 | 41.8 | 33.8 | 41.3 | 28.6 | 39.8 | 22.7 | 40 | 29.6 | 42.7 | 37.2 | 25 | 31.7 | 34.9 | 32.6 | 22.2 | 33.6 | 28.3 | 32.9 | 28.2 | 35.5 | 32 | 32.4 | 0
3858 | 34.2 | 27.7 | 33.6 | 40.2 | 39.1 | 25.8 | 26.4 | 31.4 | 31.5 | 35.8 | 37.5 | 29.2 | 37.1 | 31.9 | 31.6 | 33.2 | 28.7 | 37.4 | 26 | 40.2 | 21.5 | 24 | 24 | 31.4 | 41.8 | 39.5 | 39.2 | 28.7 | 28.3 | 32.8 | 31 | 28.3 | 37 | 38.7 | 35.7 | 31.7 | 24.1 | 41.5 | 32.4 | 40.9 | 28.5 | 38.3 | 23 | 39 | 29.4 | 41.3 | 36.7 | 24 | 31.2 | 34 | 31.4 | 21.3 | 32.4 | 28.3 | 32.4 | 27.6 | 34.3 | 31.6 | 31.4 | 0
3859 | 33.4 | 27.2 | 32.2 | 37.9 | 37.2 | 24.4 | 25.7 | 30.1 | 30.9 | 35 | 37.1 | 29.2 | 36.7 | 30.8 | 31.4 | 31.8 | 27.9 | 36 | 25.7 | 37.6 | 21.4 | 24.5 | 23.6 | 29.5 | 40.8 | 39.5 | 38.7 | 26.9 | 26.9 | 31.2 | 30.2 | 26.4 | 35.5 | 35.9 | 35 | 30.9 | 24.4 | 37.4 | 31.2 | 38.7 | 27 | 36.6 | 23.7 | 37.5 | 29 | 39.5 | 36.2 | 23.6 | 30.6 | 32.9 | 29.9 | 19.5 | 31.3 | 27 | 31.5 | 26.8 | 33.4 | 30.7 | 30.5 | 0
3860 | 31.6 | 26.2 | 31 | 35.4 | 36 | 24.1 | 25 | 28.1 | 30.4 | 33.3 | 35.8 | 27.8 | 36.5 | 30.2 | 29 | 30.5 | 27.8 | 34.7 | 26.6 | 35 | 21.4 | 25.2 | 24.4 | 27.4 | 38.8 | 38.5 | 38 | 24.6 | 25.6 | 30 | 29.8 | 26.4 | 32.6 | 31.7 | 34.2 | 30.1 | 23.8 | 34.2 | 30.7 | 35.2 | 26.4 | 35 | 24.6 | 35.1 | 28.5 | 37.8 | 36 | 24.6 | 30 | 31.5 | 28.4 | 17.4 | 30 | 25.8 | 31 | 26 | 32.5 | 30.1 | 29.6 | 0
3861 | 31.2 | 25.7 | 30 | 33.4 | 35.1 | 24.1 | 24.3 | 28 | 30 | 31.7 | 35.5 | 27 | 35.8 | 29.8 | 28.4 | 29 | 27.2 | 33.7 | 26.9 | 32.9 | 21.4 | 25.3 | 24.4 | 26.6 | 37.5 | 37.6 | 37.1 | 23.8 | 24.9 | 29.3 | 29.2 | 26.4 | 32.4 | 27.4 | 33.6 | 29.9 | 23.8 | 35 | 30.5 | 33.4 | 26.7 | 33.8 | 25.2 | 33.4 | 27.3 | 36.3 | 35.6 | 24.7 | 29.3 | 30.2 | 27.2 | 16.4 | 29.5 | 25.7 | 30.4 | 25.6 | 32.1 | 29.9 | 29.2 | 0
3862 | 30.5 | 24.7 | 29.4 | 32.2 | 34.6 | 23.8 | 23.3 | 27.6 | 29.9 | 31.8 | 34.4 | 26.2 | 35.1 | 29.8 | 27.9 | 27.9 | 27 | 33.2 | 27.3 | 31.7 | 21.4 | 25.6 | 24.7 | 26.2 | 36.6 | 36.9 | 36.4 | 23.5 | 24.4 | 29.1 | 29 | 26.4 | 32.9 | 24.8 | 31.1 | 29.8 | 23.4 | 34.6 | 30.5 | 32.2 | 26.9 | 33 | 25.3 | 32 | 26.8 | 35.5 | 35.3 | 25.1 | 28.6 | 29.8 | 26.7 | 16.3 | 29.3 | 25.6 | 29.8 | 25.7 | 31.5 | 30 | 28.9 | 0
3863 | 30 | 24.2 | 28.5 | 31.8 | 34 | 23.6 | 23 | 27.1 | 29.9 | 31.8 | 33.8 | 26.6 | 34 | 29.8 | 26 | 27.8 | 26.4 | 32.5 | 26.8 | 31.4 | 21.5 | 26 | 24 | 26.6 | 34.9 | 36.5 | 35.9 | 24.6 | 24.2 | 29.2 | 28.4 | 26.4 | 31.5 | 24.4 | 30.3 | 29.6 | 23.6 | 35 | 30.3 | 32.1 | 26.9 | 32.6 | 24.8 | 31 | 25.6 | 35 | 34.6 | 24.2 | 28 | 29.5 | 27 | 17.2 | 29.6 | 25.6 | 29 | 26 | 31.4 | 30.1 | 29 | 0
3864 | 29.5 | 24.2 | 27.5 | 31.9 | 33.1 | 23.4 | 22.7 | 27.1 | 29.8 | 31 | 32.1 | 26.9 | 33.1 | 29.6 | 25 | 27.2 | 26.3 | 32 | 26.6 | 31.6 | 21.5 | 25.3 | 24 | 26.3 | 34.4 | 35.8 | 35.4 | 25.3 | 23.8 | 29.2 | 27.9 | 25.9 | 30 | 26.1 | 29.4 | 29.6 | 23.3 | 34.7 | 30 | 32 | 26.8 | 32.1 | 24 | 30.5 | 25.1 | 34.9 | 34 | 23.9 | 27.4 | 29 | 27.9 | 17.8 | 29.5 | 25.5 | 29 | 26.2 | 30.8 | 29.2 | 28.9 | 0
3865 | 28.7 | 23.8 | 27.2 | 32.1 | 33.1 | 23.3 | 22.4 | 27.1 | 29.4 | 30.9 | 31.2 | 27.8 | 31.9 | 29.4 | 24.6 | 25.8 | 25.9 | 32 | 25.8 | 31.7 | 21.6 | 25.3 | 23.4 | 26.1 | 34 | 35.1 | 34.9 | 26.3 | 23.4 | 29 | 26.9 | 28 | 29.5 | 28.4 | 29.1 | 27.6 | 23.6 | 32 | 29.7 | 31.7 | 26.8 | 31.5 | 23.3 | 30 | 25.2 | 34.7 | 33.1 | 23 | 27 | 28.9 | 28.9 | 18 | 29.5 | 25.5 | 28.8 | 26 | 30.1 | 29.2 | 28.6 | 0
3866 | 28.3 | 23.7 | 26.5 | 32 | 33 | 23.3 | 22 | 27.1 | 29.3 | 30.5 | 29.8 | 27.8 | 31 | 29 | 24.9 | 24.4 | 26 | 31.3 | 25.6 | 31.4 | 21.7 | 25.1 | 23.6 | 25.2 | 32.8 | 34 | 34.3 | 26.4 | 22.8 | 28.4 | 26 | 28 | 29 | 30.4 | 29 | 27.5 | 23.4 | 30.3 | 29.7 | 31.1 | 26.8 | 30.6 | 22.8 | 29.6 | 25.2 | 34.4 | 32.4 | 23 | 26.6 | 28.7 | 29.6 | 17.2 | 29 | 25.4 | 28.5 | 25.6 | 29.7 | 29.2 | 28 | 0
3867 | 27.8 | 23.6 | 26.2 | 31.5 | 32.5 | 23.3 | 21.5 | 27.1 | 28.9 | 30 | 29.5 | 28 | 29.9 | 29 | 24.5 | 24 | 25.6 | 31 | 25 | 30.6 | 21.6 | 25.1 | 23.1 | 24.8 | 32.1 | 32.5 | 33.7 | 26.8 | 22.5 | 27.7 | 24.9 | 28 | 28.5 | 31.1 | 28.9 | 27.4 | 23.7 | 30.3 | 29.6 | 31 | 26.9 | 29.7 | 22.6 | 29.5 | 24.6 | 33.8 | 31.6 | 22.4 | 26.3 | 28.5 | 29.7 | 16.4 | 28.8 | 25.4 | 28 | 25.2 | 29.3 | 29.3 | 27.4 | 0
3868 | 27.8 | 23.2 | 25.6 | 30.7 | 31.9 | 22.9 | 21.3 | 27.1 | 28.9 | 30.1 | 28.3 | 27.2 | 29.1 | 28.5 | 24.5 | 23.6 | 25.9 | 30.7 | 25.2 | 30.1 | 21.7 | 25.2 | 23.4 | 24.3 | 32.7 | 32.5 | 32.8 | 26.3 | 22.4 | 27.3 | 24.7 | 28 | 28.1 | 31 | 28.6 | 27.5 | 23.3 | 30.8 | 29.2 | 33.3 | 27 | 28.9 | 22.7 | 29 | 24.7 | 33.4 | 31.4 | 22.9 | 26.3 | 28 | 29.3 | 16 | 28.5 | 25.3 | 27.5 | 25.2 | 28.8 | 29.2 | 26.9 | 0
3869 | 27.9 | 22.7 | 25.5 | 29 | 31.5 | 22.9 | 21.2 | 26.6 | 28.8 | 30 | 28.6 | 25.6 | 29 | 27.9 | 24.5 | 23 | 25.6 | 30.2 | 26.2 | 32 | 21.8 | 24.9 | 23.4 | 24.2 | 32.6 | 31.9 | 31.7 | 25 | 23.6 | 27.6 | 25.4 | 28 | 27.8 | 24.6 | 28.7 | 27.5 | 23.4 | 31.3 | 29.2 | 33.2 | 25.7 | 29.4 | 25 | 28.8 | 24.9 | 31.6 | 30.8 | 24.2 | 27 | 27.4 | 25 | 16 | 29 | 25.5 | 27.5 | 25.4 | 28.2 | 29.1 | 28.4 | 0
3870 | 27.8 | 22.7 | 25 | 29.1 | 30.7 | 22.9 | 20.9 | 26.1 | 28.8 | 29.1 | 28.4 | 25.6 | 28.4 | 28.1 | 24 | 23.3 | 26.4 | 30 | 26.7 | 32.6 | 22.1 | 24.6 | 24.8 | 24.5 | 32.3 | 31 | 30.6 | 25.8 | 25.3 | 28.7 | 27 | 28 | 27.3 | 26 | 28.8 | 27.5 | 23.7 | 30.4 | 29 | 31.9 | 25.5 | 29.4 | 25.4 | 28.5 | 24.9 | 31.9 | 31.4 | 25 | 27.9 | 27.4 | 24.6 | 18.6 | 29.4 | 25.5 | 27.5 | 27.2 | 28.2 | 29.3 | 29.8 | 0
3871 | 28 | 22.7 | 25 | 29.7 | 31.1 | 23.1 | 20.9 | 26.6 | 29.5 | 29.3 | 28.8 | 25.9 | 28.5 | 28.1 | 23.5 | 23.6 | 27.5 | 30.2 | 28.2 | 34.3 | 22.1 | 24.7 | 25.9 | 25 | 32.5 | 31.4 | 29.8 | 26.4 | 27.2 | 29.9 | 28.7 | 28 | 27.4 | 27.6 | 29.2 | 26.9 | 24.1 | 29.8 | 29.3 | 31.7 | 26 | 29.7 | 25.8 | 28.5 | 24.2 | 33.6 | 31.6 | 25.5 | 28.9 | 27.4 | 25.7 | 21.2 | 29.9 | 25.5 | 27.5 | 28.9 | 28.8 | 29.8 | 31.2 | 0
3872 | 28.5 | 25.5 | 26.5 | 31.6 | 32.6 | 23.8 | 21.7 | 26.8 | 30.4 | 30.5 | 30 | 26.4 | 29 | 28.9 | 23.6 | 26.6 | 28.6 | 31.7 | 29.2 | 36 | 22.4 | 24.9 | 27.4 | 25.8 | 34.2 | 32.9 | 29.4 | 27.6 | 28.8 | 31.2 | 30.6 | 28.7 | 29.1 | 28.8 | 30 | 26.8 | 24.4 | 29.6 | 30.7 | 32.9 | 26.3 | 30.6 | 26.4 | 29.1 | 24.1 | 35.6 | 33.8 | 27 | 29.8 | 28.2 | 27.4 | 23.6 | 30.4 | 25.5 | 28.1 | 30.6 | 29.4 | 30.2 | 33.2 | 0
3873 | 30.3 | 26.5 | 29.5 | 33.3 | 35.5 | 23.9 | 23.2 | 27.5 | 33.7 | 32.5 | 31.4 | 26.9 | 30.4 | 29.9 | 25 | 29.7 | 29.4 | 32.8 | 30.9 | 38 | 24.2 | 24.5 | 28 | 26.7 | 35.8 | 36.9 | 29.5 | 28.4 | 30.1 | 32.1 | 31.6 | 29 | 30 | 30.2 | 32.2 | 29.7 | 24.8 | 30.4 | 32.4 | 37.2 | 28.1 | 31.5 | 27 | 30.8 | 24.7 | 38.5 | 35 | 28.3 | 30.6 | 29 | 30.4 | 23.7 | 31 | 25 | 29.5 | 31.3 | 32.9 | 31.2 | 34.1 | 0
3874 | 30.8 | 28.5 | 30.8 | 35.5 | 37.3 | 25 | 24.7 | 27.7 | 37.2 | 33.3 | 33 | 27.4 | 31.9 | 30.5 | 25.6 | 31.4 | 29.9 | 33 | 31.3 | 39.2 | 25.2 | 23.2 | 28.9 | 27.8 | 37.5 | 36.9 | 30.2 | 29.7 | 31.1 | 33.2 | 32.4 | 30.1 | 31.8 | 31.5 | 33.5 | 31.6 | 25 | 32.1 | 32.9 | 37.9 | 26.7 | 32.8 | 27.6 | 32.6 | 25.3 | 40.7 | 37.7 | 30.5 | 31.4 | 30.3 | 33.1 | 22.8 | 31.4 | 26.2 | 31.5 | 31.8 | 33.8 | 31.9 | 35.2 | 0
3875 | 32.5 | 30 | 32.7 | 37 | 39 | 26.7 | 26.2 | 32.1 | 37.9 | 33.8 | 34.4 | 27.6 | 33.8 | 31.4 | 26.5 | 32.6 | 30.2 | 34.2 | 31.6 | 40.4 | 26.2 | 23.5 | 29.2 | 29 | 39.5 | 38.8 | 31.4 | 30.4 | 32.2 | 34 | 32.6 | 30 | 32.3 | 33.2 | 34.6 | 32.6 | 25.2 | 32.6 | 34.8 | 39.4 | 27.6 | 34 | 28.2 | 34.4 | 25.8 | 42.7 | 39.2 | 32.4 | 32.2 | 31.4 | 35.6 | 20.4 | 31.9 | 27.1 | 33 | 31.8 | 34.8 | 32.6 | 35.4 | 0
3876 | 34 | 31.5 | 34 | 38.6 | 40.5 | 27.9 | 27.7 | 32.7 | 39.2 | 36.5 | 35.8 | 27.6 | 35.1 | 32.4 | 28.3 | 34.1 | 30.5 | 34.4 | 30.4 | 41 | 27.9 | 24.8 | 30.2 | 30.3 | 40.2 | 40.4 | 32.9 | 31.2 | 33.4 | 35.2 | 33.2 | 30 | 33.9 | 34.8 | 36.2 | 31.7 | 25.2 | 34.1 | 35.2 | 40.7 | 29.4 | 35.4 | 28.6 | 35.4 | 28.2 | 43.4 | 41.8 | 34.6 | 33 | 32.5 | 36.6 | 19 | 32.3 | 28.5 | 34 | 32.3 | 35.6 | 33 | 36.2 | 0
3877 | 35 | 32 | 35 | 39.5 | 41.4 | 28.9 | 28 | 33.1 | 40.7 | 37.5 | 36.7 | 27.5 | 36.3 | 33.3 | 29.2 | 35.3 | 31.1 | 34.8 | 29.9 | 42.1 | 28.5 | 26.2 | 30.5 | 31.4 | 41.2 | 41.6 | 34.4 | 31 | 34.7 | 36.1 | 33.6 | 31.1 | 34.9 | 36.5 | 36.7 | 31.3 | 25.4 | 34.9 | 35.2 | 42.2 | 31 | 36.3 | 28.8 | 37.4 | 29.1 | 44.2 | 42.3 | 35.1 | 33.6 | 33.7 | 37.4 | 18.1 | 32.9 | 29.5 | 35 | 32.7 | 35.1 | 33.2 | 36.1 | 0
3878 | 35.8 | 32.5 | 36 | 40.4 | 41.6 | 31 | 27.4 | 34.4 | 40.9 | 37.8 | 37.6 | 27.4 | 37 | 34 | 30.2 | 31.2 | 31.8 | 35.2 | 29.2 | 43 | 29.5 | 27 | 30.8 | 32.2 | 42.2 | 42 | 35.8 | 30.2 | 35.6 | 36.8 | 34.2 | 31 | 36 | 37.6 | 36.8 | 32.6 | 25.4 | 36.5 | 35 | 42.5 | 31.1 | 37 | 28.8 | 38.3 | 29.3 | 44.4 | 42.8 | 34.8 | 34 | 34.2 | 37.4 | 19 | 33.4 | 29.5 | 35.1 | 33.2 | 28.8 | 33.3 | 36 | 0
3879 | 36.4 | 32.5 | 36.9 | 40.6 | 42 | 31.9 | 27 | 34.3 | 39.5 | 38.2 | 37.9 | 27.3 | 37.9 | 34.4 | 31.5 | 31.2 | 32.3 | 35 | 30.1 | 44 | 30.5 | 27.7 | 29.7 | 32.5 | 42.5 | 42.6 | 36.9 | 28.3 | 35.9 | 36.7 | 34 | 31 | 37.1 | 38.2 | 36.8 | 32.7 | 25.5 | 38.3 | 34.9 | 42.6 | 31 | 36.9 | 28.5 | 38.9 | 29.8 | 45.1 | 40.7 | 32.4 | 34 | 35.1 | 37.8 | 19.9 | 33.8 | 27 | 35 | 33 | 30.1 | 33 | 34.4 | 0
3880 | 36.8 | 32.5 | 36.2 | 40.9 | 41.8 | 26.2 | 27.2 | 35.4 | 37.7 | 38 | 38.1 | 27.3 | 38.2 | 34.4 | 31.5 | 31.1 | 32.2 | 35.2 | 30.8 | 43.7 | 31.3 | 28.2 | 28.7 | 32.3 | 42.6 | 43 | 37.6 | 26.6 | 35.3 | 36 | 33.7 | 31.3 | 37.4 | 37.9 | 36.8 | 32.7 | 25.5 | 38.7 | 34.2 | 42.4 | 30.9 | 36.5 | 28.1 | 39.9 | 29.8 | 44.8 | 39.6 | 30.1 | 33.4 | 35.1 | 37.3 | 21.2 | 33.7 | 27.5 | 34.9 | 32.5 | 27.9 | 32.3 | 32.7 | 0
3881 | 37.3 | 32 | 35.5 | 40.4 | 41.4 | 24.2 | 27.7 | 35.9 | 35.2 | 38.3 | 37.8 | 27.2 | 38.6 | 33.9 | 31.5 | 30.6 | 31.4 | 35.4 | 32 | 42.4 | 31.7 | 28.8 | 27 | 31.6 | 43 | 42.8 | 37.8 | 25 | 34 | 34.6 | 32.6 | 31 | 37 | 37.2 | 36.7 | 32.3 | 25.4 | 39.6 | 33.5 | 41.8 | 30 | 35.4 | 27.5 | 39.4 | 29.8 | 44.2 | 37.6 | 27.4 | 32.6 | 32 | 36.6 | 21.2 | 33.2 | 28.2 | 34 | 31.2 | 27.4 | 31.5 | 30 | 0
3882 | 35.7 | 30.7 | 32 | 39.8 | 40.1 | 23 | 26.6 | 35.7 | 33 | 38.1 | 37.3 | 26.9 | 38.2 | 33.2 | 30.8 | 34.6 | 29.9 | 34.8 | 31.7 | 39.4 | 32.3 | 29.4 | 26.3 | 30.8 | 42.5 | 42.6 | 37.8 | 24.6 | 32.3 | 33.2 | 31.8 | 30.3 | 36.9 | 36.2 | 36 | 32.1 | 25.1 | 38.4 | 32 | 41.6 | 30.1 | 34.3 | 26.9 | 37.9 | 29.8 | 42.1 | 37.7 | 26.3 | 31.7 | 31.2 | 34.3 | 21 | 32.2 | 28 | 32.9 | 30.1 | 27.8 | 31 | 28.1 | 0
3883 | 33.5 | 29 | 29.8 | 38.1 | 38.1 | 22.9 | 26 | 32.4 | 31.4 | 32.8 | 36.4 | 26.5 | 37.8 | 32.7 | 30.5 | 32.2 | 28.2 | 33.8 | 31.2 | 36.3 | 31.5 | 28.5 | 25.4 | 29.9 | 41 | 41.6 | 37.5 | 24.6 | 30.8 | 31.7 | 30.6 | 29.2 | 35.6 | 35.5 | 35.1 | 31.2 | 24.9 | 37.7 | 31.3 | 40.2 | 29.7 | 33 | 26.4 | 34.9 | 28.3 | 39.9 | 36.6 | 25.5 | 31 | 31.1 | 31.8 | 19.4 | 31.3 | 27 | 31 | 29 | 27.9 | 30.7 | 26 | 0
3884 | 32.5 | 28 | 24.7 | 36 | 36.5 | 22.8 | 25.2 | 31.3 | 31 | 31 | 35.4 | 26 | 37 | 31.7 | 30 | 30.1 | 26.8 | 33.2 | 29.8 | 33.4 | 30.3 | 27.5 | 25.4 | 29.2 | 39 | 40 | 37.1 | 25.4 | 29.8 | 30.8 | 30 | 28.1 | 34.8 | 34.8 | 35.2 | 30.8 | 24.6 | 36.4 | 30.9 | 37.9 | 29.5 | 32 | 26 | 33.4 | 27.7 | 37.4 | 36.2 | 25.7 | 30.5 | 27.2 | 28.6 | 18.2 | 30.4 | 26.9 | 30.4 | 28.6 | 27.9 | 30.5 | 25.2 | 0
3885 | 29.6 | 27.5 | 24.5 | 33.2 | 35.9 | 22.5 | 24.3 | 30.7 | 30.6 | 31.2 | 34.2 | 25.6 | 36.5 | 31.3 | 27.7 | 29.3 | 26.1 | 32.2 | 29.2 | 32.4 | 29.2 | 26.9 | 24.7 | 28.6 | 37.6 | 38.8 | 36.6 | 25.6 | 29.3 | 30 | 29.2 | 27.3 | 34.2 | 34.3 | 33.6 | 30.7 | 24.6 | 35.7 | 30.5 | 35.8 | 22.9 | 31 | 25.8 | 32.4 | 27.5 | 36.2 | 33.6 | 25.1 | 30.3 | 26.7 | 26.6 | 16.7 | 30.1 | 26.9 | 30 | 28.3 | 27.9 | 29.9 | 24.4 | 0
3886 | 29.3 | 27.5 | 22.5 | 31.2 | 35 | 22.6 | 23.3 | 29.6 | 30.4 | 30.3 | 33.5 | 25.4 | 35.5 | 30.8 | 27.5 | 28.6 | 26 | 31.8 | 28.2 | 32.4 | 28.6 | 26.6 | 24.6 | 28.1 | 36.3 | 38.4 | 36.2 | 25.9 | 28.9 | 29.8 | 28.8 | 26.9 | 33.5 | 33.1 | 33.2 | 30.6 | 24.5 | 34.5 | 30.4 | 34.5 | 23.4 | 30.7 | 25.6 | 31.4 | 27.3 | 35.3 | 32 | 24.9 | 30.1 | 26.7 | 25.2 | 16.6 | 29.9 | 26.5 | 29.5 | 28.3 | 26.8 | 29.8 | 25 | 0
3887 | 29.3 | 27 | 22.9 | 29.8 | 34.4 | 22.5 | 22.9 | 29.2 | 30.2 | 30 | 32.9 | 25.4 | 34.8 | 30.4 | 27 | 27.2 | 26.4 | 31.4 | 28 | 33.6 | 28.2 | 26.5 | 24 | 27.6 | 35.8 | 37.4 | 35.8 | 25.6 | 28.2 | 29.4 | 28.2 | 26.8 | 32.9 | 31.4 | 32.5 | 29.8 | 24.4 | 32.6 | 30.1 | 35.5 | 23.8 | 30.6 | 25.4 | 30.7 | 26.3 | 35.4 | 30 | 24 | 29.6 | 27.2 | 25.2 | 16.6 | 30 | 26.5 | 29 | 28 | 27.2 | 29.8 | 25.6 | 0
3888 | 29 | 19.5 | 23.4 | 30 | 33.9 | 22.3 | 22.6 | 29.1 | 30.2 | 29.7 | 32.7 | 25.6 | 33.5 | 30.2 | 26.3 | 28.1 | 26.7 | 31 | 26.9 | 34.2 | 27.8 | 26.2 | 24.1 | 27 | 34.8 | 36.5 | 35.4 | 25.6 | 26.8 | 29.2 | 27.9 | 26.4 | 31.5 | 28.9 | 31.8 | 29.5 | 24.1 | 26.3 | 29.9 | 35.7 | 23.4 | 31 | 25.2 | 29.9 | 25.9 | 34.8 | 30.7 | 24 | 28.7 | 27.3 | 25.3 | 17.5 | 29.8 | 26.3 | 28.5 | 27.6 | 27.1 | 29.8 | 27.3 | 0
3889 | 29 | 20 | 23.4 | 30.3 | 33.5 | 22.2 | 22.3 | 28.2 | 30.1 | 29.7 | 32.3 | 25.9 | 32.5 | 29.7 | 25.5 | 26.1 | 26.6 | 30.3 | 26.4 | 34.5 | 27.5 | 26.1 | 23.6 | 26.2 | 34.1 | 35.8 | 35 | 25.2 | 25.1 | 28.5 | 27 | 26.1 | 30.2 | 26.3 | 31.6 | 29.2 | 23.8 | 25.9 | 29.7 | 34.7 | 23.4 | 31.1 | 25 | 29.9 | 25.8 | 34.5 | 31.1 | 23.7 | 27.7 | 27.4 | 26 | 17.3 | 29.5 | 26.4 | 28.4 | 26.6 | 26.7 | 29.7 | 28.2 | 0
3890 | 29 | 20.5 | 23.4 | 31 | 33.1 | 22.2 | 22.2 | 28.7 | 29.9 | 29.7 | 31.8 | 26 | 31.2 | 29.4 | 25.5 | 25.1 | 26.2 | 30.2 | 25.4 | 33.6 | 27.3 | 25.8 | 23.6 | 25.4 | 33.5 | 35 | 34.6 | 25.2 | 23.4 | 28 | 26.2 | 26.5 | 29.6 | 24.2 | 31.3 | 28.6 | 23.4 | 26.1 | 29.5 | 34.7 | 24 | 31.2 | 24.8 | 29.4 | 25.8 | 33.2 | 32.8 | 24.2 | 26.8 | 27.2 | 26 | 17 | 29 | 25.3 | 28 | 25.6 | 26.6 | 29.6 | 29 | 0
3891 | 29 | 20.5 | 23.2 | 30.5 | 32.7 | 22.2 | 22.1 | 28.3 | 29.7 | 29.6 | 30.7 | 25.9 | 30.4 | 29.1 | 24 | 25.1 | 25.7 | 29.8 | 25.5 | 32.8 | 26.8 | 24.9 | 23 | 24.7 | 33.8 | 34.4 | 34.2 | 24.8 | 22.4 | 27.3 | 25.2 | 26.5 | 28.9 | 23.3 | 31.1 | 28.5 | 23.2 | 25.8 | 29.4 | 34.5 | 24.3 | 30.6 | 24.7 | 29.4 | 25.8 | 32.5 | 32.3 | 24 | 26.3 | 26.8 | 26.1 | 15.7 | 28.8 | 25.4 | 27.5 | 24.6 | 26.6 | 29.5 | 28.5 | 0
3892 | 29 | 20.5 | 23.2 | 30 | 32 | 22.1 | 21.7 | 28 | 29.7 | 29.4 | 29.6 | 25.8 | 29.5 | 28.9 | 23.8 | 24.9 | 25.3 | 29.8 | 25.3 | 31.8 | 26.5 | 24.3 | 23.2 | 24.3 | 32.5 | 33.5 | 33.4 | 25 | 22.5 | 27.3 | 25 | 26 | 28.4 | 23.4 | 30.6 | 28.2 | 23.2 | 25.7 | 29.4 | 33.7 | 25 | 30.1 | 24.8 | 29.4 | 25.9 | 31.5 | 32.2 | 24.4 | 26.4 | 26.7 | 25.3 | 15.5 | 28.7 | 25.4 | 27 | 24.7 | 26.6 | 29.3 | 28.5 | 0
3893 | 29 | 21 | 23.6 | 29 | 31.5 | 22 | 21.6 | 27.5 | 29.4 | 29.2 | 28.8 | 25.4 | 31 | 28.4 | 23.5 | 24.7 | 26.4 | 29.3 | 27.2 | 32.4 | 26 | 23.8 | 23.4 | 26 | 32.3 | 33.5 | 32.5 | 25.2 | 26 | 27.8 | 27 | 26.3 | 28.2 | 29.6 | 30.2 | 28.2 | 24 | 25.7 | 29.1 | 33.4 | 25.1 | 28.8 | 24.4 | 29.4 | 25.9 | 32.4 | 29.2 | 25 | 27 | 26.2 | 21.2 | 15.6 | 28.8 | 25.5 | 26.9 | 27 | 26.8 | 29.1 | 26.4 | 0
3894 | 28.8 | 21 | 24.2 | 28.3 | 31.4 | 21.9 | 21.4 | 27.1 | 29.4 | 29.1 | 29.1 | 26.1 | 30.2 | 28.2 | 23 | 23.9 | 26.7 | 29.3 | 27.5 | 32.8 | 25.4 | 23.5 | 24.4 | 26.8 | 31 | 33.5 | 31.5 | 25.3 | 27.5 | 28.2 | 27.8 | 26.8 | 27.9 | 30.5 | 30.2 | 27.7 | 23.8 | 26.7 | 28.9 | 32.8 | 24.5 | 29.2 | 24.8 | 29.3 | 25.8 | 33.5 | 29.3 | 26.2 | 26.1 | 26.2 | 23.8 | 17.8 | 29.5 | 24.6 | 26.5 | 27.6 | 26.6 | 29 | 27 | 0
3895 | 29 | 22 | 24.2 | 28 | 31.6 | 22.1 | 21.4 | 27.2 | 30.1 | 29.1 | 29.8 | 27.3 | 30.7 | 28.4 | 23 | 25.2 | 26.9 | 29.3 | 28.9 | 34.2 | 25.5 | 24.5 | 25.7 | 27.2 | 31.8 | 33.5 | 31 | 26 | 28.2 | 28.8 | 29 | 26.9 | 28.2 | 31.6 | 30.6 | 28.2 | 24.9 | 27.3 | 29.1 | 33.2 | 24.4 | 30 | 25.5 | 29.3 | 25.8 | 34.3 | 30.2 | 27.3 | 25.8 | 26.2 | 27.5 | 20.6 | 30.2 | 24.7 | 26.5 | 28.5 | 26.3 | 29.1 | 27.7 | 0
3896 | 29.8 | 22 | 28.2 | 29.4 | 33 | 22.7 | 21.5 | 28.7 | 32.2 | 29.5 | 31 | 28.4 | 31.8 | 28.8 | 23.5 | 27.1 | 26.8 | 30.2 | 30 | 36 | 26.7 | 25.9 | 27 | 28.6 | 34.3 | 33.5 | 31 | 26.4 | 30 | 30 | 30 | 28.1 | 29.4 | 33 | 31.4 | 28.9 | 26 | 29.1 | 30.9 | 33.9 | 24.9 | 30.8 | 26.5 | 29.5 | 26.1 | 35.4 | 31 | 28.4 | 26 | 27.4 | 31.6 | 22.9 | 31 | 24.9 | 28.5 | 29.6 | 26.3 | 29.2 | 28.4 | 0
3897 | 30 | 22.9 | 27 | 31.1 | 35.9 | 24.3 | 24.4 | 30.6 | 35 | 31.8 | 32.2 | 29.7 | 33.6 | 29.5 | 24.3 | 30.7 | 26.5 | 33.4 | 31.5 | 38.1 | 28.2 | 28 | 28.3 | 29.4 | 34.8 | 35.5 | 30.9 | 27.5 | 30.5 | 31.3 | 31.4 | 29 | 31 | 33.1 | 26.8 | 29.5 | 28 | 31.4 | 32.5 | 33.8 | 26.1 | 31.8 | 27.3 | 31.7 | 27.8 | 35.9 | 32.5 | 29.6 | 26.9 | 29.1 | 34.2 | 24.2 | 31.4 | 26.4 | 30.5 | 30.7 | 26.6 | 30.2 | 29.1 | 0
3898 | 30.5 | 23 | 28.4 | 33.6 | 37.9 | 25.7 | 24.5 | 32 | 36.8 | 33.1 | 33.6 | 30.8 | 35 | 30.2 | 25 | 32.1 | 26.2 | 34.6 | 31.9 | 39.7 | 26.6 | 30.4 | 29.4 | 31.2 | 37.7 | 36.9 | 31.7 | 28.5 | 32.3 | 32.8 | 32.4 | 29.5 | 32.2 | 32.4 | 22.9 | 29.7 | 29 | 33.2 | 33.6 | 35.2 | 27.7 | 32.7 | 28 | 33 | 28.2 | 36.8 | 33.6 | 31.3 | 27.9 | 29.9 | 35.7 | 24.1 | 31.7 | 27.9 | 31.5 | 31.6 | 26.2 | 30.5 | 29.9 | 0
3899 | 31.8 | 23.8 | 30.3 | 35.4 | 39.7 | 26.4 | 25.6 | 33.9 | 38.5 | 35.2 | 34.8 | 32 | 36.4 | 30.9 | 26.5 | 33.2 | 26.2 | 35.8 | 32 | 41 | 27.6 | 32 | 30.4 | 32.6 | 39.3 | 38.5 | 33.2 | 30 | 33.4 | 34 | 33.6 | 30.5 | 33.5 | 30.4 | 23.4 | 29.6 | 29.4 | 35.2 | 34.4 | 36.4 | 30.5 | 33.6 | 28.5 | 34.7 | 28.7 | 37.6 | 35 | 33.2 | 29 | 31.2 | 35.8 | 22.9 | 31.8 | 29 | 33 | 32.4 | 26.3 | 30.8 | 30.6 | 0
3900 | 34.2 | 26.2 | 31.5 | 37.3 | 40.5 | 28.7 | 27.1 | 34.6 | 40.6 | 35.8 | 36 | 32.8 | 37.5 | 32.8 | 28 | 34.2 | 26.8 | 32.6 | 30.9 | 41.7 | 29.4 | 32.5 | 31.2 | 34.6 | 40.1 | 40 | 34.8 | 31.1 | 35.8 | 35 | 34.2 | 32.2 | 34.4 | 28.6 | 23.7 | 29 | 28 | 35.9 | 35.8 | 38.9 | 30.7 | 34.3 | 29 | 36.2 | 29.6 | 39.2 | 36 | 35 | 29.6 | 32.7 | 36.4 | 21.3 | 32.2 | 29.4 | 34 | 32.8 | 26.6 | 32.2 | 31.3 | 0
3901 | 35 | 29.4 | 32.5 | 38.1 | 38.2 | 29.1 | 27.6 | 35.6 | 41.5 | 37.2 | 36.9 | 33.6 | 39.1 | 33.6 | 29 | 35.2 | 27.7 | 24.6 | 30.3 | 42.5 | 30.9 | 33.5 | 31.6 | 35 | 41.3 | 40.4 | 35.2 | 32.5 | 36.3 | 35.2 | 34.7 | 33.2 | 35.8 | 26.9 | 24.6 | 29.7 | 26.5 | 35.4 | 35.8 | 39.2 | 31.4 | 35 | 29.3 | 37.7 | 29.6 | 40.4 | 37.6 | 36.1 | 30 | 33.7 | 37.2 | 20.3 | 32.6 | 29.9 | 34.4 | 33.2 | 27.3 | 32.6 | 31.8 | 0
3902 | 35.8 | 29.9 | 33.3 | 39.2 | 39.5 | 27.9 | 28.2 | 36.6 | 41.2 | 37.2 | 37.8 | 34 | 40.8 | 34.5 | 29.5 | 35.7 | 28.8 | 24.6 | 29.8 | 43.2 | 31.9 | 34.2 | 31.4 | 34.8 | 42.2 | 41.1 | 35.4 | 33.4 | 36.4 | 35 | 34.6 | 33.5 | 35.4 | 26.4 | 26.5 | 30 | 24.8 | 35.3 | 35.8 | 40 | 31.2 | 35.4 | 29.6 | 38.4 | 29.6 | 41.6 | 39 | 36 | 30 | 34.2 | 39 | 20.2 | 33.2 | 29.9 | 34.5 | 33.4 | 27.5 | 33.1 | 32 | 0
3903 | 36.2 | 30.6 | 34.3 | 39.6 | 39.9 | 24.2 | 28.1 | 37.4 | 39.6 | 37.7 | 38.3 | 34.2 | 42.5 | 34.7 | 30.5 | 35.8 | 29.6 | 25 | 30.5 | 44 | 33.7 | 34 | 30.6 | 32.4 | 42.8 | 42.8 | 35.6 | 34.3 | 33.6 | 34 | 34.6 | 34.1 | 32.4 | 26.4 | 29 | 30.3 | 24.6 | 35.1 | 33.6 | 40.2 | 31.3 | 35.6 | 29.5 | 38.7 | 30 | 41.6 | 40.6 | 34.6 | 30 | 34.1 | 40.3 | 21 | 33.5 | 26.9 | 35.6 | 33.5 | 28.6 | 33.1 | 31.8 | 0
3904 | 34 | 30.6 | 34.5 | 40.5 | 32 | 24 | 28.2 | 37.5 | 37.2 | 37.2 | 38.6 | 33.7 | 42.8 | 34.8 | 28.4 | 35.6 | 29.8 | 25.9 | 30.9 | 44.1 | 34.2 | 34.2 | 29.3 | 29.9 | 42.9 | 43 | 36.3 | 34.3 | 31.2 | 33.1 | 34.2 | 33.6 | 35.5 | 27.3 | 29.5 | 31 | 24.6 | 35.8 | 34.3 | 40.4 | 31.4 | 35.4 | 29.2 | 38.9 | 29.9 | 41.2 | 41.1 | 32.5 | 29.8 | 34.7 | 41 | 21.8 | 33.5 | 26.9 | 35.5 | 33.2 | 29.4 | 32.6 | 31.4 | 0
3905 | 32.3 | 30.6 | 34.8 | 40.6 | 31.7 | 24.6 | 27.9 | 37 | 35 | 37.1 | 38.5 | 33 | 41.4 | 32.2 | 28 | 35.2 | 29.4 | 26.9 | 31.4 | 43.6 | 34.6 | 34.2 | 27.8 | 27 | 42.7 | 37.4 | 37 | 33.8 | 28 | 32 | 33.8 | 32.5 | 36.1 | 27.8 | 29.9 | 30.6 | 25.4 | 30.9 | 33.8 | 40.3 | 31.3 | 34.8 | 28.5 | 38.2 | 29.9 | 40 | 40.6 | 30.4 | 29.6 | 35.1 | 39.6 | 22.2 | 33 | 27.9 | 35 | 32.6 | 29.4 | 32.1 | 30.8 | 0
3906 | 28.5 | 30.7 | 34 | 40.3 | 32.5 | 24.8 | 26.6 | 36.5 | 33.3 | 37.2 | 38.1 | 31.8 | 37.6 | 31 | 28.3 | 34.4 | 28.7 | 27.4 | 30.4 | 42 | 34.3 | 33.6 | 26.4 | 25.7 | 42.3 | 39.4 | 37.6 | 32.3 | 27.3 | 31.4 | 33.1 | 32.5 | 36 | 28.2 | 30.4 | 30.4 | 25.3 | 30.4 | 32.5 | 38.9 | 30.3 | 33.8 | 27.7 | 36.9 | 29.7 | 39.2 | 38.3 | 29 | 29 | 35.2 | 37 | 21.6 | 32.3 | 27.4 | 33.9 | 31.6 | 28.7 | 31.5 | 30.3 | 0
3907 | 28.8 | 29.8 | 32.8 | 38.1 | 32.4 | 24.5 | 25.9 | 36.1 | 32.1 | 36.5 | 37.1 | 30.9 | 32.8 | 30.4 | 27.5 | 32.6 | 27.9 | 27.4 | 29.2 | 40 | 33.2 | 32.5 | 25.4 | 24.8 | 40.8 | 39.6 | 37.2 | 30.9 | 26.6 | 30.8 | 32.6 | 26.1 | 34.6 | 27.6 | 29.9 | 30.1 | 25.2 | 28.9 | 31.4 | 37.5 | 29.8 | 32.9 | 26.6 | 35.1 | 29 | 38.1 | 35.6 | 28.5 | 28.3 | 31.5 | 33 | 20.3 | 31.4 | 26 | 31.8 | 30.7 | 28.3 | 31 | 30 | 0
3908 | 28.3 | 26.9 | 30.7 | 35 | 31 | 24.1 | 25.3 | 35 | 31.4 | 35.5 | 36 | 30 | 28 | 30 | 27.5 | 32 | 27.4 | 27.6 | 27.4 | 38 | 31.5 | 31.7 | 25 | 25.2 | 38.5 | 38.5 | 36.3 | 29.4 | 27.4 | 30.4 | 32 | 26.1 | 31.9 | 26.8 | 29 | 30 | 24.2 | 28.3 | 30.9 | 37.9 | 29.8 | 32 | 25.8 | 33.7 | 27.8 | 37.4 | 32.6 | 28.8 | 27.4 | 29.7 | 29.4 | 18.8 | 30.8 | 26.2 | 31 | 29.8 | 27.8 | 30.4 | 29.8 | 0
3909 | 28.1 | 26.1 | 29.8 | 30.6 | 30.5 | 24 | 24.4 | 34 | 31.1 | 33.2 | 34.6 | 29.7 | 25.2 | 29.8 | 27.2 | 30.2 | 27.2 | 27.8 | 26.7 | 36.9 | 30.1 | 30.8 | 25.1 | 25 | 37.5 | 36.3 | 35.1 | 28.8 | 26.7 | 29.8 | 31.7 | 26.1 | 27.3 | 25.7 | 28.4 | 30 | 24 | 27.9 | 30.6 | 35.5 | 29.7 | 31.5 | 25.2 | 32.7 | 27.7 | 36.2 | 30.8 | 29.1 | 26.9 | 29.2 | 26.5 | 17.7 | 30.3 | 26.4 | 30.5 | 29.3 | 27.3 | 30 | 29.6 | 0
3910 | 27.1 | 25.7 | 29.2 | 27.4 | 30.5 | 24 | 23.9 | 33.2 | 31 | 31 | 33.5 | 29.2 | 24.7 | 29.8 | 26.5 | 28.2 | 27.3 | 27.8 | 26.3 | 36.3 | 30.2 | 30.2 | 25.2 | 25.4 | 35.5 | 35.2 | 33.9 | 28.2 | 26.7 | 29.3 | 30.9 | 26.1 | 26.5 | 25.7 | 27.9 | 30 | 23.5 | 27.8 | 30.1 | 35 | 29.7 | 31.2 | 25 | 31.7 | 27.6 | 35.4 | 29.7 | 29.1 | 26.6 | 28.9 | 25.5 | 17.1 | 30.1 | 25.6 | 30.5 | 29 | 26.4 | 29.9 | 29.2 | 0
3911 | 27 | 25.6 | 28.4 | 25.4 | 30.4 | 24 | 23.1 | 32.6 | 30.8 | 25.9 | 32.4 | 28.8 | 26.6 | 30 | 26 | 26.7 | 27.4 | 27.8 | 27 | 36.4 | 28.6 | 29.6 | 25.2 | 25.2 | 37.3 | 34.1 | 32.8 | 28 | 25.4 | 28.8 | 30 | 26.3 | 25 | 26.2 | 27.6 | 30 | 24 | 27.7 | 30.4 | 34.2 | 29.3 | 31 | 25 | 31.1 | 27.1 | 34.2 | 29.8 | 28.2 | 27 | 28.7 | 25.4 | 17 | 30 | 25.4 | 30 | 28.8 | 26.1 | 29.9 | 28.6 | 0
3912 | 27.2 | 25.6 | 27.6 | 26.1 | 30.2 | 23.8 | 22.8 | 32 | 30.2 | 25.2 | 31.7 | 27.8 | 29.3 | 29.9 | 24.7 | 25.2 | 27.3 | 28 | 27.2 | 36.2 | 28.1 | 28.7 | 24.7 | 25.8 | 35.8 | 32.6 | 31.6 | 27.1 | 25.7 | 28.6 | 28.5 | 26.7 | 24 | 27.9 | 26.9 | 29.9 | 24 | 28.9 | 29.9 | 33.7 | 29 | 30.6 | 25.3 | 30.4 | 26.9 | 33.6 | 29.8 | 26.8 | 27.6 | 28.2 | 26.1 | 16.7 | 29.9 | 25.4 | 29.5 | 28.4 | 25.8 | 29.3 | 27.9 | 0
3913 | 27.4 | 24.1 | 26.7 | 27.7 | 30.2 | 23.8 | 22.4 | 31 | 30.2 | 25.2 | 30.9 | 26.8 | 32 | 30 | 24.7 | 26.3 | 27 | 28 | 27.6 | 35.9 | 27.8 | 28 | 24 | 25.8 | 34.8 | 32.5 | 30.8 | 26.4 | 25.2 | 28.4 | 27.3 | 26.3 | 24 | 29.2 | 26.9 | 29.5 | 24.4 | 28.9 | 29.9 | 33.2 | 28.8 | 30.1 | 25.3 | 30.2 | 26.6 | 32.7 | 30 | 25.1 | 28.3 | 28 | 25.7 | 16.2 | 29.6 | 25.4 | 28.5 | 28 | 25.7 | 29.1 | 27 | 0
3914 | 27.4 | 23.6 | 26.4 | 30 | 30 | 23.8 | 22.1 | 30.4 | 30.1 | 25.4 | 30.3 | 25.6 | 33.2 | 29.9 | 24.5 | 24.8 | 26.6 | 28 | 27.2 | 34.8 | 27.6 | 27.5 | 23.2 | 26.4 | 34.3 | 32 | 30.5 | 25.4 | 26 | 28.4 | 26.2 | 26 | 24.1 | 30.2 | 26.9 | 29.5 | 24.2 | 28.7 | 29.6 | 33.4 | 28.6 | 29.4 | 25.2 | 29.7 | 26.5 | 32.4 | 29.6 | 24 | 28.6 | 27.7 | 24.6 | 15.2 | 29.2 | 25 | 28 | 27.4 | 25.8 | 28.9 | 26.4 | 0
3915 | 27.1 | 23.6 | 25.6 | 30.7 | 29.5 | 23.5 | 22 | 30 | 30.1 | 27 | 29.6 | 25 | 33.3 | 29.3 | 23.9 | 25.4 | 26.3 | 28 | 27.2 | 33.7 | 27.4 | 26.9 | 22.7 | 26 | 33.6 | 31.7 | 30.2 | 25.1 | 25.5 | 28.1 | 26 | 25.3 | 24.2 | 30 | 26.9 | 29.5 | 24.4 | 27.7 | 29.4 | 33.4 | 28.3 | 28.9 | 24.8 | 29.6 | 26.1 | 31.9 | 29.5 | 23.6 | 28.5 | 27.7 | 22.4 | 14.5 | 28.7 | 24.9 | 27.5 | 27 | 25.7 | 28.7 | 26 | 0
3916 | 27.1 | 23.6 | 25.2 | 30.5 | 29.5 | 23.4 | 21.9 | 29.4 | 29.6 | 27.2 | 29.1 | 24.8 | 32.1 | 29.2 | 23.9 | 24.7 | 26.2 | 28 | 26.8 | 32.6 | 27.2 | 27 | 22.8 | 26.3 | 33.3 | 31.5 | 29.8 | 24.8 | 26.1 | 28 | 26.1 | 25.4 | 24.4 | 29.8 | 26.9 | 29 | 23.9 | 26.6 | 29.4 | 31.8 | 28 | 28.6 | 24.5 | 29.4 | 26 | 32.1 | 29 | 24.1 | 27.9 | 27.2 | 21.1 | 14.4 | 28.6 | 24.9 | 27.1 | 26.7 | 25.8 | 28.5 | 26.1 | 0
3917 | 26.8 | 23.6 | 25 | 23.6 | 29.2 | 23.4 | 22 | 28.6 | 29.6 | 27.2 | 28.4 | 25.2 | 27.4 | 28.9 | 23.9 | 23.2 | 25.6 | 28.1 | 26.6 | 32.4 | 27.2 | 26.5 | 23.6 | 24 | 33.3 | 31.4 | 29.5 | 26.2 | 25 | 27 | 27.8 | 25 | 24.5 | 29.1 | 26.9 | 28.8 | 23.8 | 27 | 29.1 | 31.3 | 27.6 | 29 | 24.6 | 29.4 | 25.7 | 31 | 28.2 | 26.2 | 26.5 | 27 | 21.4 | 18 | 28.2 | 24.9 | 27 | 27.6 | 25.8 | 28.3 | 27 | 0
3918 | 26.5 | 23.1 | 24.9 | 23.9 | 29 | 23.4 | 22.1 | 28 | 29.6 | 27.3 | 28.3 | 25.3 | 29.7 | 28.5 | 23.5 | 22.2 | 26.5 | 28.1 | 26.9 | 32.4 | 27 | 26.4 | 24.2 | 24 | 33.2 | 31.1 | 29.2 | 26.7 | 24.9 | 27.7 | 27.9 | 25 | 24.4 | 28.6 | 27.3 | 28 | 24.6 | 26.7 | 28.9 | 30.9 | 27.2 | 27.5 | 24.8 | 29.2 | 25.4 | 30.6 | 28 | 26.6 | 27.3 | 27 | 23.8 | 19.3 | 28.7 | 25 | 27 | 27.7 | 25.9 | 28.6 | 27.1 | 0
3919 | 26.8 | 24.6 | 24.9 | 25.1 | 29.4 | 23.5 | 22.1 | 28.1 | 30 | 27.6 | 28.8 | 25.5 | 30.3 | 28.6 | 23.9 | 22.8 | 27.1 | 28.2 | 27.5 | 33.9 | 27.1 | 26.5 | 25.1 | 24.2 | 33.7 | 31.1 | 29.5 | 27.9 | 25.6 | 28.8 | 29.1 | 26.2 | 24.5 | 28.6 | 27.9 | 27.9 | 25 | 26.5 | 28.9 | 31 | 27.5 | 26.8 | 25.4 | 29.1 | 25.4 | 30.6 | 28.8 | 26.7 | 28.2 | 27 | 27.7 | 20.4 | 29.6 | 25.2 | 27 | 27.4 | 26.4 | 29.5 | 27 | 0
3920 | 28 | 27.1 | 25.5 | 26.6 | 31.5 | 23.9 | 22.3 | 29.5 | 31.8 | 28.2 | 29.8 | 26.6 | 30.4 | 29.7 | 24.1 | 24.9 | 28 | 30 | 28.2 | 36 | 27.9 | 27.4 | 26 | 24.6 | 34.3 | 32.5 | 30.1 | 29 | 26 | 30.2 | 30.6 | 27.3 | 25.4 | 27.9 | 29 | 28.4 | 25.4 | 27.2 | 29.9 | 31.7 | 28.2 | 26.6 | 26.2 | 29.6 | 26.1 | 32.3 | 29 | 28.2 | 29 | 28 | 31 | 21 | 30.6 | 26.1 | 28.5 | 28.2 | 27.2 | 30.3 | 27 | 0
3921 | 30.3 | 26.6 | 28.4 | 28.5 | 34.5 | 24.6 | 23.7 | 31 | 34.1 | 29.7 | 31.3 | 27.8 | 28.4 | 31 | 26.8 | 28.3 | 27.8 | 30.8 | 29 | 39.2 | 29.6 | 28.5 | 26.6 | 25.8 | 34.7 | 35 | 31 | 30.5 | 27.6 | 31.6 | 32.5 | 29.1 | 26.8 | 29.2 | 31.5 | 29.4 | 25 | 28.8 | 32.6 | 33.2 | 29.1 | 27.9 | 27.3 | 30.8 | 29.2 | 34.3 | 31 | 29.3 | 29.7 | 28.7 | 34 | 21 | 31.5 | 27.4 | 29.5 | 28.9 | 29 | 30.8 | 26.8 | 0
3922 | 31 | 28.5 | 31.6 | 30.3 | 36.5 | 26.1 | 24.6 | 32.9 | 35.5 | 30.6 | 32.8 | 29.8 | 27.7 | 31.6 | 27.2 | 28.3 | 27.5 | 32.3 | 29.7 | 41.6 | 30 | 29.7 | 26.8 | 27.7 | 37.6 | 36.8 | 32 | 31.7 | 28.9 | 32.8 | 33.6 | 30 | 27.7 | 30.2 | 32.7 | 27.6 | 24.5 | 30.5 | 35 | 33.5 | 30.1 | 29.5 | 28.3 | 32.8 | 28.2 | 37.2 | 32.5 | 31.8 | 30.4 | 29.4 | 35.5 | 20.7 | 32.2 | 28.5 | 32 | 30.7 | 30 | 31.1 | 26.8 | 0
3923 | 32.5 | 30.5 | 34.3 | 32.2 | 38 | 26.8 | 26.5 | 34.2 | 35.5 | 32.1 | 34.2 | 31.6 | 28 | 32.5 | 28.8 | 30 | 26.6 | 33 | 30.4 | 43.8 | 30.7 | 31.2 | 26.4 | 30 | 38.6 | 37.3 | 33.4 | 33.2 | 31 | 33.6 | 34.2 | 31.3 | 29 | 32.4 | 34.4 | 28 | 24 | 32.5 | 36.8 | 32.2 | 32.2 | 31.4 | 29.3 | 34.5 | 29.3 | 39 | 35 | 33.8 | 31.2 | 31 | 36.6 | 20.4 | 32.8 | 30.1 | 33.5 | 32.2 | 31.1 | 31.5 | 27 | 0
3924 | 33.5 | 31.1 | 35 | 33.8 | 39 | 27.5 | 28.3 | 34.8 | 36.9 | 34.1 | 35.3 | 33.6 | 31.7 | 33.1 | 30.6 | 32.8 | 26.4 | 34.2 | 31 | 44.5 | 32.4 | 32 | 25.9 | 32.1 | 40.2 | 37.8 | 34.9 | 34.3 | 32.4 | 34.2 | 33.7 | 32.5 | 30.5 | 33 | 36.4 | 29.3 | 24.2 | 34.9 | 36.3 | 33.6 | 32.1 | 32.2 | 29.9 | 35.9 | 29.7 | 40.2 | 35.9 | 36.6 | 32 | 32.2 | 37 | 20.5 | 33.3 | 28.4 | 34 | 34.1 | 32.7 | 32.3 | 27.8 | 0
3925 | 35 | 32 | 35.1 | 35.4 | 39.6 | 28.5 | 29.1 | 34.8 | 38.2 | 35.1 | 36 | 34.2 | 35.9 | 33 | 30.8 | 33.4 | 26 | 34.8 | 31.5 | 45.1 | 34.4 | 32.5 | 25.1 | 33.4 | 40.7 | 38.4 | 36.6 | 35.7 | 34.3 | 34.3 | 33.2 | 33.1 | 30.8 | 34.1 | 36.7 | 29.7 | 24.6 | 36.3 | 36.7 | 34 | 33.1 | 32.9 | 30.3 | 37.8 | 30.3 | 39.4 | 37.1 | 37.4 | 32.7 | 33.7 | 38.5 | 21 | 33.7 | 27 | 34.4 | 34.5 | 33.7 | 32.1 | 28.5 | 0
3926 | 35.8 | 34 | 35.5 | 36.6 | 40 | 29.6 | 29.7 | 33.2 | 38.7 | 36.8 | 36.6 | 34 | 40.8 | 34 | 31 | 32.8 | 26.4 | 35.6 | 31.8 | 45 | 35.4 | 33.5 | 24.6 | 33.4 | 39.8 | 39.3 | 37.6 | 36.6 | 35.2 | 34.2 | 32.6 | 33.5 | 31.5 | 33.9 | 37 | 30 | 25.4 | 37.2 | 36.3 | 35.5 | 33.2 | 32.6 | 30.3 | 37.9 | 30.3 | 37.6 | 37 | 37.6 | 33.2 | 34.6 | 39.8 | 21.6 | 34 | 26.6 | 34.6 | 34 | 33.6 | 32 | 29.4 | 0
3927 | 36.3 | 34 | 34.5 | 37.6 | 40 | 22.4 | 29.1 | 32.8 | 37.8 | 37.2 | 37.1 | 32.2 | 42.8 | 34.1 | 31.8 | 31.9 | 26.2 | 36 | 31.9 | 45.5 | 37.2 | 33.9 | 24.1 | 32.4 | 41 | 39.8 | 37.6 | 37.4 | 36.2 | 33.8 | 32.8 | 33.5 | 31.9 | 34.8 | 37.3 | 30.3 | 25.7 | 38.2 | 36.3 | 35.7 | 32.6 | 32.8 | 30.1 | 38.8 | 30.3 | 34.5 | 37.6 | 35.2 | 33.2 | 34.2 | 41.5 | 21.9 | 34.1 | 27.9 | 34.4 | 31.6 | 33.5 | 31.8 | 29.7 | 0
3928 | 36.7 | 34.1 | 35 | 37.8 | 40 | 23.1 | 27.8 | 32.2 | 36.4 | 37.6 | 37.4 | 30.3 | 43.5 | 34.3 | 32.3 | 31.8 | 26.4 | 36 | 31.5 | 45.3 | 35.4 | 34.3 | 24 | 30.6 | 41.2 | 40.8 | 35.5 | 37.3 | 35.4 | 33.3 | 32.9 | 33.4 | 32.4 | 34.8 | 37.2 | 30 | 26 | 35.7 | 35.8 | 36.1 | 32.3 | 32.5 | 29.5 | 38.9 | 30.3 | 32 | 37 | 32.9 | 32.8 | 33.8 | 41.4 | 21.8 | 33.9 | 28.4 | 34.5 | 29.4 | 33.3 | 30 | 29.7 | 0
3929 | 36.7 | 34.5 | 34.9 | 37.4 | 39.9 | 24.4 | 27.1 | 34.8 | 32.4 | 37.6 | 37.6 | 28.2 | 41.6 | 34.1 | 32.3 | 31.3 | 26 | 36 | 30.8 | 44.8 | 35.4 | 30.6 | 23.8 | 29 | 40.6 | 40.8 | 33.1 | 36.6 | 34.1 | 32.6 | 33 | 32.4 | 33.3 | 35.4 | 36.9 | 27.8 | 25.6 | 34.5 | 34.7 | 36 | 31.7 | 32.6 | 28.8 | 37.8 | 30.2 | 30 | 37 | 29.9 | 32 | 34.2 | 40 | 21 | 33.4 | 27.2 | 34.3 | 27 | 33.2 | 29.7 | 29.2 | 0
3930 | 36.7 | 34 | 34 | 36.3 | 38.5 | 24 | 26.6 | 36 | 32.1 | 37.1 | 37.4 | 27.4 | 40.3 | 33.7 | 32.3 | 30.3 | 26 | 36 | 29.7 | 42.7 | 34.7 | 29.7 | 23.8 | 27.9 | 40.6 | 41 | 30.8 | 35 | 31.1 | 32 | 32.2 | 30.4 | 33.2 | 34.4 | 35.4 | 26.5 | 25.4 | 35.3 | 32.7 | 35.9 | 30.8 | 31.9 | 27.9 | 36.5 | 29.8 | 29.6 | 35.7 | 28.7 | 31.1 | 34.3 | 36.5 | 20 | 32.6 | 24 | 33 | 26.3 | 32.4 | 29 | 28.8 | 0
3931 | 35.3 | 32.5 | 31.6 | 35.2 | 37.4 | 23.8 | 25.2 | 34.6 | 30.8 | 36.1 | 36.7 | 27.1 | 38.4 | 32.2 | 29.8 | 29.7 | 25.3 | 34.6 | 28.5 | 40.4 | 33.2 | 29.3 | 23.6 | 27.6 | 40.7 | 40.7 | 30.6 | 33.4 | 28.6 | 31.2 | 31.1 | 31.1 | 32 | 34 | 34.3 | 26.2 | 24.9 | 34.3 | 31.5 | 34.9 | 30.3 | 31.3 | 27 | 34.7 | 29.3 | 29.2 | 35.3 | 27.3 | 30.4 | 32.7 | 33 | 19 | 31.7 | 24.3 | 32 | 26.1 | 31.8 | 28.9 | 28.2 | 0
3932 | 33.3 | 30 | 30 | 34.2 | 36 | 23.5 | 21.6 | 32.2 | 30.6 | 35.1 | 35.6 | 27.6 | 38 | 31.9 | 26.8 | 28.5 | 25 | 33.8 | 27.4 | 37.4 | 31.7 | 29.1 | 23.4 | 27.8 | 38.7 | 39.3 | 30.4 | 31.8 | 26.3 | 30.6 | 29.6 | 30.3 | 31 | 32.4 | 32.9 | 26.1 | 24.8 | 33.7 | 30.8 | 33.5 | 25 | 30 | 26.2 | 33.2 | 28.3 | 29.4 | 34.4 | 27.1 | 30 | 31.7 | 30 | 18.4 | 31 | 24.3 | 30.5 | 26.8 | 30.6 | 28.8 | 28 | 0
3933 | 32 | 28 | 29.5 | 33.7 | 35 | 23.3 | 20.1 | 31.9 | 30.7 | 33.5 | 34.3 | 27.7 | 36.8 | 31.7 | 25 | 27.1 | 24.2 | 32.8 | 26.8 | 35.6 | 30.8 | 28.5 | 23.2 | 28.2 | 37.1 | 38.5 | 31.1 | 31 | 25.9 | 29.9 | 28.8 | 29.7 | 30.2 | 31.8 | 32.3 | 26 | 24.5 | 33.5 | 30.3 | 32.4 | 25.8 | 29.3 | 25.7 | 32.3 | 28.3 | 28.7 | 34.8 | 25.7 | 29.8 | 31.2 | 29.2 | 18.1 | 30.6 | 23.9 | 30 | 26.8 | 30 | 28.8 | 27.8 | 0
3934 | 31.3 | 27 | 29.5 | 33.2 | 34.4 | 23.4 | 20.1 | 31.8 | 29.7 | 31.2 | 33 | 28 | 36.2 | 30.8 | 24.8 | 26.3 | 24.2 | 32.3 | 26.5 | 34.3 | 30 | 28.3 | 23.2 | 28 | 35.4 | 37.3 | 30.3 | 30.3 | 25.8 | 29.5 | 28.4 | 29.7 | 27.9 | 30 | 31.7 | 26 | 24.6 | 32.6 | 30.3 | 31.2 | 25.3 | 28.5 | 25.4 | 31.3 | 28.2 | 28.6 | 34.1 | 25.2 | 29.5 | 30.5 | 29.3 | 18.1 | 30.4 | 23.8 | 30 | 27 | 29.6 | 28.9 | 28 | 0
3935 | 30.8 | 26 | 28.8 | 32.6 | 33.9 | 23.4 | 20.3 | 31.1 | 29.4 | 30.6 | 32 | 27.6 | 34 | 30.7 | 24.6 | 22.1 | 24.2 | 31.8 | 26.6 | 34.4 | 29.4 | 28 | 23.2 | 27.4 | 34.9 | 36.8 | 29.6 | 30 | 26.6 | 29 | 28.8 | 29.6 | 27.4 | 28.9 | 31.2 | 26 | 24.4 | 32.3 | 30.3 | 30 | 25.4 | 28.6 | 25.3 | 30.8 | 27.7 | 28.4 | 33.6 | 24.2 | 29 | 29.7 | 30 | 18 | 30.4 | 24.2 | 29.8 | 26.6 | 29.2 | 28.8 | 28 | 0
3936 | 30.5 | 23.9 | 28.1 | 31.3 | 33.5 | 22.6 | 20.5 | 30.3 | 29.4 | 30.6 | 31.2 | 27.6 | 32.3 | 30.5 | 23.8 | 24.4 | 25.1 | 31.2 | 26.8 | 34.3 | 28.7 | 27.3 | 23.4 | 26.2 | 34.6 | 35.9 | 28.8 | 29.1 | 26.2 | 28.7 | 29.1 | 29.2 | 26.8 | 26.7 | 30.4 | 26 | 24.5 | 31.4 | 30 | 29.5 | 25.2 | 28.6 | 25.2 | 30.3 | 27.3 | 29.6 | 31.3 | 25 | 28.2 | 28.7 | 29.1 | 17.8 | 30.2 | 24.1 | 29.5 | 27.1 | 28.8 | 28.4 | 28.2 | 0
3937 | 30.2 | 24 | 27.3 | 29.6 | 32.6 | 22.5 | 20.7 | 29.8 | 29.5 | 30.5 | 30.6 | 27.1 | 29.3 | 30.3 | 23.7 | 23.8 | 25.4 | 30.8 | 26.9 | 34.6 | 28.6 | 27 | 23.5 | 25.1 | 34.1 | 39.7 | 28.5 | 28.2 | 26.1 | 28.2 | 29.5 | 27.1 | 26.8 | 26 | 30 | 26 | 24.2 | 30.9 | 20 | 32.2 | 25 | 29.3 | 25.2 | 29.8 | 27.3 | 30.8 | 29.7 | 25.4 | 27.3 | 28.2 | 27.3 | 17.2 | 29.8 | 24.1 | 29 | 27.2 | 28.6 | 27.7 | 28.1 | 0
3938 | 29.2 | 23.5 | 26.7 | 27.4 | 32.1 | 22.3 | 20.6 | 29.6 | 29.5 | 30.1 | 30 | 27 | 27.6 | 30 | 23.5 | 22.9 | 26 | 30.3 | 26.8 | 34 | 28.3 | 27 | 23.6 | 24.2 | 34 | 33.3 | 28.6 | 27 | 25 | 27.8 | 29.2 | 27 | 26.8 | 25.4 | 29.9 | 26.1 | 24 | 30 | 29.9 | 29.2 | 25 | 29.6 | 25 | 29.3 | 26.8 | 32.4 | 27.6 | 26.8 | 26.4 | 27.7 | 24 | 16.8 | 29.2 | 23.9 | 29 | 28 | 28.3 | 26.9 | 28 | 0
3939 | 28.5 | 23.5 | 25.6 | 25.5 | 32.1 | 22.4 | 20.5 | 29 | 29.4 | 30 | 29.4 | 26.3 | 25.9 | 29.4 | 23.3 | 23.2 | 25.7 | 30 | 26.7 | 33.6 | 28.1 | 26.6 | 23.4 | 23.9 | 32.1 | 32.8 | 28.7 | 26.3 | 24.9 | 27.2 | 28.8 | 26.8 | 26.8 | 26.9 | 29 | 26.1 | 23.5 | 29.6 | 29.8 | 28.1 | 25 | 30.2 | 24.8 | 29.2 | 26.5 | 32.6 | 27.5 | 26.7 | 25.9 | 27.3 | 21.6 | 16.6 | 28.6 | 23.9 | 28.5 | 28 | 28.1 | 26.6 | 27.5 | 0
3940 | 28.3 | 23 | 25.2 | 24 | 31.9 | 22.5 | 20.2 | 28.1 | 29.2 | 29.6 | 28.8 | 25.9 | 26.5 | 29.2 | 23.3 | 22.8 | 25.7 | 30 | 26.5 | 32.6 | 28 | 26.5 | 23.4 | 23.9 | 31.6 | 32.2 | 28.8 | 25.8 | 24.5 | 27 | 28 | 26.7 | 26.3 | 27.7 | 28.9 | 26.1 | 23.6 | 29.5 | 29.4 | 28 | 25.5 | 29.7 | 24.6 | 28.8 | 26.3 | 32.3 | 27.3 | 27 | 26 | 27 | 20.2 | 17.1 | 28.2 | 23.9 | 28.2 | 28.2 | 27.8 | 26.6 | 27.3 | 0
3941 | 27.9 | 22.5 | 24.6 | 29.6 | 31 | 22.5 | 20.1 | 28.1 | 28.9 | 29.6 | 27.9 | 27 | 32 | 28.8 | 23.2 | 22.5 | 24.2 | 29.8 | 25.2 | 30.4 | 27.8 | 26.4 | 23 | 25 | 31.6 | 31.8 | 28.9 | 26.2 | 23.4 | 26.6 | 27.2 | 26.9 | 26.1 | 28.6 | 28.9 | 26.1 | 24 | 29.4 | 29.3 | 28.3 | 25.1 | 27.2 | 24.4 | 28.7 | 26.3 | 28 | 25.6 | 23.4 | 27.6 | 26.8 | 29 | 17.6 | 29.4 | 24 | 28 | 26.2 | 27.7 | 26.7 | 27 | 0
3942 | 27.4 | 22 | 24.1 | 30.1 | 30.8 | 22.5 | 20.1 | 27.6 | 29.1 | 28.7 | 28.1 | 27 | 32 | 28.6 | 22.6 | 22.5 | 23.9 | 29.6 | 25.6 | 30.5 | 27.8 | 26.3 | 23.8 | 25.5 | 32.1 | 31.7 | 29 | 26.6 | 22.5 | 27.1 | 27.2 | 27 | 25.9 | 30.6 | 28.9 | 26.2 | 24.4 | 29.4 | 29.3 | 28.6 | 24.7 | 28 | 24.8 | 28.3 | 26.3 | 29 | 26 | 24.9 | 28.8 | 26.7 | 29.1 | 19 | 29.7 | 24.2 | 27.7 | 26.6 | 27.6 | 27.5 | 27.8 | 0
3943 | 27.8 | 22.9 | 24.7 | 30.4 | 32 | 22.5 | 20.1 | 27.6 | 29.8 | 28.6 | 28.9 | 27.6 | 32.7 | 28.7 | 22.8 | 23.4 | 23.7 | 29.6 | 26.5 | 32 | 27.8 | 26.4 | 24.7 | 26.5 | 32.2 | 32 | 29.2 | 28 | 22.4 | 28.2 | 27 | 27.1 | 26 | 31.5 | 29.5 | 26.3 | 24.3 | 29.3 | 29.5 | 29 | 25.1 | 29.2 | 25.4 | 28.3 | 26.3 | 30.9 | 26.6 | 26.2 | 30.5 | 26.7 | 28.8 | 20.4 | 29.9 | 24.4 | 27.6 | 27.7 | 28.3 | 28.5 | 28.6 | 0
3944 | 29.1 | 26.4 | 25.8 | 31.4 | 34.5 | 23.1 | 20.5 | 29.8 | 32.1 | 29.5 | 30 | 28.4 | 33.4 | 29.7 | 22.9 | 25.5 | 23.6 | 29.8 | 27.6 | 33 | 28.2 | 28 | 26 | 28.2 | 33.6 | 32.6 | 29.7 | 29.6 | 23.2 | 29.6 | 27 | 28.1 | 26.9 | 32 | 30.8 | 27 | 24.4 | 29.1 | 31.3 | 30 | 25.7 | 30.4 | 26.4 | 28.9 | 27.6 | 32.2 | 27 | 28 | 32.4 | 27.2 | 28.6 | 21.3 | 30.4 | 24.2 | 28 | 28.8 | 29.6 | 29.7 | 30 | 0
3945 | 30.9 | 29.8 | 26.3 | 32.3 | 36.7 | 24.2 | 21.1 | 32.1 | 35 | 30.6 | 31.5 | 29.6 | 35.1 | 30 | 24.2 | 29.3 | 23.7 | 31.5 | 29.1 | 35.3 | 30.7 | 29.1 | 26.9 | 29.5 | 35.4 | 33.9 | 30.5 | 31.6 | 24.6 | 31.2 | 27 | 30.4 | 27.9 | 30.7 | 32.7 | 28.5 | 24.1 | 30.9 | 33.1 | 31.6 | 28.2 | 31.9 | 27.4 | 30.5 | 29 | 33.6 | 27.5 | 29.2 | 33.7 | 28.7 | 28.1 | 21.3 | 30.7 | 24.8 | 29.5 | 30.3 | 31.4 | 31.1 | 30.8 | 0
3946 | 31.9 | 32.3 | 26.7 | 34.4 | 38 | 25.5 | 22.1 | 33.8 | 37 | 32.7 | 33 | 30.4 | 36.6 | 30.8 | 25.4 | 30.4 | 24 | 32.2 | 30.4 | 36.7 | 33 | 29.6 | 28 | 30.8 | 37.3 | 35.4 | 32 | 33.1 | 26.2 | 32.3 | 27.5 | 31.9 | 29 | 30.1 | 33.7 | 30.3 | 24.4 | 31.6 | 34.4 | 34.2 | 29.1 | 33 | 28.5 | 32.7 | 29.2 | 34.1 | 28.1 | 31 | 34.3 | 30.3 | 28.2 | 20.5 | 31.1 | 26.3 | 30.5 | 31.1 | 32.4 | 31.3 | 31.5 | 0
3947 | 33.4 | 34.3 | 27.2 | 36.4 | 39.6 | 27.3 | 23.1 | 35.2 | 37 | 34.1 | 34.6 | 31 | 38.6 | 33.2 | 27 | 31.4 | 24.6 | 33 | 31.6 | 38.6 | 35.5 | 31.1 | 28.6 | 31.4 | 38.2 | 38.4 | 33.7 | 34.6 | 27.4 | 33 | 28.2 | 32 | 30.2 | 30 | 35.2 | 32.2 | 24.8 | 32.7 | 35.8 | 34.3 | 30.7 | 34.2 | 29.4 | 33.5 | 29.7 | 34.6 | 29 | 32.6 | 34.3 | 32.1 | 29 | 19.4 | 31.6 | 27.9 | 32.7 | 31.6 | 34.1 | 31.4 | 31.6 | 0
3948 | 35.1 | 36.2 | 27.6 | 38.9 | 40.5 | 27.6 | 23.3 | 36.9 | 38.1 | 36 | 35.9 | 30.9 | 39.9 | 33.2 | 27.6 | 32.8 | 25.4 | 34 | 32.1 | 39.1 | 36.4 | 32.1 | 29.4 | 32.1 | 39.4 | 39.6 | 35.1 | 35.6 | 28 | 33 | 29.3 | 32.9 | 31.2 | 32.5 | 36.7 | 31.6 | 25.9 | 31.6 | 37.9 | 36.6 | 31.3 | 34.8 | 30.2 | 34.9 | 30.5 | 34.8 | 30 | 34.7 | 34.3 | 33.4 | 31.1 | 18.7 | 32.4 | 27.8 | 34.7 | 31.1 | 35.4 | 36.8 | 31.9 | 0
3949 | 36.2 | 36.8 | 28.1 | 40.1 | 40.5 | 27.4 | 23.6 | 37.1 | 38.9 | 36.4 | 37.1 | 30.5 | 41.2 | 33.5 | 28 | 33.4 | 26.1 | 35.2 | 32.3 | 40.5 | 37.2 | 32.6 | 29.4 | 32.2 | 41 | 41.4 | 35.7 | 36.9 | 28.1 | 32.8 | 30.3 | 33.9 | 32.2 | 35.4 | 37.4 | 32.3 | 26.6 | 32 | 38.8 | 37.1 | 31.6 | 35.4 | 30.9 | 37.5 | 30.5 | 35.9 | 31.2 | 35.8 | 34.4 | 34.2 | 33.5 | 18.7 | 33.1 | 28.5 | 35 | 30.6 | 35.9 | 34.1 | 31.8 | 0
3950 | 37.1 | 37.4 | 28.5 | 40 | 40.9 | 28.8 | 24 | 37.1 | 39.5 | 35.9 | 38 | 29.8 | 41.8 | 33.5 | 28.8 | 33.9 | 26.8 | 35.8 | 32 | 41 | 37.8 | 31 | 29.4 | 32.2 | 41.6 | 41.9 | 35.8 | 37.8 | 27.8 | 32.4 | 31.2 | 34 | 33.9 | 39 | 37.9 | 32 | 27.2 | 33.2 | 39.9 | 37.6 | 31.7 | 35.4 | 31.3 | 38 | 30.5 | 37 | 32 | 36.2 | 35 | 35.1 | 36 | 19.4 | 33.8 | 29.3 | 35.4 | 29.8 | 36.9 | 31 | 32 | 0
3951 | 37.7 | 37.3 | 29 | 37.4 | 41 | 29.6 | 23.6 | 36.6 | 27.9 | 37.6 | 38.7 | 29.3 | 42.5 | 35.2 | 29.8 | 32.9 | 27.2 | 36.2 | 31.7 | 42.3 | 38.7 | 27.8 | 28.5 | 31.4 | 42.3 | 42.7 | 35.7 | 38.7 | 27.5 | 32.3 | 31.5 | 34.6 | 34.4 | 40.5 | 38.7 | 31.5 | 26.7 | 34 | 40.4 | 38.1 | 30.7 | 35.4 | 31.3 | 39.2 | 30.4 | 38.6 | 32.5 | 34.6 | 35.5 | 35.4 | 37.1 | 20.2 | 34 | 28.6 | 35.8 | 29.6 | 36.5 | 27.9 | 31.8 | 0
3952 | 37.9 | 37.3 | 30.5 | 33.9 | 41 | 30 | 22 | 35.1 | 28.8 | 37.6 | 38.8 | 28.9 | 42.5 | 35 | 29.6 | 33.6 | 27.2 | 36.2 | 31 | 41.7 | 38.5 | 31.6 | 27.8 | 30.4 | 42.3 | 42.8 | 35.5 | 38.4 | 27.3 | 32.1 | 31.5 | 34.6 | 34.5 | 41.1 | 38.6 | 31.1 | 26 | 34.1 | 40.3 | 38.1 | 28.4 | 34.8 | 30.9 | 39.4 | 30.1 | 38.8 | 32.4 | 32.4 | 35.8 | 31.9 | 36.9 | 20.7 | 33.8 | 28.6 | 35.8 | 29.4 | 36.3 | 28.2 | 31.9 | 0
3953 | 38 | 36.8 | 30.7 | 29.4 | 40.4 | 28.8 | 22.1 | 34.8 | 29.7 | 38.1 | 38.5 | 28.6 | 42.4 | 35.1 | 28.8 | 33.4 | 26.8 | 36.2 | 30.4 | 40.6 | 38.2 | 32.1 | 26.8 | 28.8 | 42 | 42.5 | 35.2 | 37.2 | 27 | 32 | 31 | 33.5 | 34.6 | 39.6 | 38.3 | 29.3 | 25 | 35.2 | 36.4 | 38 | 25.5 | 34.2 | 30 | 39 | 29.6 | 38 | 32 | 29.4 | 35.2 | 28.9 | 35 | 20.4 | 33.2 | 28.5 | 35.5 | 29.4 | 36 | 28.3 | 31.6 | 0
3954 | 37.7 | 36.8 | 28.6 | 26 | 39.5 | 25.7 | 21.7 | 33.9 | 29.6 | 36.1 | 37.6 | 28.1 | 41.5 | 33.8 | 28.5 | 31.8 | 26.2 | 34.4 | 29.4 | 37.2 | 37.4 | 32.1 | 26.4 | 27.4 | 41.9 | 41.4 | 34.8 | 34.5 | 26.5 | 31.4 | 30.6 | 32.8 | 34.2 | 38.6 | 37.3 | 28.3 | 24.8 | 35 | 34.3 | 37.4 | 25.7 | 33.1 | 28.8 | 36.5 | 29.5 | 35.3 | 31.4 | 27.4 | 33.9 | 26.8 | 32.6 | 19.6 | 32.5 | 27.2 | 33.9 | 28.9 | 35.4 | 27.6 | 31.5 | 0
3955 | 36.8 | 35.4 | 29 | 23.4 | 37.9 | 25 | 19.5 | 32.8 | 29.5 | 34.2 | 36.6 | 27.8 | 40.7 | 32.8 | 28.4 | 29.1 | 25.4 | 33.5 | 28.7 | 34.6 | 35.7 | 31.6 | 25.8 | 25.7 | 40.6 | 39.9 | 34.6 | 31.7 | 25.8 | 30.7 | 29.9 | 31.1 | 32.7 | 37.2 | 35.8 | 28.2 | 24.6 | 34.1 | 33.1 | 36.6 | 25.3 | 32.3 | 27.5 | 36 | 29.2 | 32.4 | 31 | 25.9 | 31.9 | 25.4 | 29.8 | 18.5 | 31.6 | 26 | 32.5 | 28.4 | 33.9 | 27.5 | 30.8 | 0
3956 | 35.4 | 30.8 | 28.6 | 22.6 | 36.7 | 24.7 | 19 | 32.7 | 29.3 | 33.3 | 35.6 | 27.4 | 39.6 | 32.2 | 27.5 | 27.7 | 24.6 | 32.8 | 28 | 32 | 33.8 | 28.5 | 25.4 | 24.6 | 38.8 | 38.9 | 34.9 | 29 | 25 | 29.8 | 29.4 | 30.3 | 31.9 | 37 | 35 | 27 | 25 | 32.7 | 32.9 | 34.8 | 24.7 | 31.6 | 26.4 | 34.2 | 28.7 | 29.6 | 30.8 | 25.6 | 30 | 24.9 | 28 | 17.8 | 31 | 25.6 | 30 | 27.6 | 32.4 | 27.7 | 30 | 0
3957 | 34.4 | 28.8 | 28.7 | 22.3 | 35.5 | 24.5 | 18.8 | 32.1 | 29.1 | 32.4 | 34.9 | 27.3 | 39 | 31.8 | 27 | 27 | 24 | 32.2 | 27.7 | 32.1 | 32.4 | 26.2 | 24.4 | 23.6 | 37.6 | 37.4 | 34.7 | 27.7 | 24.4 | 29.2 | 28.7 | 29.7 | 31.4 | 36.3 | 28.2 | 26.8 | 24.9 | 32.3 | 32.6 | 33.2 | 24.7 | 31.4 | 25.6 | 32.6 | 28.4 | 28.6 | 30.8 | 25.3 | 28.6 | 25.2 | 26.8 | 17.5 | 30.4 | 25.3 | 30 | 27.3 | 31.4 | 27.7 | 28.6 | 0
3958 | 32.8 | 27.7 | 28.5 | 23.4 | 34.8 | 24.3 | 19.1 | 31.6 | 29 | 31.6 | 34.2 | 27.2 | 38 | 31.9 | 26 | 26.4 | 23.7 | 32 | 27.4 | 32.4 | 31.4 | 26.5 | 23.8 | 23.7 | 36.9 | 36.6 | 34.2 | 27.2 | 24.2 | 28.7 | 28.1 | 29.7 | 31 | 36.2 | 25.3 | 26.4 | 24.9 | 32.2 | 32.3 | 33 | 24.3 | 31 | 25.3 | 32 | 28.2 | 28.5 | 30.6 | 25.5 | 28.1 | 25.5 | 27 | 17.9 | 30.2 | 25.3 | 29.6 | 27.1 | 30.8 | 27.9 | 27.8 | 0
3959 | 32.9 | 26.4 | 28 | 24.4 | 34.5 | 23.6 | 19.3 | 31.2 | 27.5 | 31.1 | 33.6 | 27.4 | 37.2 | 31.4 | 25.2 | 25.4 | 23.6 | 31.6 | 27.2 | 34 | 30.4 | 25.2 | 23 | 24.2 | 35.9 | 35.9 | 33.5 | 27.8 | 24.6 | 28.6 | 27.6 | 29.6 | 30.6 | 34.8 | 25.6 | 26.4 | 24.4 | 30.7 | 31.9 | 33 | 24.3 | 30.6 | 25.2 | 31.2 | 28.1 | 29.4 | 30 | 25 | 28.2 | 25.8 | 27.6 | 18.4 | 30 | 25 | 29.4 | 27.2 | 30.3 | 28 | 27 | 0
3960 | 32.3 | 25.8 | 27.5 | 26.2 | 33.5 | 23.5 | 19.5 | 31.1 | 27 | 24.3 | 32.6 | 27.4 | 35.7 | 30.8 | 24.1 | 24.4 | 23.8 | 31 | 26.6 | 33.8 | 29.8 | 25.1 | 22.9 | 25.5 | 33 | 35.4 | 32.8 | 28.1 | 25.3 | 28.3 | 27.4 | 29.2 | 29.9 | 33.6 | 25.7 | 26.4 | 24.3 | 30.2 | 31.9 | 32.4 | 24.6 | 29.5 | 25.3 | 31 | 27.6 | 29.6 | 28.9 | 24.8 | 28.7 | 25.8 | 28.7 | 18.7 | 30.1 | 24.6 | 28.5 | 27 | 29.7 | 27.5 | 27.1 | 0
3961 | 31.7 | 25.3 | 26 | 27.4 | 33 | 23.5 | 19.5 | 30.6 | 27 | 23.3 | 31.4 | 27.6 | 34.4 | 30.1 | 24.1 | 24.1 | 24.1 | 31 | 26.1 | 33.5 | 29.2 | 25.1 | 22.7 | 26.3 | 31.8 | 34.9 | 32.1 | 28.3 | 26 | 28 | 27.3 | 29.2 | 29.3 | 31.2 | 25.8 | 26.3 | 23.9 | 29.7 | 31.9 | 31.5 | 24.7 | 28.4 | 25.2 | 30.2 | 27.3 | 29.5 | 27.7 | 23.9 | 28.9 | 25.8 | 29.4 | 18.4 | 30 | 24.7 | 28 | 26.9 | 29.4 | 27.3 | 27.1 | 0
3962 | 31.4 | 25.2 | 26 | 28.8 | 32.9 | 23.3 | 19.6 | 30.6 | 27.1 | 23.6 | 30 | 27.4 | 33 | 29.6 | 24.1 | 25 | 24.4 | 30.5 | 25.4 | 31.6 | 28.8 | 25 | 23 | 26.8 | 31.4 | 34 | 31.4 | 27.6 | 26.2 | 27.4 | 27.4 | 29 | 28.7 | 29.6 | 25.8 | 26.3 | 24 | 29.1 | 31.9 | 30.1 | 24.7 | 27.2 | 25 | 29.9 | 27.1 | 28.4 | 26.4 | 23.4 | 28.6 | 25.7 | 29.8 | 17.8 | 30 | 24.8 | 27.5 | 26.4 | 29.3 | 27.1 | 27.4 | 0
3963 | 30.9 | 24.3 | 23.5 | 29.2 | 31.7 | 23.3 | 19.7 | 31.4 | 27.2 | 24.2 | 28.9 | 27.3 | 32.4 | 29.3 | 23.9 | 24.5 | 24.5 | 30.2 | 25.1 | 30.9 | 28.2 | 24.8 | 22.8 | 26.2 | 30.9 | 32.9 | 30.7 | 27 | 25.7 | 26.9 | 27.3 | 29 | 28.3 | 27.8 | 26.2 | 26.4 | 23.8 | 28.8 | 31.8 | 28.7 | 24.6 | 26.7 | 24.7 | 29.5 | 27 | 27.8 | 25.6 | 22.7 | 27.9 | 25.3 | 29.5 | 17.1 | 29.7 | 24.8 | 27.5 | 26.2 | 29.2 | 27 | 27.1 | 0
3964 | 30.9 | 23.9 | 23.5 | 29.7 | 31.5 | 23.3 | 19.7 | 31.3 | 27.2 | 25.1 | 28.1 | 27 | 31.8 | 28.9 | 23.6 | 24.3 | 24.4 | 29.6 | 24.9 | 29.8 | 27.7 | 24.7 | 23 | 25.6 | 30.7 | 32.9 | 30.4 | 26.2 | 24.6 | 26.5 | 27.4 | 28.5 | 28.1 | 28 | 26.3 | 26.4 | 24 | 28.7 | 31.4 | 28.1 | 24.8 | 26.5 | 24.4 | 29.3 | 26.6 | 27.2 | 25.3 | 22.9 | 27.4 | 25 | 29.4 | 17 | 29.5 | 24.8 | 27.5 | 25.9 | 28.9 | 27 | 27.1 | 0
3965 | 30.9 | 23.3 | 23.5 | 24.6 | 31 | 23.3 | 19.8 | 31.1 | 27.1 | 25.3 | 28.4 | 27.4 | 31.4 | 29.3 | 23.3 | 24.1 | 24.2 | 29.5 | 24.8 | 33.6 | 27.4 | 24.6 | 24 | 23.4 | 29.9 | 32.4 | 30.4 | 27 | 23.6 | 26.8 | 25.8 | 27.5 | 28 | 30.8 | 26.4 | 26.4 | 24.2 | 28.3 | 31.1 | 28.2 | 25.2 | 25.4 | 24 | 29 | 26.6 | 28.2 | 28.4 | 24.2 | 27 | 24.8 | 21 | 18.4 | 29 | 24.8 | 27.2 | 25.8 | 28.5 | 27 | 27.4 | 0
3966 | 30.9 | 22.9 | 23.5 | 25.1 | 30.7 | 23.3 | 20.1 | 30.6 | 27.4 | 25.4 | 28.5 | 27.1 | 30 | 29.2 | 23 | 23.9 | 25.8 | 29.5 | 24.5 | 34 | 26.9 | 24.6 | 24 | 24 | 29.9 | 31.8 | 30.4 | 28 | 23.3 | 27.4 | 26.4 | 27 | 27.8 | 31.6 | 26.5 | 26.4 | 24 | 27.9 | 30.3 | 28.3 | 25.3 | 24.2 | 24.4 | 29 | 26.5 | 29.7 | 28.9 | 25.1 | 28.3 | 24.3 | 22.7 | 18.9 | 29.1 | 24.8 | 27 | 25.6 | 28.4 | 27.2 | 27.5 | 0
3967 | 31 | 25.1 | 23.5 | 26.4 | 31.7 | 23.3 | 20.1 | 30.2 | 28.6 | 25.5 | 29.1 | 27.2 | 30 | 29.8 | 23 | 24.3 | 27.6 | 29.7 | 24.8 | 34.4 | 26.9 | 24.8 | 25.2 | 24.8 | 29.9 | 31.9 | 30.9 | 28.5 | 23.6 | 28.6 | 27 | 27 | 27.8 | 33.1 | 27 | 26.6 | 24.6 | 28 | 30.5 | 29.1 | 25.6 | 23.8 | 25.2 | 29 | 26.6 | 31.5 | 29.2 | 26.7 | 29.1 | 24 | 24 | 19.4 | 29.4 | 25.1 | 27.4 | 25.9 | 28.9 | 27.7 | 28.1 | 0
3968 | 31 | 31.3 | 23.5 | 27 | 34 | 23.5 | 20.6 | 31.1 | 29.9 | 27.1 | 30 | 27.6 | 30.2 | 31 | 23.5 | 26.4 | 29.2 | 30.8 | 25.2 | 35.4 | 28.9 | 26.1 | 26 | 25.8 | 30.4 | 32.4 | 31.6 | 29.9 | 24.2 | 30.2 | 27.8 | 28 | 28.9 | 34.6 | 27.6 | 27.8 | 25.4 | 29.4 | 30.9 | 30.3 | 25.8 | 24 | 26.2 | 29.5 | 27.3 | 33.6 | 30.6 | 28.6 | 29.5 | 24 | 25.6 | 19.8 | 29.6 | 25.3 | 28 | 26.4 | 29.9 | 28.1 | 28.6 | 0
3969 | 31.1 | 33 | 23.6 | 28.6 | 36.6 | 22.7 | 22.3 | 33.2 | 33 | 29.2 | 31.4 | 28.7 | 32.2 | 31.6 | 23.9 | 28.5 | 30.3 | 33.2 | 26.4 | 36.1 | 32.2 | 27.3 | 28 | 26.6 | 33.7 | 33.5 | 32.5 | 30.7 | 25.8 | 31.9 | 28.2 | 30 | 29.8 | 36.4 | 29.1 | 29.6 | 27.2 | 31.4 | 32.6 | 31.7 | 26.7 | 25 | 27.5 | 32.4 | 29.2 | 35.3 | 31.5 | 30.7 | 29.2 | 23.6 | 25.6 | 19.7 | 30.1 | 26.6 | 31 | 27.4 | 32 | 29.1 | 29.4 | 0
3970 | 32.7 | 35.2 | 23.7 | 29.8 | 37.8 | 23.4 | 23.5 | 33.6 | 33.9 | 29.1 | 33 | 29.9 | 34.1 | 32.9 | 24.9 | 30.3 | 31 | 34.7 | 27.4 | 37.3 | 34.9 | 29 | 28.8 | 27.4 | 35.7 | 35.6 | 33.6 | 32.3 | 27.6 | 33.2 | 28.4 | 31 | 30.3 | 37.5 | 30 | 30.9 | 28.7 | 32.3 | 32.8 | 33.3 | 27.6 | 26.2 | 28.7 | 33.4 | 30.1 | 36.7 | 33.3 | 32.4 | 29 | 23.9 | 25.9 | 19.3 | 30.8 | 27.1 | 31.5 | 28.2 | 33.5 | 29.8 | 29.8 | 0
3971 | 35.8 | 37 | 25.1 | 32 | 39.1 | 23.5 | 24.8 | 34.9 | 34.9 | 29.3 | 34.8 | 31.4 | 36.8 | 33.1 | 26.3 | 31.4 | 31.4 | 35.8 | 28.8 | 38.4 | 37.3 | 30.3 | 29.4 | 28.2 | 37.2 | 36.9 | 34.8 | 33.6 | 29.8 | 34 | 28.4 | 31.5 | 31.3 | 38.6 | 31 | 32.3 | 30.2 | 33.2 | 35 | 35 | 29.2 | 27.6 | 29.8 | 34.4 | 30.7 | 37.8 | 34.6 | 33.8 | 29 | 24.2 | 25.6 | 18.6 | 31.8 | 27.4 | 33 | 29 | 34.8 | 30.6 | 30.2 | 0
3972 | 37.3 | 38.5 | 25.2 | 33.6 | 40.6 | 24.4 | 25.3 | 32.5 | 35.1 | 29.9 | 36.3 | 32.4 | 38.4 | 34.1 | 28.2 | 32.8 | 31.8 | 36.7 | 29.6 | 40.1 | 38.7 | 29.8 | 27.8 | 29.3 | 38.6 | 38.5 | 35.9 | 35.6 | 31.4 | 34.1 | 28.6 | 32.9 | 32.8 | 39.1 | 32.6 | 32.8 | 30.5 | 34.8 | 36.6 | 36.7 | 30.1 | 28.6 | 30.5 | 36.1 | 31.2 | 38.8 | 36.5 | 34.4 | 29.8 | 24.4 | 26.9 | 18 | 32.7 | 27.9 | 34 | 29.2 | 36.5 | 31.8 | 30.1 | 0
3973 | 37.4 | 39 | 25.4 | 36.1 | 41.3 | 25.9 | 26.4 | 34.1 | 35.6 | 30.1 | 37.7 | 33.2 | 40.4 | 34.6 | 28.6 | 33.6 | 32.1 | 37.2 | 30.6 | 41.3 | 39.7 | 29.2 | 26.4 | 30.4 | 39.8 | 40 | 37.1 | 36.2 | 32.7 | 34 | 28.9 | 33.4 | 33.8 | 39.8 | 33.9 | 32.6 | 30.7 | 35.7 | 37.2 | 38.5 | 29.8 | 29.7 | 31.1 | 38.3 | 31.2 | 39.6 | 37.5 | 34.8 | 30.9 | 24.7 | 28 | 17.7 | 33.7 | 28.4 | 34.5 | 29.5 | 37.2 | 31.7 | 30.1 | 0
3974 | 36.9 | 39.6 | 25.7 | 37.8 | 41.6 | 27.4 | 26.3 | 34.5 | 36.4 | 30.3 | 38.5 | 33.2 | 41.4 | 35.2 | 29.9 | 34.2 | 32.4 | 37.7 | 31 | 42.2 | 40 | 27.5 | 24.4 | 31.6 | 40.3 | 41 | 38.3 | 36.4 | 33 | 33.6 | 29.4 | 33.1 | 34.4 | 40.3 | 35 | 32.9 | 30 | 36.8 | 36.3 | 39.5 | 29.2 | 30.6 | 31.2 | 38.6 | 31.1 | 40.2 | 38.4 | 34.6 | 32 | 24.9 | 29.8 | 17.8 | 34.2 | 28.8 | 35 | 29.4 | 36.8 | 31.6 | 30 | 0
3975 | 39 | 40 | 26.1 | 39.7 | 42.1 | 27 | 26 | 34.7 | 36.8 | 30.4 | 39 | 32.9 | 42.9 | 35.1 | 30.8 | 34.4 | 32.3 | 37.9 | 31.6 | 41.8 | 40.3 | 26 | 24.2 | 32.3 | 41.3 | 41.4 | 39.6 | 34.5 | 33 | 33.3 | 29.7 | 31.7 | 35.8 | 41.2 | 35.3 | 32.8 | 29.7 | 38 | 37.7 | 39.4 | 27.2 | 31.7 | 31.1 | 39.4 | 31.1 | 40 | 37.9 | 34.3 | 32.4 | 24.9 | 30 | 18.2 | 34.4 | 29.4 | 35.5 | 29.5 | 37.2 | 31.5 | 30.4 | 0
3976 | 39.5 | 39.7 | 25.7 | 39.5 | 42.1 | 24.3 | 25.3 | 27.5 | 36.1 | 30.8 | 38.9 | 32.1 | 42.9 | 35.6 | 29.9 | 34.4 | 31.8 | 37.9 | 31.5 | 40.8 | 40.9 | 26 | 24 | 32.7 | 41.4 | 41.5 | 40.8 | 32.6 | 32.2 | 32.8 | 29.8 | 30.8 | 35.3 | 41.7 | 35.2 | 30.7 | 28.9 | 37.2 | 37.4 | 37.1 | 26.9 | 32.3 | 30.6 | 34.8 | 31.2 | 39.1 | 37.5 | 33.7 | 32 | 24.9 | 30 | 18.7 | 34.1 | 28.1 | 35 | 29.2 | 37 | 31.2 | 30.7 | 0
3977 | 39.8 | 39.1 | 25.1 | 38.6 | 41.1 | 23.1 | 24.6 | 29.7 | 29.5 | 30.4 | 38.5 | 31.2 | 42.4 | 34.7 | 27.2 | 33.8 | 30.8 | 37.9 | 31.4 | 38.8 | 40.9 | 26.8 | 25 | 32.2 | 41.5 | 41.5 | 41.5 | 30 | 31.4 | 32.2 | 29.6 | 30.2 | 35.4 | 42 | 35.4 | 30.6 | 28.4 | 37 | 36.9 | 34.2 | 27 | 32.6 | 29.8 | 30.9 | 30.1 | 37.2 | 36.4 | 32.8 | 31 | 24.9 | 28.4 | 18.9 | 33.4 | 28.3 | 34.5 | 28.8 | 36.6 | 30.9 | 31 | 0
3978 | 40.2 | 38.6 | 24.2 | 35.6 | 40.1 | 23.8 | 24.3 | 30 | 28.5 | 30.4 | 37.7 | 30 | 40 | 34.3 | 25.2 | 32.6 | 29.6 | 37.9 | 30.5 | 37 | 39.4 | 27.2 | 24.9 | 31.3 | 41.2 | 41.5 | 41.7 | 28.9 | 30.1 | 31.3 | 29.3 | 30.3 | 34.9 | 41.3 | 34.9 | 31.3 | 27.2 | 36 | 36.7 | 31.1 | 26.3 | 32.1 | 28.7 | 26 | 30.3 | 34.9 | 35.9 | 31.5 | 30 | 25.4 | 27.4 | 18.9 | 32.4 | 27.6 | 33 | 27.8 | 36 | 30.8 | 30.8 | 0
3979 | 39.7 | 36.1 | 24.2 | 33 | 38.7 | 23.5 | 23.8 | 29.7 | 27.5 | 30.3 | 36.9 | 29 | 37.8 | 33.7 | 23.9 | 30.4 | 28.5 | 36.7 | 29.9 | 34.8 | 37.6 | 26.9 | 25.2 | 29.8 | 40.2 | 41.2 | 41 | 27.9 | 29.3 | 30.5 | 28.7 | 29.9 | 34.1 | 40.5 | 33.9 | 31.3 | 26.4 | 34.2 | 33 | 29.6 | 25.8 | 31.2 | 27.6 | 26.4 | 29.6 | 32.5 | 34.7 | 30.3 | 29.2 | 25.4 | 25.7 | 18.6 | 31.6 | 26.8 | 32.2 | 26.9 | 34.4 | 30.6 | 30.5 | 0
3980 | 38.3 | 32.2 | 22.1 | 30.4 | 37.5 | 23 | 23.3 | 25 | 27.6 | 29.9 | 36.1 | 28 | 35.2 | 33 | 23.4 | 28.8 | 27.8 | 34.7 | 29 | 33.4 | 35.5 | 26.3 | 24.4 | 28.4 | 37 | 40.7 | 40.2 | 28 | 28.4 | 29.6 | 28.2 | 29.6 | 33.3 | 39.3 | 33 | 28.6 | 25.4 | 33.8 | 32.3 | 28.5 | 25.9 | 30 | 26.6 | 26.7 | 29.1 | 30.6 | 33.6 | 29 | 29 | 25 | 25 | 18.2 | 31 | 26.4 | 30.8 | 26 | 33.3 | 30.5 | 29.8 | 0
3981 | 37.5 | 30.6 | 22.7 | 29.7 | 36.6 | 22.8 | 22.8 | 24.4 | 27.5 | 29.4 | 35.5 | 27.5 | 34.4 | 32.6 | 23.4 | 26.8 | 27.4 | 33.7 | 28.8 | 32 | 34 | 26.3 | 24.6 | 27 | 34.9 | 40 | 39.5 | 27.3 | 28.1 | 29.1 | 27.7 | 29.2 | 32.6 | 38.5 | 32 | 27.3 | 25.3 | 33.4 | 31.7 | 27.9 | 25.7 | 29.3 | 25.9 | 28.4 | 28.9 | 29.3 | 31.5 | 28.2 | 29.1 | 24.9 | 23.7 | 17.9 | 30.8 | 26.3 | 30 | 25.8 | 32.1 | 30.3 | 29.4 | 0
3982 | 36.5 | 29 | 22.7 | 29 | 36.1 | 22.4 | 22.5 | 24.4 | 27.5 | 29.3 | 34.6 | 27.2 | 33.8 | 32.1 | 23.1 | 26.8 | 27.2 | 33.2 | 28.5 | 31.6 | 33.2 | 26.3 | 24 | 26 | 34.2 | 36.5 | 38.5 | 27.3 | 27.5 | 28.8 | 27.6 | 29 | 32.2 | 37.5 | 31.9 | 27.3 | 25.1 | 26.6 | 31.5 | 27.5 | 24.5 | 28.8 | 25.4 | 28.4 | 28.6 | 28.9 | 30 | 27.5 | 29.3 | 24.9 | 23.5 | 17.9 | 30.6 | 26.1 | 29.6 | 25.7 | 31.4 | 30.1 | 28.8 | 0
3983 | 35.7 | 28.6 | 22.7 | 29 | 35.6 | 22 | 22.3 | 24.4 | 27.5 | 29.2 | 33.7 | 27.2 | 34.6 | 31.7 | 22.9 | 26.3 | 26.8 | 32.7 | 28.4 | 31.6 | 32.7 | 25.8 | 24.2 | 25.2 | 33.3 | 30.4 | 37.2 | 26.6 | 27 | 28.8 | 27.4 | 28.8 | 31.4 | 36.6 | 31 | 27.3 | 25.4 | 23.4 | 31.4 | 27.4 | 24.2 | 29 | 25.2 | 28.5 | 28.6 | 28.8 | 28.4 | 27 | 29 | 24.9 | 22.8 | 18 | 30.4 | 25.6 | 29.5 | 26.2 | 31 | 30 | 28.6 | 0
3984 | 32.8 | 28.1 | 23.2 | 27.6 | 35.1 | 21.8 | 22 | 24.5 | 27.5 | 27.1 | 32.4 | 27.2 | 34.6 | 31.2 | 22.4 | 25.1 | 26 | 32.2 | 27.7 | 32.5 | 32.1 | 25.4 | 23.3 | 24.8 | 33 | 29.5 | 35.9 | 26.9 | 26 | 28.6 | 27.3 | 28.7 | 30.1 | 35.1 | 30.4 | 27.3 | 25 | 24.2 | 30.9 | 27.3 | 24.6 | 29.1 | 24.9 | 28.9 | 28.1 | 28.9 | 28.3 | 26.3 | 28.3 | 24.9 | 23.2 | 18.3 | 29.9 | 24.9 | 29.4 | 26.4 | 30.6 | 29.9 | 28.1 | 0
3985 | 31.8 | 28.6 | 23.2 | 26.4 | 35.1 | 21.6 | 21.9 | 24.4 | 27.5 | 25.4 | 31.1 | 27.4 | 34.9 | 30.3 | 22.2 | 24.3 | 24.9 | 31.8 | 27 | 33.2 | 31.8 | 25 | 23.3 | 24.4 | 32.5 | 28.1 | 34.7 | 26.7 | 25.3 | 28.4 | 27 | 28.4 | 29.3 | 33.7 | 30 | 27.4 | 25 | 24.8 | 30.8 | 27.2 | 23.5 | 29.3 | 24.6 | 28.9 | 27.7 | 28.6 | 28.3 | 25.7 | 27.2 | 24.9 | 22.6 | 18.4 | 29.5 | 24.6 | 29 | 26.6 | 30.2 | 29.5 | 27.8 | 0
3986 | 31.5 | 29.1 | 23.2 | 24.4 | 33.1 | 21.6 | 21.8 | 24.6 | 27.4 | 25.3 | 29.8 | 27.4 | 34 | 29.9 | 22.1 | 23.8 | 23.8 | 31.4 | 26 | 34 | 31.4 | 23.3 | 22.6 | 24 | 31.3 | 28.5 | 33.4 | 27.2 | 24.4 | 27.8 | 26.6 | 28 | 28.4 | 32 | 29.9 | 27.6 | 24.4 | 25.3 | 30.8 | 27.3 | 24.2 | 28.8 | 24.2 | 28.9 | 27.6 | 28.2 | 29 | 24.8 | 26.2 | 24.9 | 22.4 | 18.4 | 29 | 24.4 | 28.5 | 26.4 | 29.8 | 29.1 | 27.4 | 0
3987 | 31.2 | 28.6 | 22.7 | 23.9 | 32.1 | 21.8 | 21.7 | 24.6 | 27.3 | 25.4 | 29 | 27.6 | 33.6 | 29.9 | 22.1 | 23.8 | 23.1 | 30.6 | 25.5 | 33.9 | 30.8 | 23 | 23.2 | 23.5 | 31 | 28.8 | 32.2 | 26.8 | 24.1 | 27.2 | 26 | 28.1 | 27.8 | 31 | 29.9 | 27.8 | 24.4 | 25.8 | 30.8 | 27.4 | 24.7 | 28 | 24 | 28.9 | 27.1 | 27.7 | 28.8 | 24.2 | 25.7 | 24.9 | 21.1 | 18.2 | 28.8 | 24.3 | 28.5 | 26.3 | 29.5 | 28.9 | 27.3 | 0
3988 | 30.5 | 27.6 | 22.6 | 23.6 | 32 | 21.8 | 21.5 | 24.6 | 27.3 | 25.4 | 28.4 | 27.5 | 32.2 | 29.2 | 22.1 | 23.3 | 23.2 | 30.6 | 24.9 | 33.9 | 30.7 | 22.8 | 23.2 | 23.3 | 30.4 | 29 | 32.2 | 27.2 | 23.6 | 26.7 | 25.8 | 28.1 | 27.2 | 30.4 | 29.6 | 28 | 24 | 25.8 | 30.8 | 27.4 | 24.3 | 26.7 | 23.8 | 29 | 27.1 | 27.6 | 28.9 | 23.8 | 26.1 | 24.9 | 21 | 18.2 | 28.8 | 24.3 | 28.2 | 25.9 | 29 | 28.7 | 27.2 | 0
3989 | 29.8 | 26.6 | 22.2 | 26.4 | 32.1 | 21.8 | 21.5 | 24.7 | 27.4 | 25.4 | 28.1 | 25.2 | 29.4 | 28.4 | 22.2 | 23 | 26 | 30.6 | 27.8 | 31 | 30.3 | 22.8 | 22.6 | 23.2 | 30.2 | 29.4 | 32.1 | 25.8 | 24.6 | 27 | 26 | 27.5 | 26.9 | 33 | 29.4 | 28.2 | 25 | 25.4 | 30.6 | 27.5 | 24.2 | 28.2 | 24.2 | 29.1 | 27.1 | 27.6 | 25.6 | 25 | 26.2 | 25 | 22.2 | 17.4 | 29.6 | 24.1 | 28 | 25.6 | 28.5 | 28.5 | 26.6 | 0
3990 | 29.3 | 25.6 | 22.5 | 27 | 32.1 | 21.9 | 21.4 | 24.7 | 27.6 | 25.4 | 28.2 | 25.5 | 28.7 | 28 | 21.7 | 22.8 | 27.9 | 30.6 | 29 | 30.5 | 30.1 | 22.8 | 23.7 | 23.9 | 29.5 | 29 | 32 | 26.4 | 25.3 | 27.7 | 26.8 | 27.2 | 26.2 | 33.9 | 29.5 | 28.1 | 25 | 25.4 | 30.2 | 27.6 | 24.2 | 28.8 | 24.6 | 29 | 26.9 | 27.7 | 25.8 | 25 | 26.7 | 24.9 | 22.4 | 18.1 | 29.2 | 23.6 | 28 | 25.6 | 28.3 | 28.8 | 27.3 | 0
3991 | 29.6 | 26.6 | 22.6 | 27.7 | 32.7 | 22.1 | 21.6 | 24.8 | 28.4 | 25.2 | 29 | 26.3 | 28.8 | 28.6 | 21.8 | 23 | 29.9 | 30.6 | 29.8 | 31.5 | 30.2 | 22.8 | 24.6 | 25.1 | 30.2 | 28.3 | 31.9 | 27.6 | 26.5 | 28.8 | 27.6 | 27.7 | 26.4 | 34.5 | 29.9 | 28 | 24.9 | 25.9 | 30.2 | 28.3 | 24.2 | 29.5 | 25.2 | 29.1 | 26.9 | 29.1 | 26.3 | 27.1 | 27.4 | 25 | 24.5 | 18.8 | 29.1 | 23.8 | 27.9 | 25.6 | 28.5 | 29.5 | 28.1 | 0
3992 | 30.5 | 29.1 | 22.7 | 29.6 | 34.4 | 22.9 | 21.8 | 24.9 | 29.3 | 25.2 | 30 | 26.6 | 29.8 | 30.6 | 22.3 | 25.6 | 31.8 | 31.4 | 31.2 | 32 | 31.8 | 23.8 | 25.4 | 26.6 | 31 | 28.9 | 32 | 28.6 | 28.2 | 30.2 | 28.4 | 28.5 | 28.2 | 36.2 | 30.1 | 28.8 | 25 | 26.8 | 30.3 | 29.2 | 24.2 | 30.4 | 26 | 29.6 | 27.1 | 30.2 | 27 | 29 | 28.6 | 25.4 | 26.8 | 19.2 | 29.2 | 24.3 | 28 | 26 | 29.5 | 30.2 | 29.4 | 0
3993 | 31.2 | 33.1 | 23.5 | 30.8 | 37.2 | 24.1 | 22.5 | 26.2 | 31.7 | 24.6 | 31.7 | 27.3 | 31.6 | 32.2 | 24.3 | 29.1 | 32.8 | 33 | 31.8 | 34.2 | 33.9 | 24 | 25.3 | 28.2 | 33 | 30.5 | 32.3 | 30 | 30 | 31.4 | 29 | 30.5 | 30.5 | 36.7 | 32.3 | 28.5 | 25.1 | 27.2 | 31.9 | 30.3 | 24.1 | 31.1 | 26.9 | 31.1 | 29.5 | 32.1 | 27.3 | 32 | 29.2 | 26.4 | 30.2 | 19.1 | 29.9 | 25.2 | 29 | 26.4 | 31 | 30.4 | 30.3 | 0
3994 | 31.8 | 37 | 23.5 | 32.4 | 38.7 | 25.8 | 23.9 | 26.3 | 32.5 | 24.8 | 33.2 | 27.6 | 33.7 | 33.5 | 23.8 | 30 | 33.3 | 34 | 33.1 | 35.4 | 34.1 | 25.2 | 25 | 29.8 | 36 | 32.5 | 33.1 | 31.1 | 31.7 | 32.4 | 29.7 | 32 | 31.5 | 37.8 | 32.7 | 29.1 | 25.4 | 28.8 | 32.9 | 31.6 | 23.6 | 31.9 | 28 | 31.1 | 30.1 | 33 | 27.4 | 32.8 | 29.9 | 27.4 | 31.9 | 18.6 | 30.8 | 26.7 | 30 | 27.3 | 32.3 | 31 | 31.3 | 0
3995 | 32.7 | 38.1 | 23.5 | 33.2 | 39.6 | 26.5 | 24.3 | 27.6 | 34.5 | 25.5 | 35 | 28 | 36 | 34.6 | 24.3 | 31 | 33.4 | 35.4 | 33.8 | 37.4 | 34.5 | 28 | 24.2 | 31.4 | 37.6 | 34.9 | 34.5 | 32.4 | 33 | 33 | 30.4 | 32.5 | 32.9 | 38.1 | 34 | 27.6 | 25.8 | 29.4 | 33.9 | 33.3 | 24.8 | 32.6 | 29 | 32.2 | 30.1 | 34 | 27 | 32.6 | 30 | 29 | 32.4 | 18 | 31.8 | 28.4 | 30.4 | 28 | 33.8 | 31.3 | 32 | 0
3996 | 35 | 38.6 | 24 | 34.7 | 40.6 | 26.9 | 26.5 | 28.1 | 36.2 | 26.3 | 36.3 | 27.8 | 38 | 35.8 | 25.3 | 32.2 | 33.7 | 36 | 35.2 | 37.9 | 34.8 | 29.5 | 24 | 32.8 | 39.3 | 36.9 | 36.4 | 33.4 | 33.9 | 33.5 | 31.2 | 33.5 | 34.1 | 39.4 | 34.8 | 27.2 | 26.3 | 31.1 | 34.2 | 35.1 | 25.5 | 33.4 | 29.9 | 33.5 | 30.7 | 34 | 26.7 | 29.7 | 30.5 | 30.6 | 30.1 | 17.7 | 32.4 | 27.7 | 32.9 | 28.8 | 34.8 | 31.8 | 33.1 | 0
3997 | 34.4 | 39.5 | 24.2 | 35.5 | 40.8 | 25.4 | 26.7 | 28.7 | 37 | 27 | 37.6 | 28 | 39.5 | 36.6 | 24.7 | 33 | 34.1 | 36.5 | 35.3 | 39.6 | 34.3 | 29.6 | 23.7 | 33.9 | 40 | 38.3 | 38.9 | 34.5 | 34.2 | 33.8 | 32 | 33.7 | 34.8 | 39.6 | 35.7 | 27.3 | 26.5 | 32.4 | 34.9 | 37.1 | 25.6 | 34.2 | 30.3 | 35 | 30.2 | 34.7 | 26.4 | 27.5 | 30.8 | 32.1 | 27.8 | 17.8 | 32.7 | 25.2 | 33.5 | 29 | 35 | 32.1 | 33.7 | 0
3998 | 35.5 | 40.1 | 24.2 | 36.8 | 41 | 26.9 | 26.7 | 30.6 | 37.3 | 27.2 | 38.3 | 28 | 40.4 | 37.1 | 25.2 | 33.5 | 34.6 | 36.5 | 35 | 40.4 | 34.1 | 30.1 | 24 | 34.6 | 41 | 39.3 | 40.6 | 35.2 | 34 | 34 | 32.6 | 33.6 | 35.5 | 40 | 35.8 | 28.2 | 26.6 | 33.7 | 35.4 | 38.1 | 26.1 | 34.8 | 30.3 | 36.3 | 30.6 | 35.2 | 26.6 | 25.6 | 31.6 | 32.3 | 25.2 | 18.4 | 32.6 | 25.9 | 35.5 | 28.8 | 34.6 | 32.4 | 34.4 | 0
3999 | 36.7 | 40.6 | 23.5 | 36.9 | 41.1 | 26.3 | 27.1 | 30.5 | 37 | 27.4 | 39.1 | 28.6 | 40.8 | 37.5 | 24 | 25.6 | 34.6 | 36.7 | 32.8 | 42.3 | 33.3 | 31.3 | 23.8 | 34.6 | 41.2 | 40.1 | 41.2 | 35.9 | 33.4 | 33.9 | 32.7 | 33.2 | 36.5 | 38.6 | 35.8 | 30 | 26.3 | 34.5 | 35.4 | 37.7 | 26.6 | 35 | 29.8 | 37.5 | 29.6 | 36.6 | 27 | 26.8 | 31.9 | 33.1 | 25 | 19.1 | 32.5 | 26.7 | 36 | 27.8 | 28.3 | 31.2 | 34.2 | 0
4000 | 36.7 | 40.6 | 23.6 | 37.1 | 41 | 27 | 26.5 | 31.4 | 37.4 | 27.6 | 39.1 | 28.9 | 40.8 | 37.9 | 23.3 | 28 | 34.1 | 36.7 | 30.8 | 42.2 | 33.1 | 31.5 | 23.9 | 33.9 | 41.1 | 40.1 | 39 | 35.7 | 32.7 | 33.7 | 32.2 | 33 | 36.5 | 37.7 | 35.8 | 30.7 | 25.8 | 33.7 | 35.9 | 34.4 | 26.8 | 34.7 | 28.9 | 29.1 | 29.2 | 36.7 | 27.7 | 28.3 | 32.3 | 32.4 | 25.3 | 19.7 | 32.2 | 26.5 | 36.1 | 26.9 | 28.8 | 31.6 | 33.7 | 0
4001 | 36.2 | 41.5 | 23.5 | 36 | 40.6 | 26.7 | 25.1 | 31.5 | 35 | 27.2 | 39 | 29.4 | 40.4 | 37.4 | 22.8 | 28.6 | 32.8 | 36.7 | 28.4 | 41.4 | 32.3 | 31.2 | 23.6 | 32.4 | 37 | 40.8 | 36.2 | 35.2 | 32 | 33 | 31.4 | 31.1 | 36.3 | 36 | 35.2 | 30.3 | 25.2 | 29.1 | 36.4 | 30.5 | 25.6 | 34 | 27.8 | 29 | 29.2 | 36 | 28.2 | 30.8 | 32 | 29.9 | 26.8 | 19.8 | 32 | 25.8 | 35.8 | 26 | 30.3 | 31 | 32.4 | 0
4002 | 34.8 | 37.6 | 23.5 | 35 | 39.6 | 26 | 25 | 27.9 | 25.7 | 27.4 | 38.1 | 29.2 | 39.7 | 36.8 | 22.2 | 25 | 31.4 | 36.3 | 27.7 | 37.5 | 31.9 | 30.5 | 23.7 | 30.5 | 35.7 | 41 | 33.5 | 34 | 31.4 | 32.1 | 30.5 | 28.8 | 36.2 | 35.9 | 34.7 | 29.8 | 24.8 | 30.5 | 35.9 | 26.7 | 25 | 33 | 26.8 | 29 | 29.1 | 33 | 28.5 | 30.9 | 31.7 | 26.9 | 26.8 | 19.5 | 31.6 | 25.5 | 34.5 | 25.8 | 30.3 | 30.4 | 31.2 | 0
4003 | 34.1 | 34.1 | 23.5 | 32.4 | 38.2 | 24.5 | 24.5 | 28.3 | 25.6 | 27.3 | 37.3 | 29.1 | 38.9 | 34.1 | 22.3 | 25 | 30 | 35 | 27.3 | 34 | 31.3 | 29.5 | 23.5 | 28.6 | 35.7 | 39.9 | 33.3 | 33 | 30.8 | 31 | 29.7 | 27.4 | 35 | 35.4 | 33.3 | 27.5 | 24.5 | 30.4 | 35.3 | 25.7 | 24.2 | 31.9 | 26.1 | 28.5 | 27.4 | 29.8 | 28.3 | 30.6 | 30.8 | 26 | 26.6 | 18.9 | 31.4 | 24.7 | 33 | 25.6 | 26.6 | 29.9 | 29.7 | 0
4004 | 32.8 | 31.6 | 23.5 | 30 | 37.4 | 23.5 | 23.6 | 27.5 | 26.1 | 27.2 | 36.3 | 28.6 | 38 | 31.6 | 22.3 | 26.4 | 29.2 | 34 | 28 | 30 | 30.6 | 29.2 | 23.6 | 27 | 35.6 | 38.9 | 32.9 | 32 | 30.4 | 30 | 29.2 | 27.3 | 34.1 | 35.9 | 32.5 | 26.2 | 24.4 | 29.1 | 35.3 | 25.7 | 24.7 | 31 | 25.6 | 28.7 | 27.4 | 26.2 | 28 | 28.4 | 30 | 25.5 | 24.8 | 18.4 | 31 | 24.2 | 32 | 25.8 | 26.1 | 29.4 | 28.6 | 0
4005 | 31.7 | 30.5 | 23.3 | 26.7 | 36.7 | 23.3 | 23.1 | 26.5 | 26.5 | 27.2 | 35.8 | 28.5 | 37.2 | 31 | 22.3 | 25.4 | 28.9 | 33.2 | 27.8 | 29 | 29.8 | 28.4 | 23.3 | 26 | 35.7 | 37.7 | 33.6 | 31.7 | 29.9 | 29.2 | 29 | 27.3 | 33.3 | 35.4 | 31.4 | 26.7 | 24.4 | 28.1 | 33.7 | 26.6 | 24.9 | 30.2 | 25.3 | 28.3 | 27.4 | 24.7 | 27.5 | 27.5 | 28.9 | 25.6 | 23.9 | 18.1 | 30.8 | 24 | 31.3 | 25.6 | 26.3 | 29.3 | 27.5 | 0
4006 | 31.2 | 29.5 | 23.3 | 25 | 36.3 | 22.8 | 22.6 | 25.5 | 26.5 | 27.2 | 35 | 28 | 36.4 | 30.6 | 22.2 | 24.5 | 29 | 32.7 | 28 | 28.7 | 29.3 | 27.7 | 23.3 | 25.6 | 34 | 36.6 | 33.2 | 31.2 | 29.3 | 28.8 | 28.8 | 27.3 | 33.1 | 35.7 | 30.8 | 26.6 | 24.5 | 28.1 | 32.2 | 26.9 | 24.5 | 29.8 | 25.1 | 28.1 | 27.3 | 24.3 | 27.3 | 26.4 | 28.5 | 25.5 | 22.7 | 18.1 | 30.5 | 23.9 | 30.4 | 25.6 | 26.8 | 29.9 | 27.2 | 0
4007 | 30.8 | 28.6 | 23 | 24 | 35.9 | 22.8 | 22.2 | 25 | 26.6 | 27.3 | 34.3 | 27.6 | 35.8 | 30.4 | 22.1 | 24.4 | 29 | 32.5 | 27.4 | 30.4 | 28.8 | 27.5 | 23 | 25.4 | 32.8 | 35.3 | 31.6 | 30.8 | 28.6 | 28.6 | 28.4 | 27.3 | 32.3 | 35.2 | 30.6 | 26.4 | 24.6 | 27.9 | 32.2 | 26.7 | 24.5 | 29.4 | 24.8 | 28.2 | 27.2 | 25.6 | 27.2 | 27 | 28.2 | 25.5 | 22.8 | 18.2 | 30.4 | 23.7 | 29.5 | 25.4 | 26.9 | 30.5 | 27 | 0
4008 | 30.7 | 28.1 | 23 | 25.2 | 35.1 | 22.4 | 21.8 | 25 | 27 | 27.7 | 32.9 | 26.5 | 35.1 | 29.8 | 22.2 | 23.6 | 28.7 | 31.9 | 27.6 | 30.8 | 28.3 | 27 | 23.1 | 25.1 | 32.3 | 34.1 | 30 | 29.5 | 27.7 | 28.6 | 27.7 | 27.3 | 31.6 | 35.9 | 30.1 | 25.8 | 24.8 | 27.7 | 32.2 | 26.5 | 24.7 | 29.1 | 24.5 | 28 | 26.8 | 26.5 | 27.3 | 26.6 | 28.6 | 25.5 | 22.4 | 18.2 | 30.2 | 23.7 | 29.5 | 25.6 | 27.4 | 29.8 | 27.5 | 0
4009 | 30.7 | 27.6 | 23 | 26.3 | 34.4 | 22.5 | 21.8 | 25 | 27 | 27.7 | 31.5 | 25.6 | 34.3 | 31.2 | 22.2 | 23.5 | 27.6 | 31 | 27.2 | 31.7 | 28 | 26.2 | 22.7 | 24.7 | 32.3 | 33.3 | 29.2 | 28.2 | 26.8 | 28.4 | 26.8 | 27.3 | 30.7 | 35.6 | 29.7 | 25.8 | 24.9 | 27.6 | 31.9 | 26.2 | 24.5 | 28.8 | 24.2 | 28 | 26.5 | 27.7 | 27.2 | 27 | 28.5 | 25.5 | 22.9 | 18 | 30.1 | 23.7 | 29 | 25.7 | 27.5 | 29.7 | 27.7 | 0
4010 | 30.7 | 27.6 | 23 | 27.8 | 34 | 22.5 | 21.7 | 25 | 27.3 | 27.7 | 29.9 | 24.6 | 33.2 | 31.3 | 22.1 | 22.5 | 26.4 | 30.9 | 27.6 | 31 | 27.8 | 25.6 | 22.6 | 24 | 32.2 | 32.6 | 29.2 | 26.6 | 25.8 | 28 | 26 | 26.9 | 30.1 | 35.8 | 29.6 | 25.8 | 25 | 27.2 | 31.7 | 26.1 | 24.6 | 28.4 | 24 | 28 | 26.4 | 27.6 | 27 | 26 | 28.4 | 25.2 | 22.4 | 17.6 | 30 | 23.6 | 29 | 26 | 27.7 | 29.5 | 27.8 | 0
4011 | 30.2 | 27.1 | 23 | 27.6 | 33.5 | 22.4 | 21.6 | 24.9 | 27.3 | 27.7 | 28.9 | 24.5 | 31.9 | 30.5 | 21.8 | 23.2 | 25.3 | 30.5 | 27.2 | 31.3 | 27.8 | 25.1 | 22.1 | 23.4 | 31.8 | 31.9 | 29.2 | 25.8 | 25 | 27.4 | 25.5 | 26.7 | 29.2 | 34.5 | 29.4 | 25.8 | 25 | 26.9 | 31.4 | 26 | 24.8 | 28 | 23.9 | 28 | 26 | 27.8 | 26.4 | 25.9 | 27.5 | 25 | 22.6 | 17.2 | 30 | 23.5 | 28.5 | 25.9 | 27.6 | 29.3 | 27.2 | 0
4012 | 29.6 | 26.6 | 23 | 27.3 | 33 | 22.5 | 21.6 | 24.5 | 27.2 | 27.7 | 28.1 | 24.5 | 30.6 | 30.1 | 21.8 | 23.4 | 25.2 | 29.5 | 27.7 | 30.5 | 27.3 | 24.7 | 22.3 | 23 | 31.8 | 31.3 | 29.2 | 25.3 | 24.5 | 27 | 25.5 | 26.8 | 28.4 | 33.9 | 29.2 | 26 | 25.1 | 26.8 | 30.8 | 25.6 | 25.8 | 28 | 24 | 28 | 25.8 | 27.2 | 25.9 | 24.7 | 26.8 | 25 | 21.9 | 17.1 | 29.8 | 23.2 | 28 | 25.9 | 27.5 | 29.3 | 26.9 | 0
4013 | 29.2 | 26.4 | 23 | 24 | 32.5 | 22.2 | 21.6 | 24.5 | 27.1 | 27.8 | 28 | 26.6 | 29.2 | 29.5 | 21.8 | 23 | 27.2 | 29.5 | 27.8 | 29.6 | 27.3 | 24.4 | 22 | 23.6 | 31.4 | 31.2 | 29.2 | 27.4 | 25.8 | 26.4 | 25.4 | 26.7 | 27.8 | 35 | 28.9 | 26 | 24.4 | 26.4 | 30.3 | 24.8 | 24.6 | 26.8 | 24 | 25.9 | 25.6 | 26.4 | 27 | 25 | 26.5 | 25 | 21 | 17.4 | 29.4 | 23.2 | 27.6 | 25.4 | 27.3 | 29.1 | 25.4 | 0
4014 | 28.8 | 26.1 | 23 | 24.3 | 32.1 | 22.4 | 21.5 | 24.5 | 27.3 | 27.8 | 28.3 | 27 | 28.7 | 28.9 | 21.8 | 23 | 27.6 | 30 | 29.2 | 29.4 | 27 | 24.2 | 22.4 | 24.4 | 31 | 30.8 | 29.2 | 27.7 | 26.6 | 27.2 | 26.3 | 26.2 | 27.2 | 34.7 | 29.2 | 25.7 | 24.3 | 26.9 | 29.9 | 24.8 | 24.3 | 27.6 | 24.4 | 24.6 | 25.1 | 27 | 28.1 | 26.5 | 28 | 24.9 | 22.1 | 18 | 29.5 | 23.2 | 27.3 | 25.7 | 27.3 | 29.3 | 25.3 | 0
4015 | 28.8 | 27 | 23 | 25.1 | 32.6 | 22.6 | 21.5 | 24.6 | 27.4 | 27.8 | 29 | 27.8 | 28.9 | 28.6 | 22 | 23.5 | 28.3 | 31.5 | 30.2 | 28.7 | 27.3 | 24.3 | 23.4 | 25.3 | 31.4 | 30.8 | 30.1 | 28.3 | 28.2 | 28.6 | 27 | 26.9 | 27.2 | 35.8 | 29.7 | 25.9 | 24.9 | 26.8 | 29.9 | 25 | 24.6 | 28.8 | 25.4 | 25 | 25.2 | 27.9 | 28.6 | 26.9 | 29.3 | 24.9 | 24.1 | 18.3 | 29.9 | 23.5 | 27.3 | 25.9 | 27.8 | 30 | 26.1 | 0
4016 | 29.5 | 28.4 | 23.5 | 25.2 | 33.9 | 23 | 21.6 | 24.7 | 28.6 | 28 | 30 | 29 | 29.6 | 30.1 | 22.3 | 24 | 28.8 | 33.2 | 31.4 | 30.4 | 27.8 | 24.7 | 24.2 | 26.4 | 32.5 | 32.2 | 30.7 | 29 | 30 | 30.4 | 28.2 | 28.5 | 28.4 | 34.2 | 31.1 | 26.2 | 25.4 | 28.4 | 30.5 | 25 | 25.1 | 30.2 | 26.2 | 26 | 26.1 | 28.4 | 29.6 | 28.4 | 31 | 25.2 | 26.2 | 18.8 | 30.4 | 23.8 | 28.5 | 26.2 | 29 | 30.6 | 27 | 0
4017 | 31.8 | 30 | 27.1 | 26.4 | 35.9 | 23.9 | 22.3 | 24.9 | 30.4 | 29 | 31.3 | 30.2 | 31.2 | 31.2 | 23.7 | 27.2 | 30.1 | 34.8 | 32.1 | 31.1 | 28.7 | 25.6 | 25.1 | 27.1 | 33.3 | 34.2 | 31.2 | 29.8 | 31.9 | 32.2 | 28.6 | 30.3 | 30.1 | 35.9 | 33.4 | 27.4 | 26.9 | 29.5 | 32 | 26.7 | 25.8 | 31.2 | 27.2 | 27.1 | 28.3 | 29.4 | 29.9 | 28.2 | 31.5 | 26 | 28.7 | 18.5 | 31 | 25.3 | 29.4 | 26.4 | 30.5 | 31.4 | 28.5 | 0
4018 | 33 | 32 | 27.3 | 27.1 | 36.8 | 24.9 | 22.5 | 26 | 31.9 | 29 | 32.8 | 31.4 | 33.1 | 32.5 | 24.5 | 28.7 | 31.2 | 35.8 | 33.2 | 33.4 | 29.4 | 27.3 | 25.2 | 27.8 | 35.2 | 36.3 | 30.7 | 30.7 | 33.1 | 33.5 | 29.2 | 31.4 | 31.6 | 35.7 | 34.9 | 27.4 | 28.2 | 30 | 32.7 | 27.6 | 25.8 | 32 | 27.8 | 27.1 | 29 | 30.4 | 31.2 | 29.4 | 32.1 | 27.4 | 30.5 | 18.3 | 31.4 | 26.8 | 30.7 | 26.8 | 31.3 | 31.6 | 29.5 | 0
4019 | 35 | 32.5 | 28.6 | 28.6 | 37.9 | 24.8 | 24.7 | 28.4 | 34.4 | 29.6 | 34.5 | 32.2 | 35.4 | 34.1 | 25.4 | 30.2 | 32.8 | 36.6 | 34 | 34.4 | 29.5 | 28.5 | 25 | 28.4 | 37 | 38 | 30.1 | 31.6 | 34 | 34.4 | 29.2 | 31.6 | 32.9 | 38.2 | 36.1 | 29 | 29.8 | 30.9 | 33.9 | 28.8 | 26.7 | 32.4 | 28.5 | 27.1 | 30 | 32 | 32.2 | 29.8 | 32 | 28.5 | 32.2 | 17.8 | 31.8 | 27.5 | 32.6 | 27.2 | 32.5 | 31.7 | 30.4 | 0
4020 | 37.3 | 34.9 | 29.3 | 29.2 | 38.9 | 25.4 | 25.8 | 30.3 | 36.4 | 30.6 | 36.3 | 32.5 | 37.3 | 35.5 | 26 | 30.7 | 33.6 | 36.6 | 35.2 | 36.7 | 31.2 | 29.5 | 24.1 | 29.4 | 37.9 | 40.3 | 29.6 | 32.5 | 34.2 | 34.7 | 29.6 | 31.8 | 33.8 | 37.7 | 38 | 30.3 | 30.4 | 31 | 35.6 | 30 | 27.1 | 32.9 | 28.8 | 27.6 | 28.6 | 33.4 | 34 | 32 | 32.7 | 28.6 | 33.1 | 17.9 | 31.9 | 28.7 | 35.4 | 27.9 | 34 | 31.8 | 30.4 | 0
4021 | 38.8 | 34.7 | 29.7 | 30.6 | 39.4 | 26.4 | 26.7 | 26.3 | 37 | 30.9 | 37.9 | 32.2 | 39.1 | 35.6 | 26.9 | 31.2 | 34.3 | 37.2 | 35.5 | 37.2 | 31.8 | 31 | 23.3 | 30.3 | 39.3 | 40.8 | 30.3 | 33.3 | 34.4 | 34.7 | 29.3 | 33.7 | 34.9 | 39.8 | 38.4 | 31 | 31.1 | 32.4 | 36.8 | 30.8 | 27.2 | 33.4 | 29.2 | 27.6 | 29.7 | 35 | 34.7 | 32.4 | 33.1 | 29.8 | 34.1 | 18 | 32.2 | 28.5 | 35.8 | 28.3 | 34.4 | 32.1 | 30.6 | 0
4022 | 39.5 | 36.2 | 30.8 | 31.2 | 39.8 | 25.8 | 26.8 | 26.3 | 37.7 | 31.4 | 39 | 31.6 | 40.2 | 37 | 27.1 | 31.6 | 34.2 | 37.2 | 35.4 | 38.6 | 33.5 | 31.7 | 22.6 | 31.2 | 40 | 41.8 | 31.7 | 33.8 | 34.5 | 34.4 | 29.2 | 34 | 35.6 | 39.6 | 39.3 | 31.4 | 30.8 | 32.6 | 37.7 | 32 | 27.8 | 34 | 29.4 | 28.1 | 30 | 36 | 34.8 | 32.6 | 34 | 31 | 34.6 | 18.4 | 32.4 | 26.3 | 36 | 28.6 | 34.7 | 32.5 | 30.4 | 0
4023 | 39 | 36.9 | 31.5 | 32.7 | 40.8 | 26.4 | 27.3 | 29.8 | 37.2 | 31 | 39.4 | 30.7 | 41 | 37.6 | 27.5 | 29.7 | 34.2 | 37.3 | 34 | 38.1 | 34 | 31.9 | 22.7 | 31.4 | 38.8 | 41.8 | 33.8 | 34 | 34.8 | 34 | 28.1 | 34 | 36.8 | 42.1 | 39.5 | 31.4 | 30.9 | 32.8 | 38.4 | 33.2 | 28 | 34.3 | 29.6 | 28.1 | 29 | 36.8 | 33 | 29.8 | 34 | 32.2 | 35.2 | 18.2 | 32.8 | 26.9 | 35.9 | 28.3 | 34.3 | 32.4 | 30.7 | 0
4024 | 38.7 | 36.5 | 31.7 | 33 | 40.1 | 26.6 | 26.9 | 31.2 | 30.1 | 31 | 39.3 | 29.9 | 41.2 | 37.6 | 26.5 | 28 | 33.5 | 37.3 | 32.3 | 39.1 | 34.2 | 31.6 | 23 | 31.2 | 37.2 | 41.8 | 36.2 | 33.7 | 34.8 | 33.4 | 27.2 | 34.3 | 37 | 41.2 | 39.5 | 28.5 | 30.2 | 32.8 | 37.9 | 33.1 | 28.1 | 34.3 | 29.1 | 26.9 | 29.7 | 36.5 | 31.2 | 27.2 | 34.3 | 33 | 34.8 | 18.2 | 32.8 | 28.3 | 35.8 | 27.9 | 34.6 | 32 | 30.6 | 0
4025 | 37.8 | 36 | 31.9 | 33.4 | 39.8 | 26.2 | 26.3 | 31.5 | 25.9 | 30.9 | 38.6 | 29.2 | 41 | 37 | 26.1 | 28.7 | 33 | 37.2 | 30.4 | 38.8 | 34.3 | 31.7 | 23.6 | 30.2 | 34 | 41.3 | 38.2 | 33 | 34.5 | 32.6 | 26 | 34 | 37 | 41 | 39 | 28.8 | 29.8 | 29.2 | 37 | 33.1 | 27.8 | 33.8 | 28.4 | 26.6 | 30.1 | 36 | 29 | 23.8 | 33.6 | 33.2 | 33.8 | 17.6 | 32.6 | 28 | 34.9 | 27.2 | 34.8 | 31.5 | 30.4 | 0
4026 | 36.5 | 33 | 31.9 | 32.3 | 39.3 | 24.5 | 25.4 | 31.7 | 25.8 | 30.5 | 37.8 | 28.8 | 40.3 | 32.9 | 24.9 | 29 | 31.9 | 37.2 | 29.4 | 39.7 | 34.2 | 31.3 | 23.7 | 29 | 29.4 | 40.3 | 39.5 | 32.1 | 33.5 | 31.7 | 25.7 | 33.5 | 36.1 | 36.5 | 38.3 | 28.9 | 28.6 | 28.7 | 36.5 | 33 | 27.8 | 33.1 | 27.1 | 25.1 | 29.5 | 34.8 | 28.5 | 23.1 | 33.3 | 33.5 | 31.6 | 17.4 | 31.8 | 27.1 | 34.1 | 26.8 | 34.2 | 31.6 | 29.3 | 0
4027 | 34.2 | 30.5 | 31 | 31.8 | 38.2 | 24 | 24.5 | 30.6 | 26.1 | 29.9 | 37 | 28.6 | 39.4 | 30.8 | 24.7 | 27.9 | 31.2 | 36.3 | 28.8 | 37.7 | 33.5 | 30.5 | 23.8 | 27.5 | 29.4 | 38.8 | 39.4 | 31.1 | 32.3 | 30.8 | 25.2 | 31.2 | 34.9 | 34.5 | 36.9 | 28.9 | 28.1 | 25.5 | 36 | 32.3 | 27.6 | 32.1 | 25.9 | 25.3 | 29 | 33.9 | 28.4 | 22.6 | 32.2 | 32.1 | 29.4 | 16.9 | 30.9 | 26.6 | 32.6 | 26.5 | 32.9 | 31.1 | 28.2 | 0
4028 | 32.5 | 29.4 | 29.2 | 30.6 | 37.5 | 23.5 | 23.6 | 29.5 | 26.1 | 29.5 | 36.4 | 28.4 | 38.4 | 30.5 | 24.4 | 26.4 | 30.4 | 35.3 | 29 | 35 | 32 | 29.8 | 23.4 | 26.4 | 29.2 | 36.8 | 39.1 | 30.4 | 31 | 30 | 25.4 | 30.7 | 34 | 31.6 | 35.4 | 28.5 | 27.4 | 25.6 | 35.2 | 31.4 | 27.7 | 31.2 | 25 | 25.5 | 28.7 | 33 | 29.4 | 24 | 31.5 | 30.8 | 27.2 | 16.8 | 30 | 26.1 | 31.9 | 26.4 | 32 | 31.8 | 27 | 0
4029 | 31.5 | 28.5 | 28.2 | 30.6 | 36.7 | 23 | 23.1 | 28.8 | 26.3 | 29.2 | 35.8 | 28.1 | 37.6 | 30.2 | 23.3 | 24.9 | 30.2 | 34.8 | 28.8 | 29.3 | 31.9 | 29 | 23.3 | 25.4 | 29.4 | 35.7 | 38.2 | 30 | 30.2 | 29.5 | 25.1 | 30.2 | 33.3 | 33.6 | 34.9 | 26.6 | 27.6 | 25.5 | 34.9 | 30.9 | 26.5 | 30.4 | 24.9 | 25.1 | 28.4 | 32.7 | 29.5 | 24 | 30 | 30 | 26.1 | 16.4 | 29.6 | 25.6 | 31.1 | 26.2 | 31.4 | 30.6 | 26.7 | 0
4030 | 31 | 28 | 27.4 | 29.7 | 35.9 | 22.7 | 22.5 | 28.3 | 26.6 | 29 | 35.3 | 27.9 | 36.6 | 30 | 23.2 | 23.9 | 29.6 | 34.3 | 28.7 | 25.3 | 30.1 | 28.2 | 23 | 25.1 | 28.3 | 34.4 | 37.3 | 29.7 | 29.6 | 29.2 | 25.3 | 29.8 | 32.5 | 34.2 | 33.9 | 26.8 | 27.4 | 25.5 | 34.5 | 30.2 | 27.1 | 30 | 25.1 | 25.1 | 28.1 | 32 | 29.6 | 24.9 | 29.2 | 28.6 | 25.2 | 16.7 | 29.5 | 25.3 | 30 | 26.1 | 31 | 30.5 | 26.6 | 0
4031 | 30.8 | 27.5 | 26.7 | 29 | 35.5 | 22.7 | 22.1 | 28 | 26.5 | 29 | 34.4 | 27.6 | 35.8 | 30 | 23.1 | 23.5 | 29 | 33.8 | 28 | 22 | 29.4 | 27 | 23 | 24.8 | 27.7 | 33.8 | 36.3 | 29.6 | 29.4 | 29 | 25.2 | 29.3 | 31.8 | 36.4 | 33.4 | 26.5 | 27.4 | 25.8 | 34 | 29.8 | 27.4 | 29.6 | 25.6 | 25.1 | 27.7 | 31.2 | 28.6 | 24.4 | 28.2 | 28.1 | 25 | 16.8 | 29.8 | 25.3 | 29.5 | 25.8 | 31 | 30.5 | 27.2 | 0
4032 | 30.4 | 27 | 26 | 26.7 | 34.8 | 22.6 | 21.4 | 27.3 | 25.9 | 28.8 | 33.3 | 27.4 | 34.6 | 29.8 | 22.9 | 22.7 | 27.6 | 33 | 27.5 | 23.4 | 29.1 | 26.5 | 22.7 | 24.8 | 27.6 | 32.9 | 35.3 | 29.4 | 28.8 | 28.8 | 25.8 | 28.9 | 30.9 | 34 | 32.8 | 26.8 | 26.3 | 25 | 33.5 | 28.8 | 26.8 | 29.4 | 25.6 | 25.1 | 27 | 29.5 | 28.1 | 25.3 | 28.1 | 27.7 | 24.1 | 17.5 | 30 | 25.1 | 29.1 | 25.7 | 30.4 | 30.1 | 27.2 | 0
4033 | 30.3 | 26.5 | 25.6 | 25 | 34.5 | 22.2 | 21.4 | 27 | 25.4 | 28.7 | 31.8 | 27.2 | 33.5 | 29.7 | 22.9 | 22.2 | 26.7 | 32.6 | 26.8 | 25.6 | 28.8 | 26.3 | 22.6 | 24.5 | 28 | 31.2 | 34.5 | 29 | 28.1 | 28.3 | 25.9 | 29.2 | 30.3 | 32.9 | 32.5 | 26.6 | 25.6 | 25 | 32.9 | 28.5 | 26.7 | 28.9 | 25.3 | 25.1 | 27 | 27.8 | 27 | 25 | 27.5 | 27.5 | 23.2 | 17.7 | 30.2 | 25.1 | 29.1 | 25.4 | 30.3 | 30 | 27.3 | 0
4034 | 30.3 | 27 | 25 | 23 | 34 | 21.8 | 21.3 | 26.7 | 25.2 | 28.6 | 30.4 | 27 | 32.2 | 29.8 | 22.9 | 21.7 | 25.8 | 32 | 26.6 | 29.6 | 28.5 | 26 | 22.1 | 24.2 | 28.2 | 30 | 33.8 | 28.4 | 27 | 27.6 | 26.2 | 29 | 29.5 | 29.8 | 32.4 | 26.5 | 24.4 | 25 | 32 | 28.3 | 26.7 | 28.2 | 24.6 | 25.1 | 26.5 | 26.2 | 26.8 | 25.8 | 27.4 | 27 | 21.8 | 18 | 30 | 25 | 29.1 | 25.4 | 29.8 | 29.9 | 26.6 | 0
4035 | 30.3 | 27 | 24 | 22.8 | 33.8 | 21.8 | 21.2 | 26.7 | 25 | 28.5 | 29.1 | 26.7 | 31.1 | 29.5 | 21.6 | 21.2 | 26 | 31.8 | 26.4 | 30.7 | 28.2 | 25.7 | 21.9 | 23.6 | 28 | 29.5 | 33.1 | 27.8 | 26.2 | 26.8 | 25.7 | 29 | 28.7 | 31.2 | 32.4 | 26.5 | 24.2 | 25.1 | 31.8 | 28.3 | 26.6 | 27.3 | 24.1 | 25.1 | 26.5 | 25.7 | 26.3 | 24.9 | 26.5 | 26.6 | 21 | 17.6 | 29.8 | 24.8 | 28.6 | 25.2 | 29.5 | 29.4 | 26.2 | 0
4036 | 30 | 27 | 24 | 22.8 | 33.5 | 21.8 | 21.3 | 26.7 | 25.1 | 28.5 | 28.3 | 26.6 | 29.9 | 29.7 | 21.6 | 20.8 | 26.3 | 31.3 | 27.1 | 31.4 | 27.7 | 25.4 | 21.7 | 23.5 | 27.9 | 29.3 | 32.4 | 27.5 | 25.5 | 26.3 | 25.6 | 28.6 | 28.2 | 31.7 | 32.4 | 26.3 | 24 | 25.2 | 31.5 | 27.8 | 26.8 | 26.8 | 23.7 | 25.1 | 26.3 | 25.6 | 26.8 | 25.4 | 26.5 | 26.3 | 20.4 | 17.6 | 29.5 | 24.8 | 27.6 | 25.3 | 29 | 28.8 | 25.5 | 0
4037 | 29.5 | 25.5 | 23.8 | 26.4 | 33 | 21.9 | 21.3 | 26.6 | 25.3 | 28.5 | 29 | 26.4 | 29.4 | 29.5 | 21.6 | 20.3 | 25.8 | 30.8 | 27.2 | 25 | 27.2 | 25 | 21.2 | 24.2 | 27.9 | 29 | 31.6 | 27 | 26 | 28.4 | 25.4 | 28.2 | 27.9 | 30.2 | 31.9 | 26.3 | 26.6 | 25.2 | 31.3 | 27.5 | 26.3 | 28 | 24.4 | 25.6 | 26.2 | 28.8 | 27.6 | 23.2 | 28.1 | 26.1 | 22.6 | 16.6 | 29 | 24.8 | 27.1 | 25.4 | 28.9 | 28.1 | 27 | 0
4038 | 28.7 | 25.1 | 23.2 | 26.6 | 32.8 | 21.8 | 21.3 | 26.3 | 25.5 | 28.5 | 28.9 | 26.5 | 28.7 | 29 | 21.5 | 20.2 | 26.8 | 30.8 | 28 | 25.4 | 26.6 | 24.9 | 22 | 24.6 | 27.6 | 28.7 | 30.8 | 27.3 | 26.7 | 28.8 | 25.9 | 28 | 27.5 | 31.1 | 31.8 | 26.4 | 25.3 | 24.9 | 31 | 27 | 26.4 | 28.5 | 25.1 | 25.6 | 26 | 29.4 | 27.8 | 23.5 | 28.6 | 25.8 | 23.7 | 17.1 | 28.6 | 24.8 | 26.6 | 25.3 | 28.5 | 28 | 27.4 | 0
4039 | 29 | 26.5 | 23.7 | 27.3 | 33.3 | 22.1 | 21.3 | 26.3 | 25.9 | 28.5 | 29.2 | 27.3 | 28.7 | 29.3 | 21.7 | 21.6 | 28.3 | 30.9 | 29.2 | 26.2 | 26.5 | 24.7 | 22.6 | 25.6 | 28.5 | 28.7 | 30.3 | 28.1 | 27.9 | 29.7 | 26.3 | 28.2 | 27.5 | 32.8 | 32 | 26.4 | 24.9 | 25.9 | 31 | 27 | 26.7 | 29.3 | 25.4 | 25.6 | 26 | 29.6 | 28.5 | 23.5 | 28.8 | 25.7 | 25.8 | 17.9 | 28.7 | 24.8 | 26.6 | 25.4 | 28.7 | 28.3 | 27.8 | 0
4040 | 30 | 29.4 | 25.2 | 28 | 34.7 | 22.5 | 21.5 | 27 | 26.5 | 28.8 | 30 | 28.2 | 29.4 | 31 | 22.3 | 24.7 | 29.6 | 32 | 30.6 | 27.4 | 27.9 | 25.2 | 24 | 26.4 | 29.8 | 29.5 | 30.2 | 29 | 29.4 | 31 | 26.8 | 28.8 | 28.4 | 34.6 | 33 | 26.4 | 24.8 | 26.6 | 31.5 | 28.5 | 26.8 | 30.4 | 26.6 | 25.6 | 26.5 | 31 | 29.8 | 23.8 | 28.8 | 26.3 | 28 | 18.4 | 29 | 25.2 | 28.6 | 25.8 | 29.4 | 28.5 | 28.4 | 0
4041 | 31.8 | 30.4 | 27 | 28.9 | 36 | 23.4 | 22.2 | 28.1 | 32.5 | 30 | 31 | 29.9 | 30.9 | 32.2 | 23.3 | 27.4 | 31.1 | 34 | 31.7 | 28.2 | 30.6 | 26.2 | 24.7 | 27.6 | 31.3 | 30.5 | 30.6 | 29.8 | 30.5 | 32.4 | 27.1 | 30.2 | 29.8 | 36.4 | 34.4 | 26.1 | 26.3 | 26.7 | 32.4 | 30 | 27.5 | 31.5 | 27 | 27.8 | 29.4 | 32 | 31.1 | 23.7 | 29 | 27.7 | 30.4 | 18.8 | 30 | 27 | 29.7 | 26.5 | 30.2 | 28.9 | 29 | 0
4042 | 32.8 | 31.9 | 28.1 | 29.8 | 37.1 | 24 | 22.5 | 29.8 | 34 | 30.8 | 32.4 | 31.1 | 32.9 | 34 | 24.2 | 29.3 | 32.1 | 35.2 | 32.1 | 29.2 | 31.8 | 27.2 | 26.2 | 28.4 | 33.5 | 32.5 | 31.7 | 30.5 | 31.6 | 33.6 | 27.7 | 31.2 | 30.7 | 37.6 | 35.5 | 26 | 28 | 28.4 | 33.5 | 31.7 | 26.9 | 32.6 | 28.2 | 27.8 | 29.9 | 34.1 | 32.5 | 23.9 | 29.3 | 29.2 | 32.2 | 18.7 | 31 | 27.5 | 32 | 27.3 | 31 | 28.5 | 29.9 | 0
4043 | 34.5 | 33.6 | 29.5 | 31 | 38 | 24.1 | 22.6 | 31.3 | 35.2 | 31.6 | 34 | 32.4 | 35.2 | 35.5 | 25.5 | 30.7 | 33 | 36 | 32 | 30 | 33.5 | 29 | 27 | 29.2 | 34.8 | 34.7 | 33.2 | 31 | 32.2 | 34.4 | 28.4 | 31 | 32.3 | 38.2 | 36.5 | 26 | 30 | 29.4 | 34.8 | 32.8 | 28.5 | 33.4 | 28.6 | 27.7 | 30.8 | 35.5 | 33.4 | 24 | 30 | 30.5 | 33.6 | 18.4 | 32.2 | 27.5 | 33.5 | 28 | 32.4 | 28.1 | 30.8 | 0
4044 | 35.9 | 36.2 | 31 | 32.2 | 38.6 | 22.8 | 24.6 | 33.1 | 34.9 | 32.3 | 35.8 | 32.7 | 37.5 | 36.3 | 26.1 | 32.2 | 33.3 | 36.2 | 31.5 | 31.4 | 35.4 | 30.5 | 28.4 | 29.3 | 36.8 | 36.5 | 34.9 | 31.6 | 33 | 34.8 | 29.5 | 31.5 | 33.1 | 38 | 38 | 25.9 | 30.8 | 29.5 | 36 | 34.3 | 29.6 | 34 | 29.7 | 28.2 | 31.3 | 37.1 | 34.2 | 24.5 | 30.7 | 32.3 | 34.2 | 17.9 | 32.7 | 28.5 | 34.6 | 28.4 | 33.4 | 25.9 | 31.9 | 0
4045 | 37 | 37.6 | 32.3 | 33.6 | 39.1 | 23.5 | 23.5 | 34.5 | 34.1 | 32.5 | 37.3 | 33.1 | 39.5 | 37.5 | 26.2 | 33 | 33.8 | 36.8 | 31.1 | 32.9 | 36.6 | 30.5 | 28.6 | 29.5 | 37.2 | 38 | 36.6 | 32.4 | 33.6 | 34.8 | 30.5 | 31.5 | 34.1 | 37.6 | 38.5 | 25.9 | 31.3 | 29.5 | 36.4 | 35.3 | 28.8 | 34.4 | 29.3 | 27.8 | 31.3 | 36.4 | 34.7 | 24.8 | 31.5 | 33.5 | 34.8 | 17.8 | 33.1 | 28.4 | 35 | 28.5 | 34.2 | 26.9 | 32.8 | 0
4046 | 38.5 | 38.9 | 33.3 | 34.8 | 39.6 | 24.1 | 23.7 | 35.6 | 33 | 32.5 | 38.4 | 33 | 41 | 38 | 26.3 | 34 | 34 | 37.2 | 31 | 34.6 | 37.3 | 30.8 | 28.4 | 29.3 | 36.8 | 39.5 | 38.2 | 33.4 | 34.4 | 34.6 | 31.4 | 32 | 34.8 | 37 | 39 | 26.1 | 30.8 | 29.1 | 37.3 | 36 | 28 | 34.6 | 28.8 | 27.8 | 31.5 | 34.8 | 35.4 | 25.2 | 32 | 34.2 | 35 | 17.8 | 33 | 28.8 | 34.8 | 28.2 | 34.5 | 28.1 | 33.4 | 0
4047 | 39.5 | 39.5 | 34.4 | 35.6 | 40.1 | 24 | 25.5 | 36.4 | 31.7 | 32.6 | 38.8 | 33.4 | 41.9 | 38.9 | 26.9 | 34.9 | 34.4 | 37.3 | 31.3 | 35.6 | 38.5 | 31.5 | 26.6 | 29.5 | 36.5 | 40.5 | 39.6 | 34.2 | 34.8 | 34.2 | 31.6 | 33 | 35.4 | 36.6 | 39.4 | 26.7 | 30.6 | 28.1 | 37.5 | 36.1 | 26.8 | 34.7 | 26.7 | 28.4 | 31.9 | 30.9 | 35.9 | 25 | 32.2 | 36.1 | 35.2 | 18.2 | 33 | 28.5 | 34.9 | 27.8 | 34.2 | 28.7 | 33.3 | 0
4048 | 40.5 | 39.7 | 34.5 | 35.3 | 39.7 | 22.9 | 25.2 | 36.4 | 31.5 | 32.5 | 38.7 | 33.3 | 42 | 36.1 | 26.2 | 34.4 | 34.2 | 37.3 | 31.8 | 35.9 | 38.7 | 30 | 25 | 29.4 | 36.5 | 41 | 40.8 | 34.5 | 34.9 | 33.7 | 31.5 | 32.5 | 35.6 | 36.1 | 39.5 | 26.6 | 30.1 | 28 | 37.9 | 37.2 | 27.5 | 34.7 | 25.2 | 27.7 | 31.8 | 27.6 | 36.5 | 24.9 | 31.9 | 36.4 | 34.4 | 18.5 | 32.7 | 28.7 | 35.2 | 27.2 | 34.1 | 27.9 | 32.6 | 0
4049 | 41.1 | 39.4 | 34.4 | 34 | 39.6 | 21.8 | 25.1 | 36.6 | 25.7 | 31.9 | 38 | 33.2 | 41.6 | 34.2 | 26.1 | 33.5 | 33.8 | 37.3 | 32 | 35.2 | 38.8 | 30.5 | 23 | 29.4 | 36.5 | 40.5 | 41.5 | 34 | 34.4 | 33 | 31 | 32 | 33.3 | 35.8 | 39.5 | 26.6 | 30 | 27.8 | 37.5 | 36.6 | 26 | 34.4 | 23.5 | 28.2 | 31.2 | 24.6 | 36.4 | 24.4 | 31.4 | 36.6 | 33 | 18.6 | 32.4 | 28.5 | 34 | 26.6 | 34.1 | 27.1 | 31.6 | 0
4050 | 41.1 | 38.4 | 35.6 | 31.8 | 37.1 | 21.7 | 24.5 | 36.6 | 19.4 | 31.2 | 37.3 | 32.1 | 40.6 | 32.7 | 25.3 | 32.4 | 32.6 | 37.2 | 31.8 | 34 | 38.8 | 30 | 22.5 | 28.9 | 34.3 | 39.5 | 41.6 | 32.8 | 33.6 | 32.1 | 30.6 | 31.2 | 34.1 | 35.2 | 39.4 | 26.6 | 29.3 | 27.1 | 36.9 | 36.2 | 25.5 | 33.9 | 23.6 | 29.2 | 30.6 | 24.3 | 35.8 | 24.3 | 30.5 | 36.2 | 30.6 | 18.3 | 31.7 | 28.1 | 32.5 | 26 | 33.7 | 27.2 | 30.6 | 0
4051 | 37.8 | 35.9 | 33.2 | 29.4 | 37.1 | 21.6 | 23.5 | 35.6 | 21.2 | 30.5 | 36.6 | 31.2 | 39.4 | 31.4 | 25.2 | 31 | 31.6 | 36.3 | 31 | 32.4 | 37.8 | 28.7 | 22.2 | 28.4 | 33.6 | 38.5 | 40.7 | 31.1 | 32.3 | 31 | 30.2 | 29 | 33 | 34.7 | 38.4 | 26.4 | 28.9 | 26.9 | 36.4 | 35.1 | 26.1 | 33.2 | 23.6 | 29 | 30 | 24.7 | 34.1 | 24 | 29.6 | 34.7 | 28.2 | 17.9 | 31.1 | 26.6 | 32 | 25.5 | 33.1 | 27.1 | 29.7 | 0
4052 | 34.8 | 32.9 | 32.2 | 27.4 | 36.5 | 21.5 | 22.7 | 33.8 | 22 | 29.9 | 36.2 | 29.8 | 38.2 | 30.5 | 24.9 | 29 | 30.4 | 35.6 | 30 | 31.2 | 36.3 | 28.3 | 22.8 | 27.6 | 32.2 | 36 | 39.7 | 29.6 | 31 | 29.8 | 30 | 28.7 | 32.1 | 34.2 | 36.5 | 26.3 | 28 | 26.4 | 36 | 33.5 | 25.6 | 32.4 | 24.4 | 28.2 | 29.9 | 26.6 | 32 | 24 | 28.6 | 33 | 26 | 17.4 | 30.4 | 26.2 | 31.2 | 25 | 32.3 | 26.4 | 29.2 | 0
4053 | 33.3 | 30.9 | 31.6 | 26.4 | 36.2 | 21.4 | 22.5 | 32.1 | 22.6 | 29.5 | 35.8 | 29.2 | 37.2 | 30.3 | 24.2 | 29 | 29.9 | 34.6 | 29 | 30.3 | 35.4 | 27.5 | 22.7 | 27.2 | 31.9 | 35.1 | 38.3 | 28.6 | 29.7 | 28.8 | 29.6 | 28.5 | 31 | 34 | 35.9 | 26.2 | 27.7 | 26.4 | 35.4 | 32.1 | 25 | 31.5 | 24 | 28.2 | 29.8 | 27.3 | 29.5 | 23.7 | 27.7 | 30.7 | 25 | 17.3 | 30.2 | 25.7 | 30.6 | 24.7 | 32 | 26.4 | 28.8 | 0
4054 | 32.1 | 29.4 | 30.4 | 26.1 | 35.7 | 21.4 | 22 | 30.4 | 23.6 | 29.2 | 35.6 | 28.5 | 36.3 | 30.2 | 24 | 27 | 29.2 | 34.6 | 28.4 | 30.1 | 34.4 | 27.1 | 23 | 26.5 | 31.8 | 33.5 | 37.3 | 28.2 | 28.9 | 28.2 | 29.3 | 28.1 | 29.7 | 33.8 | 34.4 | 26.1 | 27 | 25.8 | 34.8 | 31.9 | 24.7 | 30.7 | 23.9 | 28.1 | 29.5 | 28.3 | 27.7 | 23.6 | 26.7 | 31.2 | 24.7 | 17.2 | 29.9 | 25.7 | 29.8 | 24.7 | 31.2 | 26.3 | 28.7 | 0
4055 | 31.3 | 28.9 | 29.2 | 26.6 | 35.5 | 21.3 | 21.5 | 29.8 | 24.6 | 29 | 35.1 | 28.4 | 35.6 | 30.2 | 23.5 | 24.4 | 28.8 | 34 | 28.2 | 30 | 33.4 | 26.7 | 22.5 | 26 | 30.9 | 31.5 | 36.8 | 28.4 | 28.4 | 28 | 28.6 | 28 | 29.3 | 33.6 | 33.6 | 26.1 | 27 | 25.5 | 34.4 | 31 | 24.7 | 30 | 23.2 | 28.2 | 29.3 | 28 | 26.6 | 23.4 | 26 | 30.5 | 25 | 17.4 | 30 | 25.6 | 24.5 | 24.8 | 30.7 | 26.2 | 28.4 | 0
4056 | 30.5 | 27.9 | 28.5 | 27 | 34.4 | 20.9 | 21.1 | 29.1 | 24.9 | 28.6 | 34.4 | 27.7 | 34.8 | 30 | 22.9 | 23 | 27.7 | 33.8 | 28.2 | 30 | 32.4 | 26.2 | 22.7 | 25.1 | 31 | 31.1 | 36.3 | 28.7 | 28.3 | 28.2 | 27.9 | 27 | 28.4 | 32.9 | 33.9 | 26.2 | 26.6 | 25.2 | 33.5 | 30.4 | 25 | 29.5 | 23.7 | 27.9 | 28.9 | 28.6 | 26.7 | 23.5 | 25.4 | 29.4 | 24.8 | 17.3 | 29.8 | 25.5 | 28.6 | 25.1 | 30.2 | 26.3 | 28.2 | 0
4057 | 30.3 | 26.8 | 27.5 | 27.2 | 33.6 | 21 | 20.9 | 28.8 | 24.9 | 28.5 | 33.3 | 27.4 | 33.9 | 29.7 | 22.9 | 22 | 26.6 | 33 | 28.1 | 29.3 | 31.6 | 25.7 | 22.3 | 24.5 | 30.9 | 30.5 | 35.5 | 28.7 | 28 | 28.4 | 26.9 | 27.6 | 28.1 | 32.1 | 32.7 | 26.1 | 27 | 24.8 | 33.2 | 29.8 | 25.5 | 29 | 23.8 | 26.7 | 28.7 | 28.6 | 27.3 | 23.5 | 25.3 | 29.4 | 24.5 | 17.1 | 29.9 | 25.2 | 28 | 25.4 | 29.9 | 26.2 | 27.7 | 0
4058 | 30.1 | 25.8 | 26.6 | 27 | 33.1 | 20.9 | 20.6 | 28.1 | 24.9 | 28.5 | 32.1 | 26.6 | 32.8 | 29.7 | 22.9 | 21.3 | 25.4 | 32.8 | 27.8 | 28.2 | 30.8 | 24.5 | 22.4 | 23.8 | 30.7 | 29.7 | 34.4 | 28.4 | 27.6 | 28.6 | 26.2 | 28 | 27.7 | 31 | 32.5 | 25.5 | 27 | 25.1 | 32.6 | 29.5 | 25.5 | 28.6 | 24.7 | 25.3 | 28.5 | 29.4 | 28 | 23.6 | 25.6 | 29.4 | 23.4 | 16.6 | 29.6 | 24.7 | 28 | 25.6 | 29.7 | 26.3 | 27.4 | 0
4059 | 30 | 25.4 | 25.1 | 26.7 | 32.5 | 21 | 20.7 | 27.2 | 24.9 | 28.5 | 30.7 | 26.5 | 31.6 | 29.5 | 22.5 | 22.5 | 25 | 32.4 | 27.4 | 26.7 | 29.9 | 24.5 | 21.6 | 23.7 | 30.3 | 29.3 | 33.3 | 27.8 | 26.7 | 28.5 | 25.5 | 27.4 | 27.1 | 30.2 | 31.9 | 25.5 | 27.5 | 25 | 32 | 29.1 | 25.4 | 28.2 | 24.5 | 25.4 | 28.3 | 29.1 | 28.1 | 23.4 | 26.4 | 29.4 | 22.7 | 16.3 | 29.6 | 24.5 | 27.8 | 25.7 | 29.7 | 25.5 | 27 | 0
4060 | 30 | 25.4 | 25.1 | 26.4 | 32.4 | 20.9 | 20.8 | 26.8 | 25.1 | 28.5 | 29.7 | 26.1 | 30.4 | 29.4 | 22.5 | 22 | 24.9 | 31.6 | 27.1 | 25.6 | 29.5 | 24.3 | 21.6 | 23.7 | 29.8 | 28.6 | 32.2 | 27.2 | 26.2 | 28.4 | 25.4 | 27.6 | 26.8 | 29.8 | 31.3 | 25.6 | 27.1 | 25 | 31.6 | 28.9 | 25.3 | 28 | 24.8 | 25.2 | 28 | 29.4 | 28 | 23.4 | 27.3 | 29.2 | 22.1 | 16.2 | 29.2 | 24.3 | 27.8 | 25.6 | 29.4 | 24.9 | 26.9 | 0
4061 | 30.1 | 24.9 | 25.1 | 26 | 31.7 | 20.9 | 20.9 | 26.9 | 25.1 | 28.4 | 29.1 | 27 | 28 | 29.1 | 22.5 | 21.2 | 28 | 31.4 | 27.6 | 29 | 29 | 24.3 | 21.2 | 24.6 | 29.7 | 28.4 | 31 | 25.8 | 25.4 | 28 | 23 | 28 | 26.5 | 29.4 | 30.6 | 25.7 | 26.4 | 25 | 31 | 28.3 | 25.2 | 28 | 23.8 | 25.1 | 27.9 | 27.2 | 27.2 | 23.2 | 25.2 | 28.8 | 23 | 17.4 | 29.2 | 24.2 | 27.5 | 24 | 29.2 | 25.2 | 27.6 | 0
4062 | 30 | 24.9 | 24.5 | 26.6 | 31.5 | 21 | 21 | 26.8 | 25.1 | 28.3 | 28.9 | 27.3 | 27.5 | 28.7 | 22.2 | 21.7 | 28.8 | 31.2 | 28.2 | 29.6 | 28.8 | 24.3 | 20.9 | 24.7 | 29.3 | 28.1 | 29.8 | 24.9 | 27.1 | 28.6 | 23.8 | 27.5 | 26.1 | 29.4 | 30 | 25.9 | 27 | 25 | 30.9 | 27 | 25 | 28.7 | 24 | 25.1 | 27.7 | 27.1 | 27.7 | 23.2 | 25.2 | 28.5 | 24.1 | 17.9 | 29.4 | 24 | 27.4 | 24.2 | 29 | 25.5 | 28.2 | 0
4063 | 29.9 | 28.4 | 24.4 | 27 | 32 | 21 | 21 | 27 | 25.2 | 28.3 | 29.5 | 28 | 27.6 | 29.4 | 22.4 | 22.4 | 30.1 | 31.2 | 29.4 | 31 | 28.8 | 24.5 | 21.4 | 25.5 | 29.3 | 28.2 | 29.4 | 24.4 | 27.4 | 29.8 | 24.3 | 28.2 | 26.6 | 29.7 | 31 | 26.1 | 27.7 | 25 | 30.8 | 26.7 | 25 | 29.1 | 24.5 | 25.1 | 27.7 | 27.3 | 28.4 | 23.4 | 25.5 | 28.5 | 26.1 | 18.6 | 29.9 | 24.2 | 27.4 | 24.2 | 29.2 | 25.9 | 28.3 | 0
4064 | 30.5 | 31 | 25.8 | 28.2 | 33 | 21.4 | 21.4 | 28.6 | 25.9 | 28.5 | 30.8 | 29 | 28.8 | 30.4 | 22.8 | 23.5 | 31.6 | 31.2 | 30.8 | 32.4 | 30.8 | 25 | 22.4 | 26.4 | 31.7 | 29 | 29.5 | 24 | 29.6 | 31 | 25.6 | 29 | 28 | 31 | 32.6 | 26.1 | 28.6 | 26.6 | 31.4 | 27.5 | 25.4 | 30 | 24.7 | 25.4 | 28.5 | 28.1 | 29.4 | 23.8 | 26 | 29.2 | 28.6 | 19 | 30.2 | 24.8 | 27.6 | 24.4 | 30 | 25.7 | 29 | 0
4065 | 32 | 33.4 | 29 | 29.1 | 35 | 23 | 22.4 | 31.5 | 27 | 29.9 | 32.4 | 30.4 | 30.4 | 31.7 | 23.7 | 25.6 | 33 | 32.2 | 32.3 | 34 | 34.7 | 26 | 24.1 | 28.1 | 32.8 | 29.8 | 30 | 24.7 | 29.8 | 32.3 | 25.5 | 29 | 29.1 | 32 | 34.3 | 26.6 | 29.4 | 27.2 | 33 | 29.3 | 25.3 | 30.3 | 25.4 | 27.5 | 31.3 | 28.8 | 30.3 | 24.4 | 27.1 | 29 | 30.7 | 19.1 | 30.9 | 27.6 | 29.4 | 24.3 | 30.6 | 25.7 | 28.9 | 0
4066 | 32.8 | 35.9 | 29.4 | 30.6 | 35.1 | 24.7 | 24.6 | 33.2 | 27.5 | 30.4 | 34 | 31.9 | 32.6 | 34 | 24.1 | 27.1 | 33.6 | 34.7 | 33.2 | 35.1 | 37.3 | 26.7 | 25.4 | 29.5 | 34 | 31.4 | 30.8 | 25.4 | 32 | 33.2 | 25.7 | 30 | 29.9 | 33.6 | 36 | 26.8 | 30 | 28.5 | 33.5 | 32.1 | 25.7 | 31.2 | 25.9 | 29 | 29.7 | 29.5 | 31.1 | 24.9 | 28.2 | 27.5 | 32.2 | 18.7 | 31.4 | 28.2 | 30 | 24.6 | 31.9 | 25.9 | 29.4 | 0
4067 | 34.1 | 38.4 | 31.7 | 31.8 | 37 | 25.2 | 25.1 | 34.8 | 30.5 | 31 | 35.5 | 33.4 | 34.8 | 35.4 | 23.5 | 28.1 | 33.6 | 36.7 | 33.4 | 36 | 39.5 | 27.5 | 26.4 | 31 | 35.4 | 33.7 | 32.1 | 26.6 | 33 | 34 | 24.8 | 31.7 | 30.8 | 34.8 | 37.5 | 27.5 | 30.4 | 29.7 | 34.5 | 34.1 | 26.2 | 32 | 26.8 | 30 | 30.7 | 29.8 | 31.6 | 25.2 | 29.4 | 27.5 | 33 | 18.2 | 32.2 | 28 | 30.9 | 25 | 33.3 | 26.1 | 29.4 | 0
4068 | 36.1 | 40.9 | 33.7 | 33.3 | 38 | 26.4 | 26.5 | 36.3 | 30.8 | 32.2 | 36.9 | 34.7 | 37.1 | 36.2 | 24.6 | 28.1 | 32.8 | 37.2 | 32.6 | 36.2 | 41 | 28.6 | 26.2 | 31.7 | 37.3 | 35.5 | 33.7 | 27.1 | 36 | 34.3 | 25 | 32.7 | 32.4 | 36.4 | 38 | 27.7 | 30.6 | 30.5 | 35.3 | 35.1 | 26.7 | 33.5 | 27.2 | 30.8 | 31.3 | 30.2 | 32 | 25.2 | 29.9 | 30.6 | 33.8 | 17.8 | 32.6 | 29.2 | 32.4 | 25.8 | 33.7 | 26.3 | 30.1 | 0
4069 | 37.1 | 41.9 | 34.9 | 33.5 | 38.5 | 23.4 | 27 | 37.3 | 30.8 | 32.4 | 38.3 | 35.7 | 38.7 | 37.5 | 24.5 | 29.1 | 31.8 | 37.2 | 31.4 | 36.4 | 41.8 | 29.5 | 25.4 | 32.3 | 37.4 | 36.1 | 35.8 | 27.8 | 36.2 | 34.5 | 24.6 | 29.7 | 33.6 | 37.4 | 40.2 | 27.7 | 30.5 | 31.5 | 35.6 | 36 | 27.6 | 34.4 | 27.9 | 31.7 | 31.3 | 30.6 | 32.5 | 25.1 | 29.9 | 32.4 | 34.6 | 17.8 | 33.2 | 30.3 | 32.9 | 26.4 | 34.5 | 26.5 | 30 | 0
4070 | 38.7 | 42.2 | 35.7 | 33.2 | 39 | 23.9 | 27.6 | 37.8 | 30.9 | 32.6 | 39.6 | 36.2 | 40 | 37.4 | 23.6 | 32.3 | 30.8 | 35.9 | 30 | 36.4 | 42.7 | 30.4 | 24 | 32.4 | 38.4 | 37.9 | 37.9 | 28 | 35.8 | 34.4 | 25 | 29.3 | 34.4 | 38.4 | 40.8 | 28.4 | 30.4 | 33 | 35.5 | 36.2 | 26.6 | 35.2 | 28 | 32.3 | 31.3 | 31.4 | 33 | 24.8 | 29.2 | 33.4 | 35.8 | 18.2 | 33.4 | 30.1 | 34.2 | 26.8 | 35.1 | 26.7 | 30 | 0
4071 | 39.6 | 42.4 | 35.5 | 31.3 | 39 | 24.2 | 28.6 | 38.4 | 30.7 | 32.6 | 40.5 | 36.2 | 40.4 | 38 | 23.3 | 32.4 | 30.3 | 36.7 | 29 | 36.6 | 43.5 | 31.5 | 23.1 | 32.7 | 38.9 | 39 | 39.7 | 28.7 | 31.2 | 34.3 | 24.4 | 30.7 | 34.4 | 38.4 | 39.7 | 27.6 | 30.3 | 32.3 | 35.7 | 37.1 | 26.5 | 34.6 | 28.2 | 32.8 | 30.9 | 32.1 | 33.4 | 24.5 | 28.3 | 34.2 | 36.7 | 18.9 | 33.6 | 29.8 | 35.5 | 26.5 | 34.9 | 26.9 | 28.9 | 0
4072 | 40.5 | 42.4 | 35 | 29.5 | 38.6 | 24.2 | 28.2 | 38.8 | 30.9 | 32.5 | 40.7 | 35.6 | 40.5 | 38.6 | 23.5 | 31.4 | 30 | 36.7 | 28.5 | 36.4 | 43.5 | 31.3 | 22.4 | 32.3 | 37.8 | 39 | 40.6 | 28.9 | 27.2 | 33.8 | 24.4 | 31.6 | 34.7 | 38.3 | 35 | 26.6 | 30.2 | 33.7 | 35.5 | 36.6 | 24.8 | 33.6 | 27.7 | 32.9 | 30.5 | 32.7 | 33.5 | 24.3 | 27.2 | 34.2 | 36.9 | 19.4 | 33 | 29.5 | 35.3 | 26.1 | 34.8 | 27.3 | 28.1 | 0
4073 | 40.8 | 42 | 35.7 | 27.6 | 38.5 | 24.1 | 27.2 | 38.8 | 30 | 31.8 | 39.8 | 34.6 | 40 | 37.5 | 23 | 29.4 | 29.8 | 36.7 | 28.4 | 36 | 42.8 | 26 | 22.4 | 31.8 | 32 | 38.6 | 40.9 | 29.4 | 22.2 | 33 | 23.6 | 30 | 34.9 | 37.6 | 31 | 26.6 | 30 | 33.7 | 34 | 36.3 | 24.2 | 32 | 27 | 32.9 | 30.5 | 32.6 | 33 | 24 | 26.6 | 33.9 | 35.8 | 19.6 | 32.4 | 30.3 | 34.9 | 25.4 | 34.8 | 27.7 | 27 | 0
4074 | 41.7 | 41 | 34.2 | 27.1 | 37.2 | 22.9 | 26.6 | 37.8 | 29.4 | 31.5 | 37.9 | 33.4 | 39.4 | 32.5 | 23 | 26.1 | 29.3 | 36.7 | 28.3 | 35 | 42.2 | 26.5 | 22.4 | 30.5 | 29.1 | 38 | 40.6 | 29.2 | 21.2 | 31.8 | 23.7 | 29 | 34.7 | 37.2 | 29.8 | 27.1 | 29.7 | 31.4 | 34.5 | 35.8 | 24.2 | 31.1 | 25.7 | 32.8 | 30.3 | 31.7 | 31.8 | 23.7 | 26.3 | 33.5 | 33.5 | 19.1 | 31.2 | 29.5 | 32.4 | 25.2 | 34.2 | 28.3 | 27.1 | 0
4075 | 38.7 | 38.4 | 32.3 | 26.9 | 36 | 22.4 | 25.7 | 37.2 | 25.2 | 30.6 | 35.3 | 32.2 | 38.5 | 30.6 | 22.8 | 26.8 | 28.8 | 36 | 28.2 | 34.1 | 40.8 | 26.2 | 22.6 | 29.2 | 29.1 | 36.9 | 40.1 | 29.1 | 20.5 | 30.7 | 23 | 28.7 | 32.9 | 36.3 | 29.4 | 27.5 | 29.2 | 30.8 | 34 | 34.8 | 24.3 | 30.2 | 24.8 | 31.5 | 29.4 | 29.8 | 30.2 | 23.3 | 26.6 | 32.7 | 30.2 | 18.5 | 30.5 | 28 | 31 | 25.1 | 33.5 | 26.9 | 27.1 | 0
4076 | 35.6 | 34.3 | 25.7 | 27.6 | 35.2 | 22.3 | 25.2 | 35.5 | 24.6 | 30 | 32.8 | 31.2 | 37.6 | 30.3 | 22.8 | 25.1 | 28.2 | 34.8 | 27.8 | 33 | 39 | 26.1 | 22.4 | 27.8 | 29.4 | 35.7 | 39.3 | 28.4 | 22.4 | 29.8 | 23 | 28.6 | 29.4 | 35.6 | 29.5 | 27 | 28.4 | 26.3 | 34 | 32.1 | 24.3 | 30.2 | 24 | 30.3 | 29.2 | 27.6 | 28.4 | 23 | 27 | 32.5 | 27 | 17.8 | 30 | 27.6 | 30.9 | 25.4 | 32.8 | 25.5 | 27.8 | 0
4077 | 34.7 | 31.8 | 24.7 | 27.6 | 34 | 22.3 | 24.6 | 34.2 | 24.6 | 29.5 | 31 | 30.4 | 36.4 | 30.1 | 22.9 | 24.1 | 27.9 | 34.2 | 27.4 | 32.5 | 37.6 | 25.7 | 22.4 | 27.1 | 29.6 | 34.5 | 38.4 | 28.2 | 22.3 | 29.5 | 22.1 | 28.4 | 28.4 | 34.3 | 29.6 | 26.5 | 27.4 | 26.2 | 34 | 28 | 24.4 | 29.9 | 24.1 | 29.7 | 28.8 | 25.4 | 27 | 22.8 | 27.5 | 31.6 | 24.5 | 17.5 | 30.3 | 27.2 | 30.8 | 25.3 | 32.1 | 25.5 | 27.7 | 0
4078 | 33.2 | 30.4 | 24 | 27.9 | 33.5 | 21.9 | 23.8 | 32.8 | 24.6 | 29.4 | 30.4 | 29.9 | 35.5 | 29.9 | 22.6 | 23.7 | 27.8 | 33.4 | 27 | 32.1 | 36.5 | 25.5 | 22.2 | 26.5 | 29.7 | 32.1 | 37.5 | 27.6 | 23.5 | 29.4 | 22.3 | 28.2 | 29.2 | 33.6 | 27.2 | 26.5 | 26.5 | 26.1 | 33.1 | 23.7 | 24.5 | 30.1 | 24 | 29.4 | 28.7 | 24.2 | 26.2 | 22.8 | 27.6 | 31 | 23.4 | 17.5 | 30.6 | 27.1 | 30.8 | 25.4 | 31.3 | 26.9 | 27.9 | 0
4079 | 32.4 | 29.8 | 24.2 | 27.4 | 33 | 21.7 | 23.6 | 32.3 | 24.6 | 29 | 30.8 | 29.4 | 34.6 | 29.8 | 22.5 | 22.3 | 28 | 32.7 | 26.8 | 32 | 35.1 | 25.1 | 22.2 | 26.4 | 29.7 | 30.9 | 36.6 | 27.4 | 23 | 29.6 | 22.4 | 28.1 | 29 | 32.8 | 27.3 | 26.5 | 25.8 | 26 | 32.5 | 24.8 | 24.8 | 29.8 | 24.3 | 28.8 | 28.4 | 24 | 26 | 23 | 27.4 | 30.5 | 23.4 | 17.8 | 31 | 26.7 | 30.1 | 25 | 31.1 | 28.4 | 27.6 | 0
4080 | 31.7 | 28.9 | 24.7 | 27.4 | 32.5 | 21.3 | 23.1 | 31.8 | 24.7 | 29 | 31.7 | 28.9 | 34 | 29.5 | 22 | 21.3 | 28.1 | 32.2 | 26.7 | 31.4 | 34.5 | 24.6 | 22.1 | 25.9 | 29.6 | 29.5 | 35.7 | 26.7 | 24.7 | 29.4 | 23.8 | 28.1 | 28.6 | 32.9 | 27.4 | 26.5 | 25.4 | 26.1 | 31.9 | 24.9 | 24.8 | 29.9 | 23.9 | 28.5 | 27.8 | 25.1 | 26.3 | 23.3 | 26.8 | 27.4 | 24.2 | 17.9 | 30.7 | 26.2 | 29.9 | 24.9 | 30.4 | 29.3 | 28 | 0
4081 | 32 | 27.9 | 24.8 | 27 | 31.9 | 21.7 | 22.6 | 31.4 | 24.7 | 29 | 32.3 | 28.4 | 33.1 | 29.3 | 22 | 22.1 | 28.2 | 31.7 | 26.9 | 30.8 | 33.9 | 24.4 | 22.2 | 25.6 | 29.3 | 28.6 | 34.8 | 26.6 | 24.9 | 29.1 | 24.4 | 28.5 | 28.2 | 32.6 | 30.5 | 26.5 | 25.3 | 26.1 | 31.8 | 25 | 25.3 | 29.4 | 23.6 | 28.3 | 27.8 | 26.4 | 26.7 | 23.5 | 26.2 | 27 | 24.7 | 17.8 | 30.2 | 26.1 | 29.5 | 24.5 | 29.9 | 29.3 | 27.8 | 0
4082 | 31.7 | 27.4 | 25 | 27 | 31 | 21.7 | 22.3 | 31 | 24.8 | 29 | 32.2 | 27.8 | 32.2 | 29.2 | 22 | 21.5 | 28 | 31.2 | 27 | 29.8 | 33 | 24.1 | 22 | 25 | 28.6 | 28.4 | 33.9 | 26.2 | 26.6 | 28.4 | 25.2 | 29 | 27.9 | 32.4 | 30.4 | 26.3 | 25.4 | 25.9 | 31.8 | 25.1 | 27.2 | 29.2 | 23 | 28.3 | 27.8 | 27.6 | 27 | 23.6 | 25.6 | 26.6 | 24.6 | 17.4 | 29.4 | 26 | 28.9 | 24.4 | 29.4 | 29.3 | 28.2 | 0
4083 | 31.4 | 26 | 24.9 | 26.4 | 30.5 | 21.4 | 22 | 30.8 | 24.7 | 29 | 31.3 | 27.3 | 30.7 | 29.1 | 21.8 | 21.1 | 27.8 | 30.7 | 27.2 | 29.2 | 32 | 23.8 | 21.9 | 24.8 | 28.6 | 28 | 33 | 26.4 | 25.7 | 28 | 24.3 | 28.3 | 27.6 | 31.3 | 30 | 26.1 | 25.6 | 24.2 | 31.7 | 25 | 27.3 | 28.4 | 23.1 | 28.1 | 27.4 | 27.9 | 27.1 | 23.6 | 25.4 | 26.3 | 23.8 | 17.1 | 29.1 | 26 | 28.9 | 24.1 | 29.4 | 29.3 | 27.8 | 0
4084 | 30.9 | 27 | 24.7 | 26.3 | 30.1 | 21.6 | 21.7 | 30 | 24.8 | 29 | 30.1 | 27 | 29.3 | 29.8 | 21.9 | 20.6 | 27.6 | 30.2 | 27.2 | 28.7 | 31.1 | 23.5 | 21.5 | 24.4 | 28.4 | 27.8 | 32.2 | 26 | 26.3 | 27.7 | 23.9 | 28.3 | 27.4 | 30.5 | 29.7 | 26.1 | 26 | 24.1 | 30.9 | 25 | 27.3 | 28.2 | 23.2 | 27.8 | 27.3 | 27.8 | 27.1 | 23.4 | 25.2 | 26.2 | 23.1 | 17 | 28.9 | 25.7 | 28.9 | 24.1 | 29.1 | 29.3 | 27.9 | 0
4085 | 30.5 | 26 | 24.5 | 24.8 | 30 | 21.9 | 21.6 | 29.3 | 24.9 | 28.9 | 29.4 | 28.4 | 28.6 | 29.6 | 21.8 | 21.6 | 28.2 | 29.7 | 26.8 | 30 | 30.1 | 23.3 | 22 | 24.6 | 28 | 27.5 | 31.3 | 25.8 | 22.3 | 27.4 | 22.4 | 29 | 26.9 | 30 | 29.6 | 26 | 24.4 | 23.9 | 30.5 | 24.7 | 27.6 | 28.4 | 24 | 27.8 | 27.2 | 24.2 | 26.6 | 23 | 25.4 | 26 | 21.8 | 17 | 29 | 25.7 | 28.5 | 25.4 | 28.9 | 29.4 | 27.2 | 0
4086 | 30.3 | 25.9 | 24 | 24.8 | 29.8 | 22.1 | 21.6 | 28.7 | 24.9 | 28.5 | 29.3 | 28.7 | 28.2 | 29.8 | 22 | 21.7 | 29.8 | 29.7 | 26.9 | 30.1 | 29.2 | 23 | 22.1 | 24.4 | 27.9 | 27.4 | 30.4 | 25.6 | 23.8 | 28 | 23.1 | 28.4 | 26.4 | 30.1 | 29.5 | 26 | 24 | 24 | 30.2 | 24.7 | 27.7 | 28.5 | 23.9 | 27.8 | 26.8 | 24 | 26.2 | 23.5 | 26.1 | 26 | 24 | 18.3 | 29.4 | 25.5 | 28.4 | 26.4 | 28.9 | 29.5 | 27.3 | 0
4087 | 30.3 | 27.4 | 24 | 24.8 | 31.5 | 22.2 | 21.6 | 28.5 | 25 | 28.5 | 29.8 | 30.2 | 28.4 | 30.2 | 22.4 | 21.8 | 31.5 | 30.2 | 27.5 | 30.7 | 29.7 | 23.4 | 23 | 25.1 | 27.5 | 27.5 | 30.1 | 25.8 | 24.6 | 28.8 | 23.7 | 28.4 | 26.5 | 30.3 | 30 | 26 | 23.9 | 25.1 | 30.5 | 24.8 | 27.8 | 29 | 24.6 | 27.8 | 26.8 | 23.8 | 26 | 24 | 26.9 | 26 | 26.8 | 19.9 | 29.8 | 25.5 | 28.4 | 27.4 | 28.9 | 29.6 | 26.9 | 0
4088 | 30.7 | 31.8 | 24.3 | 25.2 | 32 | 22.7 | 22.2 | 28.8 | 25.1 | 29 | 30.2 | 31.4 | 29.4 | 31.4 | 22.8 | 22 | 32.6 | 31.2 | 28.2 | 31.4 | 31.1 | 24.7 | 23.8 | 26.2 | 27.9 | 28.4 | 30.2 | 27 | 26.4 | 30 | 24.4 | 28.5 | 27.6 | 30.8 | 30.6 | 26 | 23.8 | 26.1 | 31.9 | 26.3 | 27.2 | 29.6 | 25.2 | 28.3 | 28.1 | 24.2 | 25.2 | 24.6 | 27.8 | 26.5 | 30 | 21 | 30.6 | 26.3 | 29.4 | 28.4 | 30.1 | 29.7 | 27.4 | 0
4089 | 31.7 | 35.8 | 26.5 | 25.5 | 35.2 | 23 | 24.1 | 36.1 | 26.2 | 30.2 | 31.8 | 33.4 | 30.8 | 33.1 | 23.9 | 24.6 | 33.3 | 34.2 | 29.2 | 32.5 | 33.3 | 26.8 | 25.3 | 28 | 28.8 | 30.4 | 30.7 | 28.6 | 27 | 31 | 24.8 | 29.1 | 28.7 | 31.4 | 32.3 | 25.1 | 23.9 | 27.8 | 32.7 | 28.5 | 28.2 | 30.5 | 26.3 | 28.9 | 30.1 | 24.7 | 25.5 | 25 | 28.5 | 27 | 32.5 | 21.4 | 31.1 | 29 | 31.2 | 29.2 | 31.7 | 29.4 | 27.3 | 0
4090 | 32.5 | 38.3 | 26.6 | 26.2 | 34.6 | 23.3 | 25.1 | 31.6 | 26.3 | 30.8 | 33.6 | 34.7 | 32.6 | 33.2 | 23.2 | 27.7 | 33.5 | 35.7 | 30 | 33.5 | 36.1 | 28.8 | 26.2 | 29.7 | 30.1 | 32 | 31.6 | 30.7 | 28.7 | 32 | 25.2 | 30.6 | 29.8 | 32 | 33.5 | 25.1 | 23.9 | 30.8 | 33.9 | 30.5 | 28.4 | 31.5 | 26.5 | 29.9 | 30.8 | 25.3 | 25.5 | 25.2 | 29.3 | 27.9 | 34.3 | 21 | 31.6 | 30.7 | 32.5 | 30.1 | 32.1 | 29.1 | 28.3 | 0
4091 | 34 | 39.8 | 28.1 | 27 | 35.6 | 24.2 | 26.6 | 34.4 | 26.3 | 31.5 | 36 | 36.2 | 34.4 | 35.4 | 24.4 | 29.1 | 33.8 | 36.7 | 30.6 | 34.6 | 39 | 30.8 | 27 | 31.4 | 32.9 | 34.4 | 32.8 | 32 | 29.6 | 32.8 | 25.6 | 31.5 | 31.3 | 32.6 | 34.7 | 25.1 | 23.8 | 31.7 | 35.2 | 32.1 | 25.5 | 32.6 | 26.5 | 31.1 | 31.6 | 25.6 | 26.5 | 25.2 | 30 | 28.5 | 35.2 | 20.2 | 31.8 | 30.9 | 34.1 | 30.8 | 33.1 | 28.9 | 29 | 0
4092 | 35.5 | 41.9 | 30.1 | 28.4 | 37.5 | 25.7 | 28.1 | 30.1 | 26.7 | 32.5 | 37.7 | 36.8 | 36.3 | 36.7 | 24.4 | 31.7 | 34.3 | 37.4 | 30.5 | 35.3 | 41.7 | 32 | 26.7 | 32.3 | 36.5 | 35.9 | 34.1 | 32.4 | 31.7 | 33.7 | 26.2 | 31.1 | 32.9 | 33.2 | 36.2 | 25 | 23.5 | 33.4 | 36.2 | 34.6 | 26.3 | 33.5 | 25.5 | 31.8 | 32.6 | 25.7 | 26.7 | 25.1 | 30.8 | 31.1 | 36 | 19.6 | 32 | 30.8 | 35 | 31.5 | 34.3 | 30.4 | 30.8 | 0
4093 | 36.2 | 43.3 | 30.7 | 29.5 | 39.3 | 26.5 | 28.3 | 31.6 | 26.8 | 32.5 | 39.3 | 38 | 37.8 | 37.6 | 24.3 | 33.7 | 35.2 | 37.7 | 30.1 | 36 | 43.4 | 33 | 26.5 | 33.1 | 37.5 | 37.8 | 35.3 | 31.4 | 32.1 | 34.1 | 26.7 | 29.1 | 33.7 | 33.6 | 36.7 | 25.1 | 23.4 | 34.8 | 37.2 | 34.7 | 24.9 | 34.4 | 25 | 32.9 | 32.1 | 25.3 | 27.6 | 24.9 | 31.3 | 32.6 | 36.6 | 19.5 | 32 | 30.8 | 36.5 | 31.8 | 33.5 | 30.4 | 31.9 | 0
4094 | 38.5 | 43.7 | 31.9 | 30.8 | 40.1 | 25.9 | 28.7 | 34.4 | 26.8 | 32.7 | 39.8 | 38.6 | 39 | 38 | 23.5 | 34.4 | 36 | 37.8 | 29.2 | 36.4 | 44.6 | 32.4 | 26 | 33.4 | 38.9 | 38.5 | 36.4 | 29.4 | 32.2 | 34.4 | 27.2 | 28.5 | 34.3 | 34.2 | 37.7 | 25.1 | 23.4 | 35.7 | 37.4 | 35.5 | 27 | 35 | 24.5 | 32.9 | 32.1 | 24.8 | 27.6 | 24.9 | 31.6 | 34.8 | 37.4 | 20 | 32 | 30.9 | 36.7 | 31.6 | 34.5 | 30.5 | 33.2 | 0
4095 | 39.2 | 44.3 | 32.9 | 31.3 | 40.6 | 25.4 | 29.3 | 36.4 | 26.8 | 33 | 40.2 | 39.5 | 39.6 | 38.7 | 24.1 | 34.2 | 36.4 | 37.9 | 28.5 | 36.9 | 45.2 | 33.3 | 26.3 | 33.8 | 39.2 | 39.4 | 37.1 | 26.8 | 29.8 | 34.1 | 27.2 | 29 | 35.4 | 34.8 | 37.7 | 25 | 23.9 | 36.2 | 27.7 | 35.5 | 28.7 | 35.3 | 25.2 | 32.9 | 30.7 | 24.3 | 28.2 | 24.9 | 31.3 | 33.3 | 37.8 | 20.7 | 31.7 | 30.9 | 36.7 | 30.8 | 33.4 | 30.7 | 33.1 | 0
4096 | 40.4 | 44.3 | 33.6 | 31.5 | 41.1 | 23.7 | 29.4 | 37.5 | 26.8 | 32.7 | 39.6 | 38.8 | 39.8 | 38.6 | 23.3 | 32.2 | 36 | 37.9 | 27.8 | 36.8 | 45.9 | 34 | 26.2 | 33.5 | 39 | 39.5 | 37.4 | 24.8 | 27.6 | 33.5 | 26.8 | 29 | 35.6 | 35.4 | 38.1 | 25 | 24.4 | 35.6 | 29.2 | 35.1 | 29 | 35 | 25.8 | 32.9 | 30 | 24.2 | 27.9 | 25.2 | 30.8 | 29.9 | 37.9 | 21.2 | 31.5 | 30.6 | 31.3 | 29.8 | 33.1 | 30.6 | 33 | 0
4097 | 41.2 | 43.8 | 31.7 | 31 | 41 | 23.3 | 28.9 | 38.3 | 26.9 | 32.2 | 39.2 | 37.2 | 39.4 | 36.1 | 23.3 | 27.1 | 34.8 | 37.9 | 27.4 | 36.6 | 46.1 | 34 | 26.4 | 33 | 35.5 | 39.4 | 37.5 | 23.6 | 24.8 | 32.6 | 26 | 29.5 | 34.9 | 35.8 | 38.1 | 25 | 25 | 35.8 | 29.6 | 30.2 | 29 | 34.4 | 26.5 | 33.1 | 25.5 | 24.4 | 28 | 25.5 | 30 | 25.7 | 37 | 21 | 31 | 30.2 | 35.6 | 28.8 | 34.8 | 30.6 | 32 | 0
4098 | 40.2 | 42.8 | 32 | 30.5 | 40.8 | 23.5 | 27.7 | 39.8 | 27 | 31.4 | 38.2 | 33.8 | 38.8 | 30.3 | 23 | 27.8 | 33.1 | 37.9 | 27.1 | 35.8 | 45.8 | 33.8 | 25.6 | 31.6 | 35.5 | 38.7 | 37.4 | 23.5 | 24.1 | 31.8 | 25.2 | 29.8 | 33.9 | 36 | 37.7 | 25.1 | 25.1 | 35.2 | 29.7 | 25.6 | 24.6 | 33.4 | 26 | 33.5 | 25 | 24.9 | 27.1 | 25.9 | 29.4 | 26.3 | 35.5 | 20.2 | 30.7 | 28.2 | 35.1 | 28.2 | 35.3 | 30.2 | 31.5 | 0
4099 | 37.2 | 41 | 31.1 | 29.5 | 38.6 | 23 | 26.7 | 39.3 | 26.9 | 30.5 | 37.7 | 30.5 | 37.7 | 28.7 | 22.6 | 27.5 | 31.5 | 36.7 | 27.1 | 35.1 | 44.5 | 33 | 25 | 30 | 30.3 | 37.4 | 37.1 | 23.9 | 23.3 | 30.9 | 24.4 | 28.9 | 32 | 35.6 | 36.2 | 25.2 | 25 | 33.2 | 29.6 | 26 | 27.1 | 32.4 | 25.3 | 32.1 | 25 | 25.1 | 27.2 | 26 | 28.9 | 26.5 | 33.2 | 19 | 30.3 | 27.3 | 34.1 | 28 | 33.5 | 29.9 | 30.2 | 0
4100 | 35.2 | 36.5 | 27.6 | 28.6 | 33.6 | 22.5 | 26.1 | 29.4 | 26.9 | 29.8 | 37 | 27.4 | 36.8 | 27.3 | 22.6 | 21.5 | 30.4 | 35.7 | 27 | 34.4 | 42.6 | 32.2 | 24 | 28.2 | 30.5 | 35.6 | 36.6 | 24.4 | 23.8 | 30.2 | 24 | 28.5 | 30.9 | 34.8 | 34.3 | 25.1 | 24.6 | 32.3 | 28.9 | 26 | 28 | 31.6 | 24 | 30.9 | 25.1 | 25 | 27 | 26 | 28.8 | 26.4 | 30.8 | 18 | 30 | 27.1 | 33.1 | 28.2 | 32.1 | 29.5 | 29.2 | 0
4101 | 34 | 33.8 | 28.1 | 27.4 | 30.3 | 22.6 | 25.5 | 27.3 | 26.9 | 29.4 | 36.8 | 26.5 | 35.8 | 27.8 | 22.7 | 21.2 | 30 | 34.7 | 27.1 | 34.2 | 40.5 | 31 | 23.8 | 27.1 | 31.4 | 34 | 36.3 | 24.4 | 23 | 29.4 | 23.7 | 28.2 | 29.9 | 33.6 | 33.3 | 25.1 | 24.3 | 30.4 | 28.2 | 26.8 | 28.3 | 31.2 | 23.5 | 30.2 | 25.1 | 24.3 | 28 | 25.7 | 28.6 | 24.8 | 28.4 | 17.5 | 29.6 | 26.9 | 31.6 | 28.3 | 31.5 | 29.4 | 27.2 | 0
4102 | 33.3 | 32.8 | 27.7 | 26.8 | 30.5 | 22.6 | 25 | 27.9 | 26.8 | 29 | 35.8 | 26.4 | 35.2 | 28 | 22.7 | 21 | 29.9 | 33.9 | 27.1 | 33.9 | 38.5 | 30 | 23.4 | 26.3 | 32.2 | 32.8 | 35.9 | 24.3 | 22.8 | 29 | 23.6 | 27.9 | 29.8 | 32.4 | 32.3 | 25 | 24.1 | 30 | 27.7 | 26.9 | 28.5 | 30.9 | 23.1 | 29.6 | 25.2 | 23.7 | 28.2 | 25.2 | 28.6 | 24.8 | 26.7 | 17.5 | 29.5 | 26.6 | 30.2 | 28.2 | 31 | 29.4 | 26.1 | 0
4103 | 33.3 | 31.7 | 27.1 | 26.2 | 30.6 | 22.7 | 24.3 | 27.9 | 26.8 | 29 | 34.8 | 27.8 | 34.6 | 28.1 | 22.5 | 21.9 | 29.8 | 33.6 | 27.2 | 33.8 | 36.8 | 29.4 | 23.6 | 26.2 | 29.9 | 31.7 | 35.4 | 24.1 | 21.6 | 28.6 | 23.4 | 27.7 | 30.1 | 31.4 | 32.7 | 25 | 24.2 | 29.1 | 27.7 | 26.9 | 28.6 | 30.8 | 23.7 | 29.4 | 25.1 | 23.2 | 28.6 | 24.5 | 28.2 | 25.3 | 25.4 | 17.8 | 29.4 | 26.2 | 29.6 | 27.6 | 30.8 | 29.5 | 25 | 0
4104 | 32 | 30.4 | 25.2 | 26.3 | 31.1 | 21.7 | 23.8 | 27.9 | 26.8 | 29 | 32.8 | 28.5 | 34.2 | 28.3 | 22.1 | 22 | 29.2 | 33.2 | 27.1 | 33.1 | 35.1 | 28.5 | 23 | 26 | 29.2 | 30.5 | 34.9 | 24.4 | 21.9 | 28.5 | 23.2 | 27.4 | 29.4 | 30.8 | 31 | 24.9 | 24.4 | 29.3 | 26.9 | 27.1 | 28.6 | 30.5 | 23.9 | 28.9 | 25.1 | 23.4 | 27.5 | 23.9 | 27.7 | 25.4 | 24.6 | 17.9 | 29.6 | 25.4 | 29.1 | 26.8 | 30.5 | 29.1 | 25.6 | 0
4105 | 31.3 | 29.8 | 25.1 | 26.1 | 31.1 | 21.7 | 23.3 | 27.9 | 26.8 | 29 | 31.2 | 29.1 | 33.5 | 28.3 | 22.2 | 21.3 | 28.2 | 33.2 | 27 | 32.3 | 33.9 | 27.8 | 22.8 | 26 | 27.9 | 29.4 | 34.3 | 25 | 21.5 | 28.2 | 22.8 | 27.9 | 28.9 | 30.5 | 30.7 | 24.8 | 24.7 | 28.7 | 27.1 | 27.2 | 28.6 | 30 | 24.4 | 28.9 | 25.2 | 23.7 | 26.8 | 23.4 | 26.9 | 25.2 | 23.6 | 17.6 | 29.6 | 24.3 | 28.6 | 25.7 | 30.1 | 29.1 | 26.1 | 0
4106 | 30.5 | 29.2 | 24.7 | 26.2 | 27.5 | 21.7 | 22.7 | 27.7 | 26.8 | 29 | 29.6 | 28.6 | 32.6 | 28.3 | 22.4 | 20.8 | 27.2 | 32.6 | 26.8 | 31.2 | 33.4 | 26.8 | 22 | 25.6 | 28.1 | 28.4 | 33.8 | 25.8 | 22.2 | 28 | 22.4 | 28 | 28.3 | 30.4 | 30.2 | 24.7 | 24.8 | 28.3 | 27.2 | 25.3 | 28.6 | 29.4 | 24.2 | 28.5 | 25.1 | 24.4 | 25.6 | 23 | 26.2 | 25 | 22.6 | 17 | 29.6 | 24.2 | 28.6 | 25 | 29.7 | 29 | 27.4 | 0
4107 | 30 | 27.8 | 24.6 | 25.7 | 27.1 | 22 | 22.5 | 27.9 | 27.1 | 28.9 | 29.2 | 28.5 | 31.2 | 28.1 | 22.2 | 20.5 | 26.7 | 31.8 | 26.8 | 30.5 | 32.8 | 25.8 | 21.9 | 25.4 | 28 | 28 | 33.3 | 26.2 | 21.7 | 27.5 | 22.1 | 27.8 | 27.7 | 30.3 | 29.9 | 24.7 | 24.9 | 28.1 | 26.8 | 24.5 | 28.7 | 28.9 | 24.3 | 28.4 | 25.1 | 24.6 | 25.8 | 22.8 | 25.5 | 25 | 21.5 | 16.4 | 29.3 | 23.7 | 28.2 | 24.6 | 29.3 | 29 | 27.6 | 0
4108 | 29.8 | 27.8 | 24.6 | 25.4 | 27.1 | 22.2 | 22.1 | 28.3 | 27.3 | 28.9 | 29 | 27.9 | 29.8 | 28.2 | 22.2 | 20.8 | 27 | 31.2 | 26.7 | 30 | 32.2 | 25 | 21.6 | 24.8 | 27.9 | 27.9 | 32.6 | 26.2 | 22.4 | 27.4 | 22.1 | 27.8 | 27.3 | 30.2 | 29.7 | 24.7 | 24.6 | 27.7 | 26.9 | 26.4 | 28.7 | 28.5 | 23.9 | 28.4 | 25.1 | 24.6 | 25.9 | 22.8 | 25.3 | 25 | 21.2 | 16.3 | 29.1 | 23.8 | 27.6 | 24.8 | 29.1 | 29 | 27.8 | 0
4109 | 29.5 | 27.3 | 24.6 | 25 | 27.2 | 22.2 | 21.8 | 27.9 | 27.3 | 28.9 | 29.2 | 27.6 | 29 | 28.1 | 22.2 | 20.6 | 28.6 | 30.7 | 26.4 | 27 | 31.7 | 24.5 | 23 | 26.1 | 28.1 | 27.9 | 31.7 | 24.4 | 21.6 | 26.6 | 23.4 | 28 | 26.7 | 29.4 | 29.7 | 24.7 | 24.2 | 26.7 | 26.8 | 24.4 | 28.7 | 28.4 | 23.4 | 28.2 | 25.1 | 23.4 | 27 | 23.2 | 27.2 | 25.1 | 24.4 | 17 | 28.2 | 23.8 | 27.6 | 26.4 | 29.2 | 29 | 27.4 | 0
4110 | 29 | 26.9 | 24.6 | 25 | 27.6 | 22.1 | 21.6 | 27.5 | 27.3 | 28.8 | 29.1 | 27.7 | 28.5 | 28.2 | 22 | 20.2 | 29.8 | 30.4 | 27.1 | 27.6 | 31.2 | 24.3 | 23.2 | 25.9 | 27.5 | 27.9 | 30.8 | 25.1 | 22.3 | 27.6 | 24.1 | 27.7 | 26.3 | 29.4 | 29.6 | 24.7 | 24.6 | 26.9 | 26.8 | 24.2 | 28.8 | 27.8 | 23.8 | 28.2 | 24.8 | 23.6 | 27.2 | 23.4 | 28.1 | 25.1 | 25.4 | 17.6 | 29.1 | 23.8 | 27.1 | 27.6 | 29 | 29.1 | 28.2 | 0
4111 | 29 | 28.3 | 24.6 | 24.9 | 28 | 21.9 | 21.6 | 27.4 | 27.3 | 28.8 | 29.8 | 27.8 | 28.6 | 28.4 | 22.1 | 21.4 | 30.8 | 30.4 | 27.6 | 28 | 31.5 | 24.6 | 23.5 | 26.3 | 27.6 | 27.9 | 30.8 | 26.3 | 23.4 | 28.7 | 24.7 | 28.4 | 26.6 | 30 | 30.1 | 24.8 | 25.1 | 28.2 | 26.8 | 24.3 | 28.7 | 28.1 | 24.6 | 28.3 | 24.9 | 23.8 | 27.1 | 23.8 | 29 | 25.2 | 26.8 | 19.4 | 29.8 | 23.9 | 27.1 | 28.9 | 29.4 | 29.4 | 29.3 | 0
4112 | 29.3 | 33.3 | 24.6 | 25.2 | 28.5 | 22.9 | 21.8 | 27.8 | 27.5 | 29.1 | 30.8 | 28 | 29.4 | 29.6 | 22.5 | 24.7 | 32.6 | 31.2 | 28.6 | 29 | 32.3 | 26 | 23.6 | 26.6 | 29.4 | 28.4 | 31.4 | 27.2 | 24.4 | 30.2 | 25.2 | 28.6 | 28.5 | 30.4 | 30.7 | 25 | 25.6 | 30.1 | 27.7 | 25.5 | 29 | 28.4 | 25.6 | 28.4 | 25.9 | 23.8 | 27.2 | 24.2 | 29.8 | 25.5 | 28.2 | 20.8 | 30.6 | 23.9 | 28.6 | 30 | 30.4 | 29.7 | 30.4 | 0
4113 | 31.5 | 34.3 | 26.2 | 25.4 | 30.1 | 23.2 | 23.5 | 27.9 | 27.5 | 30.6 | 32.5 | 28.2 | 30.8 | 30.7 | 23.7 | 28.4 | 33.5 | 33.3 | 29.2 | 29.6 | 33.8 | 28 | 23.7 | 28.2 | 31.5 | 30.2 | 32.2 | 28.5 | 25.9 | 31.2 | 25.4 | 29 | 29.5 | 31.5 | 32.7 | 26 | 25.9 | 30.9 | 30 | 29.6 | 29 | 29.7 | 26.8 | 29.8 | 28.3 | 23.7 | 26.9 | 24.7 | 30.4 | 27.1 | 29.6 | 22.7 | 30.4 | 25.4 | 30.5 | 30.9 | 32 | 30.2 | 31.4 | 0
4114 | 32.5 | 35.8 | 26.7 | 26 | 31.3 | 25.3 | 25.4 | 28.5 | 27.8 | 31.1 | 34.2 | 28.7 | 32.5 | 32 | 24.8 | 30.4 | 35 | 34.8 | 30.2 | 30.8 | 36 | 30.7 | 23.7 | 29.8 | 33.8 | 32.2 | 33.2 | 29.6 | 27.2 | 32.5 | 25.4 | 31.2 | 30.5 | 32.2 | 34 | 26.1 | 26.3 | 32.6 | 30.5 | 32.4 | 29.3 | 30.7 | 27.8 | 29.9 | 28.6 | 23.6 | 27 | 25 | 30.9 | 28 | 30.9 | 23.2 | 30.3 | 26.5 | 32.1 | 31.7 | 32.7 | 30 | 32.1 | 0
4115 | 34.3 | 37.3 | 28.7 | 26.4 | 32.5 | 26.6 | 26.5 | 29.8 | 28.8 | 32.2 | 36.2 | 29.4 | 34.4 | 33 | 25.6 | 31.4 | 35.6 | 34.8 | 31 | 32 | 38.3 | 32 | 24 | 32 | 35.5 | 33.3 | 34 | 31 | 28.8 | 33.2 | 25.4 | 31 | 32.2 | 33.4 | 36.1 | 26.2 | 26.5 | 33.7 | 30.8 | 33.5 | 30 | 32 | 28.6 | 31.2 | 29.8 | 23.8 | 27.2 | 25.2 | 31.4 | 29 | 32.2 | 23.2 | 30 | 26.2 | 33.3 | 32.6 | 33.7 | 30 | 32.6 | 0
4116 | 36 | 39.3 | 29.6 | 27 | 33.6 | 26.8 | 27.5 | 32 | 30 | 32.7 | 37.8 | 30.4 | 36.1 | 34.9 | 27.3 | 32.8 | 36.7 | 35.7 | 32.3 | 33.9 | 40.7 | 33.9 | 24.5 | 33.2 | 37.2 | 36.2 | 34.4 | 32 | 30 | 34.1 | 25.6 | 32.3 | 33.9 | 34.2 | 37.8 | 26.2 | 26.9 | 34.1 | 31.5 | 35.1 | 29 | 32.5 | 29 | 32.7 | 30.8 | 24.2 | 28.1 | 25.2 | 32 | 30 | 33.6 | 21.8 | 30.7 | 26.9 | 34.4 | 33.6 | 35.6 | 31.4 | 33 | 0
4117 | 37.5 | 39.8 | 29.9 | 27.3 | 34.9 | 26.4 | 28.4 | 33.8 | 30.5 | 33.4 | 39.3 | 31.3 | 37.7 | 34.9 | 27.5 | 33.5 | 36.3 | 35.7 | 32.8 | 35.3 | 42.6 | 35.3 | 25.2 | 34.4 | 38.5 | 38.8 | 34.8 | 33.3 | 31.2 | 34.4 | 25.9 | 33 | 34.9 | 35.4 | 37.8 | 26.7 | 27.2 | 35.8 | 32.5 | 37.3 | 29.7 | 33.2 | 29.3 | 33.2 | 30.8 | 24.9 | 28.8 | 25.1 | 32.4 | 30.5 | 35.1 | 20.9 | 31.6 | 26.9 | 35.4 | 34.4 | 36.3 | 31.7 | 33.4 | 0
4118 | 39 | 41 | 30 | 27.4 | 34.9 | 26.6 | 29.2 | 33.4 | 31.5 | 33.5 | 40.2 | 32 | 38.8 | 36.1 | 26.7 | 34.4 | 35.6 | 35.5 | 33 | 36.6 | 44.1 | 35.8 | 26 | 34.6 | 39.1 | 39.1 | 35.2 | 34 | 31.8 | 34.4 | 26.2 | 32 | 35.9 | 36.4 | 38.4 | 27.4 | 27.4 | 36 | 34 | 37.1 | 29.4 | 33.6 | 29.2 | 35.7 | 31.3 | 25.6 | 29.6 | 25 | 32.6 | 30.9 | 36.4 | 20 | 33 | 28 | 36.3 | 35 | 32.7 | 31.7 | 33.8 | 0
4119 | 40.5 | 41.6 | 30.3 | 27 | 35.5 | 26.2 | 30.1 | 32.5 | 32.5 | 33.7 | 40.9 | 32.1 | 39.6 | 36 | 27.5 | 34.9 | 33.1 | 34.3 | 31.9 | 36.6 | 45.2 | 36.1 | 26.6 | 35 | 40 | 39.7 | 35.7 | 34.8 | 32.2 | 33.5 | 26.4 | 31 | 36.6 | 37.7 | 38.8 | 27.2 | 27.3 | 37.2 | 24.5 | 37.3 | 30.3 | 34.5 | 29.1 | 36.2 | 31.3 | 26.2 | 29.7 | 24.9 | 32.3 | 31 | 37.3 | 20.6 | 33.6 | 28.7 | 36.8 | 35 | 28.5 | 31.9 | 34 | 0
4120 | 41.2 | 41.3 | 30.4 | 26.4 | 35.7 | 22.1 | 30 | 32.4 | 32.5 | 33.1 | 40.8 | 31.9 | 39.9 | 35.7 | 27.5 | 35.2 | 31 | 34.3 | 30.7 | 36.4 | 46 | 36.6 | 26.8 | 34.5 | 40.1 | 40.7 | 36.4 | 34.6 | 31.8 | 32.5 | 26.3 | 31.5 | 36.5 | 38 | 37.8 | 27.8 | 26.8 | 36.9 | 24.5 | 37.6 | 29.9 | 34.6 | 28.6 | 36.1 | 31.3 | 26.3 | 29.6 | 24.8 | 31.5 | 31.4 | 37.1 | 21 | 33.8 | 28.4 | 35.9 | 34.2 | 28.5 | 31.7 | 33.9 | 0
4121 | 40.7 | 40.3 | 30.3 | 25.6 | 35.5 | 22.7 | 29.6 | 31.6 | 32.4 | 32.6 | 40.4 | 31.2 | 39.8 | 35.8 | 26.8 | 35 | 28.4 | 32.8 | 29 | 35.4 | 46.3 | 36.9 | 26.6 | 34 | 39.9 | 40.7 | 37 | 34.2 | 31.2 | 31.2 | 26 | 31 | 37.1 | 38 | 38.3 | 28.6 | 26 | 37 | 24.5 | 37.6 | 29.4 | 34.4 | 28 | 35.7 | 30.5 | 26 | 29 | 24.8 | 30.4 | 31.5 | 36 | 21.8 | 33 | 28.1 | 35.4 | 33 | 28.4 | 31.6 | 33.4 | 0
4122 | 37.5 | 39.5 | 30.6 | 25 | 35.5 | 23.6 | 27.8 | 31.4 | 31.2 | 32.1 | 39.4 | 30.6 | 39.2 | 33.4 | 25.6 | 34 | 27.4 | 29.3 | 28.1 | 35 | 45.8 | 35.2 | 26.1 | 32.4 | 39.9 | 40.6 | 37.3 | 32.9 | 30 | 30.5 | 25.6 | 30 | 34.4 | 36.8 | 37.8 | 28.7 | 25.1 | 35.5 | 24.2 | 37.5 | 29.3 | 32.9 | 27 | 33.9 | 30.2 | 25.4 | 28.8 | 24.8 | 29.4 | 31.4 | 33.9 | 21.2 | 32.2 | 27.5 | 34.4 | 31.6 | 28.3 | 31 | 32.6 | 0
4123 | 35 | 36.9 | 29.7 | 24.5 | 34.6 | 22.9 | 25.4 | 30.8 | 30.3 | 31.1 | 38.5 | 29.9 | 38.4 | 31.3 | 24.8 | 32.9 | 26.4 | 27.8 | 27.5 | 34.4 | 44.2 | 33.9 | 25.5 | 31.3 | 38.8 | 39.4 | 37.1 | 31.9 | 29.2 | 29.8 | 25.3 | 29.3 | 31.4 | 35.5 | 34.8 | 28.3 | 24.2 | 34.5 | 30.5 | 39.7 | 28.9 | 31.3 | 26 | 32.7 | 29.3 | 24.8 | 28.5 | 24.8 | 28.7 | 31 | 31.7 | 20.6 | 30.9 | 26.9 | 33.4 | 30.5 | 28.3 | 30.3 | 31.7 | 0
4124 | 33.6 | 34.3 | 28.5 | 24.2 | 32.6 | 22.9 | 24.4 | 30.3 | 30 | 30.5 | 37.6 | 29.4 | 37.4 | 30.6 | 24.5 | 32.3 | 26.6 | 27.8 | 27.6 | 34.2 | 42.4 | 32.8 | 25 | 29.6 | 37.5 | 36.2 | 36.5 | 30.8 | 28.4 | 29.6 | 25.2 | 29.2 | 30.3 | 34 | 29.6 | 28 | 23.6 | 33.6 | 30.5 | 34.7 | 28.7 | 29.4 | 25 | 31.9 | 28.8 | 24.4 | 28.6 | 24.8 | 28.5 | 30.5 | 29.6 | 19.2 | 30.2 | 26.7 | 32.4 | 29.8 | 28.4 | 29.7 | 30.8 | 0
4125 | 33 | 32.8 | 28 | 23.9 | 32.1 | 22.8 | 23.6 | 29.6 | 27.4 | 30 | 37.2 | 28.9 | 36.5 | 29.4 | 23.5 | 29.2 | 26.1 | 27.8 | 27.5 | 33.4 | 40.1 | 31.6 | 24.7 | 28.8 | 36.6 | 34.7 | 35.8 | 30.4 | 28.2 | 29.1 | 25.2 | 29 | 30 | 33.4 | 28.6 | 28 | 23.3 | 32.4 | 30.4 | 33.7 | 28.5 | 28.7 | 24.4 | 30.8 | 26.6 | 24.4 | 28.4 | 24.8 | 28.7 | 29.5 | 28.2 | 18.8 | 29.5 | 26.3 | 31.9 | 29.5 | 28.5 | 29.5 | 30.2 | 0
4126 | 32.6 | 31.8 | 27.9 | 24 | 31.6 | 22.4 | 23.9 | 29.1 | 26.6 | 29.6 | 36.6 | 28.6 | 35.7 | 27.8 | 23.4 | 27.3 | 26.4 | 27.8 | 27.7 | 32.8 | 38.4 | 30.3 | 24.5 | 27.7 | 36 | 32.7 | 35.2 | 29.7 | 27.7 | 28.9 | 25.2 | 28.5 | 29.9 | 32.9 | 28.3 | 27.7 | 23.5 | 31.1 | 30.4 | 33 | 28.3 | 28.3 | 24.1 | 30.2 | 25.8 | 24.6 | 28.5 | 24.7 | 28.9 | 28.4 | 27.4 | 18.4 | 29.6 | 25.9 | 30.4 | 29.2 | 28.6 | 29.6 | 29.8 | 0
4127 | 32.7 | 30.9 | 27.5 | 24.2 | 31.2 | 22.3 | 23.6 | 28.7 | 26.6 | 29.6 | 36 | 28.2 | 35 | 27.9 | 23.3 | 26.7 | 26.2 | 27.8 | 27.4 | 31.6 | 37.2 | 29.8 | 24.4 | 27.2 | 35 | 31.2 | 34.7 | 29 | 27 | 28.4 | 25 | 28.2 | 29.6 | 32.8 | 28.2 | 27.6 | 23.8 | 30.2 | 30.3 | 33 | 28 | 29 | 24 | 29.7 | 25.3 | 24.8 | 28.2 | 24.6 | 29 | 27.7 | 27 | 18.8 | 29.6 | 25.6 | 30.4 | 28.8 | 28.5 | 29.5 | 29.4 | 0
4128 | 32.5 | 30.3 | 26.6 | 24.7 | 31.1 | 22 | 23.1 | 28.1 | 26.9 | 29.1 | 34.8 | 28.1 | 34.2 | 27.5 | 23 | 25.8 | 27.2 | 27.8 | 27.5 | 30.9 | 36 | 28.5 | 24.2 | 26 | 33.6 | 30.1 | 34.2 | 27.5 | 25.4 | 28.2 | 24.6 | 27.7 | 29.7 | 32.1 | 28.3 | 27.7 | 24.2 | 29.3 | 30 | 31.1 | 26 | 29.2 | 23.8 | 29.2 | 24.8 | 24.7 | 28.2 | 24.3 | 28.7 | 27.5 | 26.4 | 18.4 | 30 | 25.4 | 29.9 | 28 | 28.7 | 29.1 | 28.9 | 0
4129 | 32.2 | 30 | 26.4 | 25 | 30 | 21.3 | 22.5 | 27.9 | 26.6 | 29.1 | 33.5 | 27.8 | 33.3 | 27.5 | 23 | 25 | 27.6 | 27.8 | 27.1 | 29.7 | 35.2 | 27.9 | 23.8 | 25.6 | 33.1 | 28.8 | 33.6 | 26 | 23.8 | 27.6 | 24 | 28.4 | 29.1 | 31.5 | 28 | 27.5 | 24.4 | 28.6 | 30.5 | 30.7 | 26.3 | 29.7 | 23.7 | 29.1 | 24.4 | 24.3 | 27.9 | 24 | 28 | 27 | 25.7 | 18.2 | 29.7 | 25.2 | 29.4 | 27 | 28.2 | 29 | 28.3 | 0
4130 | 31.5 | 29.8 | 26.2 | 25.4 | 28.6 | 21 | 22 | 27.6 | 26.6 | 29.1 | 31.8 | 27.8 | 32.2 | 27.4 | 23 | 24.6 | 28.6 | 27.8 | 27 | 29 | 34.9 | 26.9 | 23.4 | 25 | 33 | 28.2 | 32.7 | 24.4 | 22 | 27.2 | 23.4 | 28.6 | 28.4 | 30.4 | 28.1 | 27.1 | 24.4 | 28.2 | 30.6 | 30.2 | 26.5 | 29.4 | 23.4 | 28.7 | 24.4 | 23.8 | 27.8 | 23.6 | 27.3 | 26.6 | 24.8 | 17.2 | 29.4 | 25.1 | 28.8 | 26 | 27.8 | 28.9 | 27.6 | 0
4131 | 30.7 | 29.3 | 25.5 | 25.4 | 28.6 | 20.9 | 21.7 | 27 | 26.6 | 29 | 30.6 | 27.6 | 31.1 | 27.9 | 22.5 | 24.2 | 28.4 | 27.8 | 26.5 | 27.9 | 33.9 | 25.9 | 23.1 | 25.4 | 32.5 | 27.8 | 31.8 | 23.8 | 21.2 | 26.5 | 23 | 27.6 | 27.9 | 29.9 | 28.3 | 26.7 | 24.2 | 27.6 | 30.5 | 29.8 | 27.4 | 29.4 | 23.3 | 28.6 | 24.5 | 23.4 | 27.3 | 23.3 | 26.8 | 26.5 | 24.2 | 16.9 | 28.5 | 24.9 | 28.4 | 25.5 | 27.7 | 29.1 | 27.1 | 0
4132 | 30.4 | 29.3 | 25.3 | 25.3 | 28.5 | 20.9 | 21.4 | 26.8 | 26.9 | 29 | 29.5 | 27.7 | 29.9 | 28 | 22.5 | 24.5 | 28.7 | 27.8 | 26.5 | 27.4 | 33.4 | 24.9 | 22.9 | 25.5 | 30.5 | 27.7 | 33.2 | 23.6 | 20.9 | 26.5 | 23 | 28.1 | 27.9 | 29.3 | 28.3 | 26.5 | 24.1 | 27.6 | 30.4 | 29.4 | 23.2 | 28.7 | 23.2 | 28.2 | 24.7 | 23.3 | 27.2 | 23.2 | 26.7 | 26 | 23.9 | 16.4 | 28.3 | 24.8 | 28.1 | 25.6 | 27.4 | 29.1 | 27 | 0
4133 | 30.1 | 28.4 | 25 | 24.2 | 28.2 | 21.1 | 21 | 26.8 | 27 | 29 | 28.7 | 27.4 | 29.4 | 28.4 | 22.5 | 24.4 | 25 | 27.8 | 27 | 30 | 32.8 | 24.2 | 23.4 | 24.4 | 29.5 | 27.7 | 36.7 | 27 | 24.6 | 26.8 | 24 | 28 | 27.8 | 28.8 | 28.3 | 26.5 | 24 | 27.8 | 30 | 29.1 | 21.4 | 27.4 | 22.8 | 28 | 24.8 | 24.6 | 26.2 | 23.4 | 27 | 26 | 23.6 | 18.6 | 29 | 24.8 | 27.9 | 27.4 | 26.9 | 29 | 28 | 0
4134 | 29.5 | 28.3 | 24.3 | 24.7 | 28.3 | 21.2 | 21 | 26.8 | 27 | 28.6 | 28.6 | 27.6 | 29 | 28.4 | 22 | 24 | 26.3 | 27.8 | 27.2 | 30.3 | 32 | 23.6 | 25.1 | 24.4 | 29.5 | 27.7 | 40.2 | 27.1 | 25.9 | 27.4 | 24.8 | 27.2 | 27.4 | 29.1 | 28.2 | 26.5 | 23.9 | 27.4 | 29.9 | 28.5 | 21.2 | 28 | 23.4 | 28 | 24.8 | 24.7 | 27 | 24 | 27.6 | 25.7 | 24.9 | 21.1 | 29 | 24.6 | 27.9 | 28.8 | 26.8 | 29.2 | 27.2 | 0
4135 | 29.6 | 29.1 | 24.4 | 25.6 | 28.5 | 21 | 21 | 26.6 | 27.2 | 28.6 | 28.7 | 28.5 | 29.2 | 29.6 | 22 | 24.2 | 27 | 27.8 | 28.6 | 31.2 | 32.1 | 23.4 | 26.3 | 25.2 | 31 | 27.7 | 38.7 | 27.8 | 27 | 28.5 | 25.6 | 28.2 | 27.4 | 29.7 | 27.8 | 26.6 | 24.4 | 28.5 | 30.1 | 28.8 | 20.9 | 28.7 | 24.3 | 28.1 | 24.8 | 25 | 27.4 | 24.6 | 27.9 | 25.7 | 28.4 | 22.9 | 29.4 | 24.6 | 27.9 | 30.2 | 26.8 | 29.6 | 27.4 | 0
4136 | 30 | 31.8 | 25 | 26.4 | 28.6 | 21.4 | 21.4 | 27.3 | 27.2 | 29.1 | 29.9 | 29.6 | 30 | 30.5 | 22.6 | 26.9 | 28.8 | 27.9 | 30 | 32 | 33.4 | 24.5 | 27.4 | 26.4 | 33 | 28.5 | 36.2 | 29 | 28.2 | 29.8 | 26.4 | 28.5 | 29.1 | 30.8 | 28.3 | 27.2 | 24.8 | 30.4 | 30.8 | 30.7 | 21.4 | 29.4 | 25.4 | 28.2 | 24.8 | 25.2 | 28 | 25.4 | 29.4 | 26.5 | 31.2 | 24.6 | 29.6 | 25.4 | 28.9 | 31.8 | 27.4 | 30 | 28.2 | 0
4137 | 31.8 | 33.7 | 27.2 | 27.4 | 28.9 | 24.6 | 23.8 | 29.6 | 29.6 | 30 | 31.1 | 31.3 | 31.5 | 31.6 | 24.3 | 29.9 | 29.1 | 28 | 32 | 32.6 | 36.2 | 26.9 | 27.1 | 28.1 | 34.1 | 29.7 | 33.2 | 30.5 | 28.4 | 30.9 | 26.9 | 28 | 30.5 | 32 | 29.1 | 27.5 | 26.1 | 31.8 | 32.1 | 31 | 22.8 | 29.9 | 26.4 | 29.4 | 28 | 25.6 | 27.9 | 25.8 | 30.1 | 28.2 | 34.6 | 24 | 30.2 | 27 | 31 | 32.5 | 26.7 | 30.8 | 30.3 | 0
4138 | 33.2 | 35.2 | 28.7 | 28.2 | 30.8 | 25.2 | 25.4 | 30.2 | 30.5 | 30.8 | 33.1 | 32.7 | 33.4 | 32.3 | 24.1 | 31.2 | 30.3 | 28.6 | 32.8 | 32.8 | 38.3 | 29.4 | 26.8 | 29.7 | 35.1 | 31.7 | 32.8 | 32.1 | 28.8 | 31.9 | 27.3 | 27.8 | 31.5 | 33.4 | 30.1 | 26.6 | 26.9 | 32.7 | 33.2 | 32.6 | 23.2 | 30.2 | 27.6 | 29.6 | 29 | 26 | 28.7 | 26 | 31.7 | 29.2 | 35.5 | 23.2 | 30.6 | 28 | 32.4 | 33 | 26.8 | 31 | 31.9 | 0
4139 | 34.9 | 36.4 | 30 | 29.2 | 32.2 | 25.6 | 27.4 | 31.7 | 31.4 | 31.8 | 34.8 | 34 | 35.4 | 33.6 | 22.6 | 32.6 | 30.4 | 29.1 | 33.2 | 33 | 39.6 | 31.1 | 26 | 31.4 | 36.6 | 33 | 33.1 | 33.8 | 29 | 32.4 | 27.6 | 27.4 | 32.1 | 34.7 | 30.8 | 26.4 | 28 | 34 | 34.1 | 35.6 | 24.2 | 30.6 | 28.6 | 30.9 | 30.4 | 26.6 | 29.4 | 26 | 32.5 | 30.7 | 36 | 21.6 | 31.2 | 29 | 32.5 | 33 | 26.8 | 31 | 33.4 | 0
4140 | 36.4 | 37.9 | 31.6 | 29.8 | 33.7 | 26.1 | 28.7 | 32.8 | 33 | 32.5 | 36.9 | 34.5 | 37.2 | 35.3 | 24.3 | 33.7 | 31.7 | 29.6 | 32.1 | 33.4 | 41.4 | 32.3 | 26.4 | 32.7 | 38.6 | 35.2 | 34.4 | 35.4 | 30.1 | 32.8 | 28.1 | 27.1 | 33 | 36.2 | 32.1 | 26.3 | 28.1 | 33.4 | 35.4 | 36.3 | 26 | 31.2 | 29.7 | 32 | 31 | 27.1 | 31.1 | 26.2 | 34 | 31.9 | 34.5 | 21.5 | 31.4 | 26 | 34 | 33.6 | 26.8 | 32.1 | 33.3 | 0
4141 | 37.7 | 39.4 | 31.7 | 30.4 | 34.2 | 26.6 | 29.1 | 34.8 | 34.6 | 32.8 | 38.1 | 34.8 | 38.6 | 36 | 24.9 | 34.2 | 31.8 | 30.1 | 31.1 | 34.5 | 43.1 | 32.8 | 26.9 | 33.8 | 39.6 | 36.7 | 35.1 | 36.6 | 31.2 | 32.9 | 28.6 | 26.8 | 34.5 | 37.4 | 34.1 | 26.8 | 28.3 | 26.9 | 36.1 | 37.3 | 29.2 | 32 | 30.5 | 33.9 | 31 | 27.6 | 32.1 | 26.6 | 33.9 | 32.8 | 34.5 | 21.6 | 31.9 | 28.2 | 34 | 34.1 | 27.1 | 32.3 | 32.7 | 0
4142 | 38.5 | 40.2 | 32.7 | 30.6 | 35.1 | 25.1 | 29.9 | 36.7 | 35 | 32.8 | 39 | 34.6 | 39.6 | 36.3 | 25.3 | 34.6 | 32.2 | 30.8 | 30 | 36 | 44.1 | 33.9 | 28 | 34.6 | 40.2 | 37.7 | 36.1 | 37.2 | 32.6 | 33 | 29.2 | 26.9 | 35.4 | 38.6 | 35.1 | 27.9 | 28 | 28.4 | 37 | 37.7 | 29.2 | 33 | 31 | 34.5 | 31 | 28 | 32.8 | 27.4 | 33.6 | 33.9 | 34.6 | 22.8 | 32.2 | 27.7 | 35.5 | 35 | 27.4 | 32.5 | 31.4 | 0
4143 | 39.6 | 40.7 | 33.2 | 30.7 | 33.9 | 24.6 | 30.5 | 36.7 | 34.1 | 32.9 | 38.7 | 34.6 | 40.2 | 37.2 | 25.5 | 34.8 | 30.7 | 31.2 | 30 | 37.5 | 44.5 | 35.3 | 28 | 35.2 | 41.3 | 38.2 | 36.7 | 36.8 | 32.9 | 32.9 | 29.4 | 28.3 | 36.5 | 39.2 | 35 | 27.5 | 28.3 | 28.5 | 37.1 | 37.7 | 29.7 | 33.8 | 30.8 | 35.8 | 31 | 28.2 | 31.6 | 28.1 | 31.3 | 34.3 | 37 | 22.8 | 32.7 | 28.4 | 36.4 | 35.1 | 28 | 32.6 | 31 | 0
4144 | 39.8 | 41.1 | 33.7 | 30.2 | 28.5 | 25.1 | 30.4 | 37.2 | 33.1 | 32.8 | 38.5 | 34 | 40.4 | 28.3 | 25.2 | 28.6 | 29.7 | 30.6 | 29.8 | 37.9 | 45 | 35.4 | 27.7 | 35.1 | 41.4 | 38.6 | 37.5 | 35.4 | 32.8 | 32.6 | 29.4 | 28.2 | 36.6 | 39.5 | 35.1 | 27.9 | 28.2 | 28.1 | 36.6 | 37.3 | 29.1 | 34.1 | 30.1 | 36.3 | 30.9 | 28.2 | 30.1 | 28.7 | 29.6 | 34.9 | 38.1 | 22.8 | 32.7 | 29 | 36 | 34.9 | 28.6 | 32.6 | 30.6 | 0
4145 | 39.9 | 40.2 | 33.7 | 29.6 | 27.4 | 25.2 | 29.2 | 37.3 | 32.6 | 32.2 | 37.8 | 33.4 | 40.2 | 31.8 | 24.4 | 29.5 | 28 | 30.6 | 29.8 | 37 | 44.7 | 35.4 | 26.2 | 34.6 | 41.1 | 38.2 | 37.8 | 33.2 | 31.6 | 32 | 29 | 28.7 | 36.5 | 39 | 35.1 | 28.1 | 28.4 | 26.8 | 36.1 | 37.4 | 28.6 | 33.8 | 29 | 35.4 | 29.9 | 28 | 28 | 28.8 | 27.7 | 34.7 | 38.6 | 21.4 | 32.6 | 28.5 | 35.2 | 33.6 | 28.8 | 32.5 | 31 | 0
4146 | 38.8 | 38.9 | 33.7 | 28.7 | 27 | 23.6 | 28.7 | 37.3 | 31 | 31.7 | 37.7 | 32.1 | 39.6 | 30.8 | 24.4 | 30.5 | 27.9 | 29.6 | 28.6 | 34.6 | 44.5 | 34.5 | 25.1 | 33.3 | 40.9 | 37.3 | 38 | 30.7 | 30.6 | 31.3 | 28.6 | 29.7 | 35.4 | 38.1 | 34.6 | 26.7 | 27.8 | 27.8 | 35 | 37.4 | 28.8 | 33 | 27.9 | 35.2 | 29.9 | 27.5 | 27.1 | 28.5 | 27.8 | 34.4 | 35.6 | 20.5 | 31.7 | 27.7 | 33.5 | 32.2 | 29.4 | 31 | 30.8 | 0
4147 | 36.1 | 36.7 | 32.7 | 28.1 | 27 | 23.6 | 27.6 | 36 | 30.1 | 30.6 | 37 | 30.9 | 38.9 | 30.3 | 24.4 | 23.7 | 27.2 | 29.1 | 27.4 | 31.7 | 42 | 33.9 | 23.7 | 31.7 | 39.7 | 35.8 | 37.9 | 28.2 | 29.3 | 30.4 | 28.1 | 28 | 33.5 | 36.7 | 33.8 | 26.8 | 27.5 | 27.8 | 34.2 | 36.2 | 28.7 | 32 | 26.9 | 33.9 | 29.5 | 27.1 | 26.7 | 27.5 | 27.9 | 31.2 | 32.5 | 19 | 30.9 | 26.5 | 32.4 | 30.2 | 29 | 30.5 | 30.7 | 0
4148 | 27.4 | 35.7 | 31.7 | 27.6 | 26.9 | 23.3 | 26.2 | 34.2 | 29.6 | 29.8 | 36.5 | 29.6 | 38 | 29.9 | 24 | 23.5 | 27.4 | 28.8 | 25.6 | 29 | 40.4 | 33 | 23.2 | 30 | 38.1 | 34.7 | 37.2 | 26.6 | 28.6 | 29.6 | 27.8 | 27.3 | 31.5 | 35.2 | 32.8 | 27.1 | 26.8 | 27.9 | 33.4 | 34.9 | 28.7 | 31 | 26.2 | 32.5 | 29.2 | 26.6 | 27.5 | 26.4 | 29 | 27.8 | 28.4 | 18.6 | 30 | 25.8 | 31.8 | 28.8 | 28.8 | 30 | 29.8 | 0
4149 | 27 | 34.2 | 31.2 | 27.6 | 26.9 | 23.1 | 25.5 | 32.9 | 29.1 | 29.3 | 35.1 | 29 | 37.2 | 29.3 | 23.4 | 23.6 | 26.2 | 28.6 | 24.9 | 27.7 | 38.6 | 32.2 | 22.6 | 28.7 | 36.9 | 33 | 36.5 | 25.9 | 27.8 | 28.9 | 27.4 | 26.9 | 30.8 | 33.7 | 32.5 | 27 | 26.9 | 27.6 | 32.7 | 33.7 | 28.3 | 30.2 | 25.6 | 31.4 | 29.1 | 26.3 | 28 | 25.2 | 28.8 | 27.7 | 27.2 | 17.8 | 29.7 | 25.5 | 31 | 27.5 | 28.6 | 29.8 | 29.3 | 0
4150 | 26.9 | 32.2 | 30.2 | 27.4 | 26.9 | 23.1 | 24.9 | 32 | 29 | 29.3 | 34 | 28.6 | 36.3 | 29 | 23.2 | 23.2 | 25.8 | 28.6 | 24.6 | 27.8 | 37.9 | 31.7 | 23.1 | 27.8 | 35.7 | 31.7 | 35.8 | 26.2 | 27.5 | 28.6 | 27.1 | 26.8 | 30.1 | 32.5 | 31.9 | 26.8 | 26.5 | 26.9 | 32.6 | 32.9 | 28.5 | 29.7 | 25.4 | 30.4 | 29 | 25.9 | 28.8 | 24.5 | 29.1 | 26.1 | 26.6 | 18.2 | 29.4 | 25.5 | 30.5 | 27.3 | 28.5 | 29.8 | 28.6 | 0
4151 | 27.6 | 28 | 28.7 | 27.2 | 26.9 | 23.1 | 24.2 | 31 | 28.6 | 29 | 32.7 | 28.6 | 35.4 | 28.3 | 22.5 | 23.5 | 24.8 | 28.6 | 25.4 | 29 | 36.5 | 30.5 | 23.2 | 27.4 | 35.1 | 30.2 | 35 | 27 | 27 | 28.4 | 26.6 | 26.8 | 29.6 | 31.6 | 31.5 | 26 | 26.4 | 26.4 | 32.1 | 31.9 | 28.5 | 29.4 | 25 | 29.9 | 28.7 | 25.6 | 28.6 | 24 | 28.4 | 26.2 | 28 | 18.2 | 29.6 | 25.5 | 29.4 | 27.2 | 28.2 | 29.9 | 28.6 | 0
4152 | 28.4 | 27.2 | 27.8 | 26.4 | 26.9 | 23 | 23.2 | 30.1 | 28.6 | 28.8 | 32.3 | 28.3 | 34.4 | 27.9 | 22.3 | 23.7 | 25.4 | 28.1 | 25.9 | 30.3 | 35.9 | 29.3 | 23.9 | 27 | 34.4 | 28.7 | 34.4 | 28 | 26.8 | 28.4 | 26.1 | 26.8 | 28.7 | 31.1 | 30.6 | 26.6 | 25.5 | 27 | 31.6 | 31 | 28.5 | 29.1 | 24.7 | 29.4 | 28 | 25.2 | 28.6 | 24 | 28.9 | 25.9 | 27.7 | 19 | 29.4 | 25.3 | 28.9 | 27.8 | 27.5 | 29.3 | 28.4 | 0
4153 | 28.8 | 28.7 | 27.2 | 25.5 | 26.9 | 23.4 | 22.6 | 30.1 | 28.6 | 28.8 | 31.7 | 28.1 | 33.4 | 27.8 | 22.1 | 23.7 | 25.3 | 28.1 | 26.8 | 31.2 | 35.4 | 28.4 | 23.7 | 26.6 | 33.6 | 28.5 | 33.8 | 28.6 | 26 | 28.2 | 25.3 | 26.9 | 28.7 | 30.6 | 30.5 | 26.5 | 24.9 | 26.7 | 30.6 | 30.6 | 28.4 | 28.6 | 24.1 | 29.1 | 27.9 | 24.9 | 27.7 | 23.9 | 28.6 | 25.7 | 27.3 | 18.7 | 29.4 | 25.2 | 28.5 | 27.8 | 27.6 | 29.2 | 28.8 | 0
4154 | 29.1 | 28.5 | 26.7 | 24.4 | 26.9 | 23.6 | 22 | 29.7 | 28.6 | 28.8 | 31.5 | 27.6 | 32.2 | 28.6 | 22 | 24.1 | 26 | 28.1 | 26.8 | 31.2 | 34.9 | 27.6 | 23.6 | 26 | 33.2 | 27.9 | 33.3 | 28.6 | 25.4 | 27.8 | 24.6 | 27 | 28.3 | 30.2 | 30.1 | 26.5 | 24 | 26.9 | 30.1 | 30.4 | 28.2 | 28 | 23.6 | 28.9 | 27.8 | 24.6 | 27.2 | 23.8 | 29 | 25.7 | 25 | 18.6 | 29 | 25 | 28.5 | 27.8 | 27.7 | 29.1 | 28.8 | 0
4155 | 29.5 | 28.2 | 26.2 | 23.9 | 26.9 | 23.6 | 21.6 | 29.3 | 28.6 | 28.8 | 30.5 | 27.5 | 31.2 | 28.8 | 21.9 | 24.2 | 25.3 | 28.1 | 27 | 30.8 | 33.9 | 26.9 | 22.8 | 25.4 | 33.3 | 27.3 | 32.8 | 28.1 | 24.4 | 27.2 | 23.9 | 27 | 27.6 | 29.6 | 30 | 27 | 23.9 | 27 | 29.7 | 30.4 | 27.3 | 27.5 | 23 | 28.9 | 27.8 | 24.5 | 26.3 | 23.5 | 28.1 | 25.7 | 23.9 | 17.6 | 29 | 24.8 | 28 | 27.2 | 27.6 | 29 | 29 | 0
4156 | 29.5 | 27.2 | 25.7 | 23.7 | 26.9 | 23.8 | 21.5 | 29.1 | 28.6 | 28.8 | 29.8 | 27.2 | 30.1 | 28.7 | 21.9 | 24.9 | 25.5 | 28.1 | 26.7 | 30.1 | 33.4 | 26.2 | 23 | 24.7 | 33 | 27.3 | 32.4 | 27.5 | 24.4 | 26.8 | 23.8 | 27 | 27.3 | 29.1 | 29.6 | 27.3 | 23.6 | 26.7 | 29.6 | 30.5 | 28 | 27.2 | 22.7 | 28.9 | 27.5 | 24.5 | 26.3 | 23.4 | 27.9 | 25.7 | 22.5 | 17.9 | 28.8 | 24.8 | 27.6 | 27.1 | 27.5 | 29 | 28.4 | 0
4157 | 29.5 | 26.6 | 25.4 | 25 | 27 | 23.8 | 21.3 | 28.6 | 28.6 | 28.8 | 29.2 | 27.6 | 30.2 | 28.5 | 21.9 | 25 | 25.2 | 27.8 | 25.4 | 26.4 | 32.5 | 25.6 | 22.4 | 24.6 | 32.9 | 27.2 | 31.9 | 26.4 | 21.2 | 26 | 26 | 27 | 27.1 | 28.2 | 29.5 | 27.7 | 25 | 26.7 | 29.6 | 30.4 | 24.7 | 28.2 | 24 | 28.5 | 27 | 24.2 | 27.4 | 24 | 26.2 | 25.7 | 23.6 | 17.2 | 28.4 | 24.7 | 27.5 | 25.6 | 27.5 | 29 | 27.2 | 0
4158 | 29 | 25.8 | 25.4 | 25 | 27 | 24.1 | 21.3 | 28.1 | 28.7 | 28.8 | 29.6 | 27.8 | 29.8 | 28.3 | 21.9 | 25 | 26.6 | 27.8 | 26.8 | 27.5 | 32.6 | 25.1 | 24.2 | 25.2 | 32.1 | 27.2 | 31.4 | 26.8 | 21.1 | 26.9 | 26.4 | 27.2 | 26.7 | 28.5 | 28.7 | 27.8 | 24.7 | 26.8 | 29.3 | 30.4 | 24.3 | 28.8 | 24.3 | 28.4 | 26.9 | 24 | 27.1 | 24.1 | 27.3 | 25.6 | 25.2 | 18.5 | 29.1 | 24.7 | 27 | 25.8 | 27.5 | 29.2 | 28.1 | 0
4159 | 29 | 27 | 25.7 | 25.4 | 27.4 | 24.5 | 21.4 | 28.1 | 29.1 | 28.9 | 30.7 | 28.8 | 30 | 28.8 | 21.9 | 25.7 | 27.6 | 27.8 | 27.7 | 28.3 | 32.7 | 25 | 25.4 | 26.2 | 32.6 | 27.2 | 32.8 | 27.9 | 21.3 | 28.1 | 27.6 | 27.2 | 26.6 | 29.7 | 29.1 | 27.9 | 24.9 | 27.4 | 29.7 | 30.7 | 24.3 | 29.6 | 24.8 | 28.4 | 26.8 | 24 | 27.3 | 25.2 | 28.6 | 25.7 | 27.5 | 19.6 | 29.7 | 24.8 | 27 | 26.1 | 27.9 | 29.5 | 29.6 | 0
4160 | 29.6 | 30.2 | 26.7 | 25.8 | 28.1 | 25.1 | 22 | 29 | 29.5 | 29.3 | 31.8 | 29.8 | 30.8 | 30.4 | 22.4 | 26.5 | 28.8 | 27.8 | 28.2 | 30.6 | 34 | 25.9 | 26.2 | 27.6 | 33.7 | 27.7 | 30.6 | 28.8 | 23.4 | 30 | 28.4 | 28 | 27.8 | 30.6 | 30.5 | 28.2 | 25.4 | 28.9 | 31 | 31.9 | 24.9 | 30.6 | 25.5 | 28.6 | 27.5 | 24.2 | 28 | 26.6 | 30.2 | 26.2 | 30 | 20.6 | 30.4 | 25.1 | 28 | 26.8 | 28.4 | 29.8 | 31 | 0
4161 | 31 | 31.6 | 28.8 | 26.8 | 29.8 | 24.2 | 23.7 | 30.9 | 30.1 | 30.5 | 33.5 | 31.3 | 32.2 | 32 | 23.3 | 24.2 | 29.1 | 27 | 27.9 | 31.7 | 36.5 | 27.7 | 25.6 | 29 | 34.6 | 30 | 28.4 | 30.2 | 25 | 31.3 | 29.6 | 29.1 | 28.8 | 32.3 | 32.1 | 29.5 | 26.6 | 32 | 32.1 | 34.1 | 26.6 | 31.6 | 26.3 | 29.6 | 28.7 | 24.6 | 29 | 28.7 | 31.3 | 26.9 | 32.1 | 20.5 | 30.6 | 27.2 | 30 | 27.6 | 28.7 | 30.6 | 32.7 | 0
4162 | 31.5 | 34.3 | 28.9 | 27.7 | 30.1 | 25.4 | 25.1 | 32.3 | 30.6 | 31.2 | 34.8 | 32.5 | 33.9 | 33.3 | 24 | 26.6 | 29.6 | 27.6 | 27.6 | 33.8 | 39 | 29.7 | 24.9 | 30.4 | 36.6 | 31.8 | 28.6 | 31.4 | 27.7 | 32.7 | 29.6 | 29.1 | 30.8 | 33.5 | 33 | 30.2 | 27.8 | 33.1 | 33.3 | 35.4 | 26.1 | 32.5 | 27.3 | 31.4 | 28.8 | 25 | 29.9 | 29.8 | 32.2 | 28 | 33.4 | 20.2 | 30.9 | 27.9 | 31.1 | 28.8 | 29.4 | 30.7 | 33.8 | 0
4163 | 32.8 | 36.5 | 30.5 | 29.2 | 30.6 | 24.9 | 26.9 | 33.9 | 31.6 | 32 | 36.5 | 33.6 | 35.8 | 34.9 | 24.5 | 27.5 | 29.8 | 28 | 27.4 | 34.6 | 40.3 | 31.2 | 24 | 31.6 | 37.6 | 33.4 | 31.1 | 32.8 | 29 | 33.2 | 29.6 | 30 | 31.4 | 35 | 33.5 | 29.6 | 29 | 33.6 | 34.4 | 36.8 | 26.1 | 33.4 | 28.2 | 31.7 | 29.3 | 25.2 | 30.6 | 30.2 | 32.6 | 28.4 | 34 | 19.4 | 31 | 28.2 | 32.9 | 30 | 27.3 | 31.2 | 35 | 0
4164 | 35 | 38.4 | 31.8 | 30.5 | 31.2 | 22.8 | 27.6 | 34.9 | 32.8 | 32.8 | 37.8 | 34 | 37.5 | 36.1 | 25.7 | 30.8 | 30.5 | 28.8 | 28.1 | 36.2 | 41.6 | 32 | 24.2 | 32.8 | 39.4 | 34.6 | 33.7 | 33.8 | 30.5 | 33.9 | 28.6 | 30.5 | 32.3 | 35.8 | 34.6 | 27.3 | 29.7 | 34.9 | 35.6 | 38 | 27.5 | 34.1 | 29.1 | 33.2 | 30.8 | 25.3 | 31.1 | 28.9 | 33 | 29.1 | 34.1 | 19.3 | 31.5 | 28.6 | 34.5 | 31.3 | 26.2 | 31.3 | 35.6 | 0
4165 | 36 | 39 | 33 | 32.2 | 32.2 | 23.6 | 29.1 | 36 | 33.2 | 32.2 | 39.4 | 34.4 | 38.9 | 37.1 | 26.1 | 32.2 | 30.7 | 28.8 | 29 | 35.8 | 42.8 | 32.8 | 24.8 | 33.6 | 40.6 | 35.6 | 36 | 34.9 | 29.9 | 33.9 | 28.3 | 30.5 | 33.3 | 37 | 35.7 | 28.6 | 30.1 | 33 | 36.3 | 38.6 | 28.4 | 34.9 | 29.6 | 35 | 31.1 | 25.2 | 31.5 | 27.2 | 33.3 | 29.6 | 33.9 | 19.3 | 32 | 27 | 35 | 32.3 | 27.1 | 31.6 | 36.4 | 0
4166 | 36.8 | 40.3 | 34.2 | 33.4 | 33 | 24.4 | 29.2 | 36.9 | 33.1 | 33 | 40.6 | 34.4 | 40 | 37.6 | 23.5 | 33.2 | 30.8 | 30.3 | 30 | 35.2 | 43.5 | 33.2 | 26 | 34.2 | 40.6 | 36.4 | 38 | 35.6 | 29 | 34 | 28 | 31.5 | 34.7 | 37.8 | 36 | 29.7 | 30 | 33.5 | 36.4 | 38.9 | 29.2 | 35.4 | 29.8 | 35.6 | 30.9 | 25 | 32 | 25.2 | 33.6 | 30.4 | 33.8 | 20 | 32.6 | 27 | 36.4 | 32.8 | 29 | 31.9 | 36.8 | 0
4167 | 38 | 41 | 34.5 | 34.3 | 33.2 | 25.8 | 29.5 | 37.6 | 33.2 | 32.6 | 41.7 | 34.6 | 40.8 | 38.2 | 24.1 | 33.2 | 29.8 | 30.4 | 30.2 | 32.2 | 43.4 | 33.2 | 26.4 | 34.3 | 42.1 | 37.3 | 40 | 36.2 | 26.3 | 33.4 | 28.9 | 31.2 | 35.7 | 39.2 | 36.6 | 29.7 | 29.9 | 33.8 | 37.3 | 38.6 | 29.7 | 35.8 | 29.5 | 35.7 | 30.2 | 24.8 | 32.6 | 24.4 | 33.5 | 31.4 | 33.6 | 20.3 | 32.7 | 27.2 | 36.2 | 32.5 | 30.7 | 32 | 37.3 | 0
4168 | 38.6 | 41 | 34.5 | 34 | 33.1 | 24 | 29.4 | 36.9 | 32.1 | 32.8 | 41.5 | 34.1 | 41.1 | 38.1 | 24.6 | 34.2 | 28.6 | 30.4 | 29.8 | 30 | 44 | 33.2 | 26.6 | 34 | 41.6 | 37.4 | 40.3 | 36 | 24.5 | 33 | 29.2 | 30.7 | 36.3 | 39.9 | 36.7 | 29.7 | 29.5 | 33.7 | 36.9 | 38.7 | 29.5 | 35.7 | 28.9 | 35.8 | 30.2 | 24.6 | 33.1 | 24 | 33.3 | 31.8 | 33.2 | 20.6 | 32.6 | 28.6 | 36.2 | 31.7 | 31.2 | 31.8 | 36.9 | 0
4169 | 38.7 | 40.9 | 34.4 | 32.8 | 32.7 | 24.7 | 29.4 | 36.9 | 31 | 32.1 | 40.5 | 33.4 | 41 | 35.1 | 24.3 | 34.2 | 27 | 30.4 | 28.8 | 27.4 | 41.1 | 33.2 | 25.8 | 33.2 | 40.9 | 37.3 | 40.4 | 35.4 | 22.7 | 32 | 29.4 | 30.7 | 36 | 40.6 | 37 | 29.7 | 29.2 | 30.1 | 36.8 | 38.7 | 29.3 | 35.4 | 28 | 35.6 | 29.9 | 24.6 | 33 | 24.6 | 32.6 | 31.8 | 32.4 | 20.2 | 32 | 28.2 | 35.4 | 30.4 | 29.7 | 31.6 | 36.2 | 0
4170 | 38.6 | 39.7 | 30.5 | 30.5 | 32.4 | 24.6 | 28.8 | 37.4 | 30.7 | 31.5 | 38.1 | 31.8 | 40.4 | 32.6 | 24.5 | 32.7 | 26.2 | 30.3 | 28 | 27.4 | 41.5 | 32.9 | 25.2 | 32.2 | 41.2 | 37 | 40.6 | 33.9 | 22.9 | 31.4 | 28.1 | 30.5 | 35.3 | 40.1 | 36.5 | 29.8 | 28.5 | 28.2 | 35.7 | 38.5 | 28.9 | 34.7 | 27.1 | 35 | 27.2 | 24.7 | 32.2 | 24.6 | 31.8 | 31.5 | 31.4 | 19.8 | 31.4 | 26.9 | 34 | 29.1 | 28.8 | 31.6 | 34.6 | 0
4171 | 36.8 | 37 | 28.5 | 28.2 | 32.2 | 24 | 27.6 | 36.4 | 30.4 | 30.7 | 35.9 | 30.3 | 39.5 | 31.4 | 24.2 | 30.2 | 25.6 | 29.9 | 27.3 | 27.3 | 35.8 | 31.7 | 24.4 | 30.9 | 40.1 | 36.2 | 40.2 | 32.7 | 22.7 | 30.3 | 26.9 | 30 | 34 | 39.7 | 35.2 | 27.1 | 28 | 30 | 34.7 | 37.5 | 28.2 | 33.9 | 26.3 | 33.6 | 26.6 | 24.7 | 30.6 | 24.8 | 30.8 | 28.8 | 30.2 | 19 | 30.6 | 26.2 | 32.5 | 27.9 | 28.2 | 31.3 | 33.1 | 0
4172 | 34.5 | 34.7 | 28 | 26.2 | 31.6 | 23.4 | 26.9 | 35.4 | 29.7 | 29.9 | 33.8 | 28.8 | 38.4 | 30.6 | 23.7 | 28.9 | 25.8 | 29.4 | 27.4 | 28.6 | 35.7 | 31 | 24.2 | 29.8 | 39.1 | 34.9 | 39.2 | 31.4 | 23.4 | 29.6 | 25.4 | 29.5 | 32.9 | 38.8 | 34.2 | 26.2 | 27.4 | 29.8 | 33.3 | 36.3 | 23.5 | 33 | 25.6 | 32.2 | 26.2 | 24.8 | 28.6 | 24.2 | 30 | 27.9 | 29.2 | 18.6 | 30.2 | 26 | 31.5 | 27 | 27.7 | 30.8 | 31.6 | 0
4173 | 33.2 | 33 | 28 | 25.4 | 31.2 | 23.5 | 26.3 | 34.4 | 29.2 | 29.4 | 33.1 | 28.2 | 37.4 | 30.3 | 23.4 | 28.2 | 25.8 | 29.1 | 27.5 | 28.3 | 35.5 | 30.2 | 23.9 | 28.7 | 37.9 | 33.4 | 38.3 | 30.9 | 22.7 | 28.5 | 25.4 | 28 | 31.3 | 38.5 | 33.5 | 25.9 | 27.1 | 28.7 | 32.3 | 35.6 | 23.7 | 32.3 | 25 | 31.3 | 26.2 | 24.8 | 26.8 | 24.1 | 29.2 | 27.6 | 28.5 | 18.1 | 29.8 | 25.5 | 30.2 | 26.3 | 27.2 | 29.8 | 31 | 0
4174 | 32.5 | 32 | 28 | 25.1 | 30.9 | 23.5 | 25.4 | 33.4 | 29 | 29.1 | 32.7 | 27.8 | 36.4 | 30.3 | 23 | 27.7 | 26.1 | 28.9 | 27.8 | 28.7 | 35.4 | 29.8 | 24.1 | 28 | 37.6 | 31.9 | 37.3 | 30.5 | 22.7 | 28.1 | 25.5 | 27 | 30.5 | 37.5 | 32.7 | 26 | 26.8 | 28.7 | 31.8 | 35.1 | 24.1 | 31.6 | 24.7 | 30.3 | 26.2 | 24.9 | 25.7 | 23.6 | 28.8 | 27.3 | 28.1 | 18.1 | 29.7 | 25.3 | 29.9 | 26.1 | 27.2 | 29.8 | 30.6 | 0
4175 | 32.1 | 30.5 | 27.8 | 25.6 | 30.7 | 23.6 | 24.4 | 31.5 | 28.6 | 29 | 33 | 28.2 | 35.6 | 30.3 | 23 | 27 | 25.8 | 28.9 | 27.4 | 28 | 35.3 | 29.8 | 23.8 | 27.4 | 37.3 | 30.9 | 36.4 | 30.2 | 22.2 | 27.6 | 26.6 | 26.5 | 30 | 36.6 | 32.6 | 26.8 | 26.8 | 28.1 | 31.4 | 34.6 | 23.5 | 31 | 24.4 | 29.6 | 26.2 | 25 | 25.6 | 23.8 | 28.4 | 27 | 27.8 | 18 | 29.6 | 25 | 29 | 26 | 27.2 | 29.7 | 30.4 | 0
4176 | 31.4 | 29.7 | 27.2 | 25.7 | 30 | 23.3 | 23.5 | 30.5 | 28.2 | 28.8 | 32.5 | 28.3 | 34.8 | 30.9 | 22.2 | 26.9 | 25.7 | 28.4 | 26.8 | 28.8 | 34.7 | 29.3 | 23.7 | 27.1 | 37 | 29.4 | 35.4 | 29.2 | 23.3 | 27.9 | 26.7 | 26.1 | 29.5 | 34.5 | 32.5 | 27.7 | 26.5 | 27.8 | 30.8 | 34.1 | 23.5 | 30.3 | 24.3 | 29.1 | 25.8 | 25.2 | 26.3 | 23.6 | 28.2 | 26.3 | 27.3 | 18.2 | 29.6 | 24.9 | 28.5 | 26.2 | 27.3 | 29.6 | 29.6 | 0
4177 | 31.3 | 29.5 | 26.7 | 25.8 | 29.7 | 23.2 | 23 | 30.7 | 28.1 | 28.8 | 31.9 | 28.4 | 34 | 31.1 | 22.1 | 27 | 25.1 | 28.2 | 25.7 | 28.5 | 33.7 | 28.4 | 22.8 | 26.5 | 36.6 | 29.3 | 35.1 | 28.3 | 23.8 | 27.7 | 26.8 | 25.5 | 28.8 | 32.4 | 31.8 | 27.9 | 26.4 | 27.6 | 30.8 | 33.5 | 23.6 | 29.6 | 24.2 | 28.8 | 25.8 | 25.2 | 27.2 | 24 | 27.6 | 26.3 | 26.3 | 17.9 | 29.3 | 24.7 | 27.6 | 26.2 | 27.4 | 29.5 | 28.7 | 0
4178 | 31.4 | 28.5 | 26.3 | 25.4 | 29.7 | 22.5 | 22.4 | 30.4 | 27.8 | 28.8 | 30.5 | 28 | 33 | 30.7 | 22 | 27.1 | 24.8 | 28.1 | 24.8 | 29 | 33.1 | 27.7 | 22.2 | 26 | 35.4 | 29.1 | 34.6 | 27 | 24.8 | 27.6 | 26 | 25 | 28.4 | 30 | 31.6 | 28 | 26 | 27.6 | 30.2 | 33.1 | 23.6 | 28.8 | 24.2 | 28.6 | 25.8 | 25.2 | 28 | 23.8 | 27 | 26.3 | 25 | 17.6 | 29 | 24.6 | 27 | 26.2 | 27.6 | 29.4 | 27.4 | 0
4179 | 31.3 | 28 | 26 | 25.2 | 29.6 | 22.7 | 21.9 | 29.9 | 28 | 28.8 | 29.7 | 27.8 | 32 | 30.7 | 21.8 | 27.2 | 24.3 | 28 | 24.2 | 27.7 | 32.8 | 27.1 | 21.4 | 25.2 | 34.6 | 28.9 | 34.1 | 26.4 | 23.8 | 26.8 | 25.8 | 25.4 | 28.1 | 28.8 | 31.1 | 28.1 | 25.8 | 28.3 | 30.2 | 33.1 | 23.3 | 28.3 | 24 | 28.3 | 25.9 | 24.9 | 28.2 | 24.1 | 26.2 | 26.2 | 23.8 | 16.9 | 28.5 | 24.3 | 27 | 25.9 | 27.6 | 29.2 | 26.8 | 0
4180 | 31.2 | 27.5 | 26 | 24.9 | 29.3 | 22.6 | 21.5 | 29.4 | 27.8 | 28.7 | 28.9 | 27.4 | 31 | 30.3 | 21.7 | 27.2 | 24.7 | 27.8 | 24.5 | 27.4 | 32.8 | 26.3 | 21.7 | 24.8 | 34.1 | 28.8 | 33.5 | 26 | 23 | 26.3 | 25.4 | 25.4 | 27.8 | 27.9 | 30.2 | 28.1 | 25.3 | 27.9 | 29.1 | 32.6 | 23.2 | 28 | 24 | 28.1 | 25.9 | 24.6 | 27.9 | 23.8 | 26 | 26.2 | 23.2 | 16.9 | 28.3 | 24.2 | 27 | 25.8 | 27.6 | 29.1 | 26.5 | 0
4181 | 31 | 27.5 | 26 | 24.8 | 29.2 | 22.7 | 21.1 | 28.9 | 27.8 | 28.7 | 30 | 27.8 | 31.6 | 30.1 | 21.5 | 27.2 | 25.8 | 27.4 | 26.2 | 27.2 | 32.7 | 25.7 | 24 | 24.2 | 34 | 28.6 | 33 | 29 | 23 | 24.8 | 26.4 | 25 | 27.7 | 32.8 | 30.1 | 28.2 | 25.6 | 27.9 | 28.6 | 32.6 | 23.2 | 28.6 | 23.6 | 27.9 | 25.8 | 23.6 | 25.4 | 23.8 | 27.2 | 26.2 | 26 | 17.8 | 29 | 24 | 27 | 26.6 | 27.3 | 29.1 | 29.2 | 0
4182 | 30.5 | 28 | 25.5 | 25 | 29.2 | 22.7 | 20.9 | 28.5 | 27.8 | 28.3 | 29.9 | 27.4 | 31.3 | 29.8 | 21 | 27 | 26.3 | 27.4 | 26.6 | 27.1 | 32.5 | 25.3 | 24.6 | 24.2 | 33 | 28.6 | 32.5 | 29.2 | 23.4 | 25.4 | 27.6 | 25.5 | 27.4 | 32.5 | 30.1 | 28.1 | 25.8 | 27.6 | 28 | 32.1 | 23.5 | 29.1 | 23.9 | 27.9 | 25.7 | 23.4 | 25.2 | 24.4 | 27.6 | 25.9 | 26.3 | 18.6 | 28.7 | 24 | 26.9 | 26.7 | 27.2 | 29.2 | 29.5 | 0
4183 | 30.7 | 31.5 | 25.5 | 25.1 | 29.7 | 23 | 20.9 | 28.7 | 28.3 | 28.4 | 30.4 | 28.7 | 31.8 | 30 | 21 | 23.7 | 26.7 | 27.4 | 27.1 | 27.5 | 32.6 | 25.6 | 25 | 24.9 | 33.1 | 28.5 | 32.4 | 29.9 | 24.3 | 26.8 | 28.5 | 26.5 | 27.4 | 32.2 | 30.1 | 28.1 | 26.2 | 28 | 28.3 | 32.3 | 23.4 | 30 | 24.6 | 28 | 25.8 | 23.9 | 25 | 24.7 | 28.8 | 25 | 27.1 | 19.6 | 28.9 | 24 | 27 | 27 | 27.2 | 29.3 | 30.1 | 0
4184 | 31.2 | 32 | 26.5 | 26 | 30.2 | 23.6 | 21.5 | 29.4 | 29.6 | 28.9 | 31 | 30.2 | 32.6 | 31.4 | 21.4 | 23 | 27.8 | 27.5 | 28 | 28.4 | 34 | 26.4 | 25.8 | 26.4 | 34.2 | 28.6 | 32.8 | 30.4 | 25.4 | 28.8 | 29.8 | 27.5 | 28.1 | 33 | 31 | 28.2 | 27.2 | 29.2 | 29.7 | 33.9 | 23.8 | 31.2 | 25.4 | 28.1 | 26 | 23.7 | 25.2 | 25.4 | 30 | 25.8 | 28.6 | 20.2 | 29 | 24.3 | 28.4 | 27.6 | 27.2 | 29.7 | 31 | 0
4185 | 32.7 | 32.8 | 27.8 | 26.7 | 31.4 | 24.3 | 23.5 | 30.6 | 29.8 | 30.2 | 32.3 | 33 | 34.5 | 32 | 22.6 | 27.8 | 28.2 | 29.1 | 28.8 | 29.9 | 36.7 | 28.8 | 26.6 | 28.2 | 35.7 | 29.7 | 33.2 | 31.5 | 26.5 | 30.6 | 30.1 | 29 | 30.7 | 34 | 31.8 | 29 | 28.1 | 31 | 31.8 | 35.5 | 25 | 32.1 | 26.5 | 30.6 | 27.6 | 23.9 | 25.6 | 25.9 | 31.6 | 26.7 | 30.1 | 20.3 | 29.7 | 26.2 | 30.5 | 28.7 | 30.2 | 30.6 | 32.2 | 0
4186 | 33.5 | 36 | 29 | 28.1 | 32.4 | 24.8 | 24.9 | 32.3 | 30.3 | 31.1 | 33.6 | 34.4 | 36.4 | 32.4 | 23.1 | 30.2 | 28.8 | 29.1 | 29.6 | 31.7 | 39 | 30 | 27.9 | 30.1 | 36.3 | 31.5 | 33.7 | 32.2 | 27.1 | 32.1 | 30.6 | 30.5 | 31.7 | 36.2 | 32.8 | 29.4 | 29.2 | 31.8 | 32.8 | 36.4 | 25.3 | 32.9 | 27.5 | 31.3 | 27.8 | 23.3 | 26.2 | 27.2 | 32.7 | 28 | 31.5 | 19.6 | 29.9 | 27.7 | 32.4 | 30 | 31.6 | 30.8 | 33.4 | 0
4187 | 34.5 | 37.8 | 30.7 | 29.2 | 32.8 | 25.6 | 25.7 | 33.9 | 31 | 31.9 | 35.2 | 35 | 38.6 | 33.4 | 23.6 | 31.7 | 28.8 | 28.7 | 30 | 33.4 | 41.1 | 31.3 | 29 | 31.8 | 38.4 | 32.6 | 34.2 | 33.4 | 27.2 | 32.8 | 30.6 | 31.5 | 32.8 | 38.2 | 33.6 | 29.8 | 30 | 32.4 | 34.3 | 36.7 | 26 | 33.4 | 28.6 | 32.8 | 27.9 | 23 | 26.6 | 28.6 | 33.6 | 29 | 32.6 | 18.6 | 30.2 | 29.2 | 34.4 | 31.4 | 32.2 | 31.1 | 34.4 | 0
4188 | 36 | 39.5 | 32.2 | 30.7 | 34.8 | 26.3 | 27.5 | 35.2 | 31.8 | 32.5 | 36.5 | 33 | 40 | 34.7 | 25.3 | 32.7 | 29.4 | 28.3 | 30.2 | 34.7 | 42.2 | 32.8 | 30 | 33.1 | 39 | 34.4 | 34.7 | 34.2 | 26.7 | 33.2 | 31.2 | 33.2 | 34 | 40.4 | 35 | 30.6 | 30.8 | 33.2 | 34.9 | 32.7 | 27 | 34 | 29.3 | 34.3 | 28.8 | 22.2 | 26.9 | 30.5 | 33.7 | 30 | 33.6 | 17.6 | 29.9 | 29.2 | 35.3 | 32.5 | 34.1 | 32.2 | 35 | 0
4189 | 37.1 | 40.8 | 33.3 | 31.1 | 35 | 26.8 | 29 | 35.9 | 32.5 | 33 | 38 | 31 | 41.3 | 35.9 | 25.6 | 32 | 29.5 | 28.7 | 30.2 | 35.4 | 43.6 | 33.8 | 30.1 | 34 | 40 | 35.4 | 35.2 | 35.5 | 26.1 | 33.2 | 31.3 | 34.2 | 35.3 | 41 | 35.5 | 29.8 | 31 | 34.2 | 35.8 | 34 | 28.4 | 34.3 | 29.8 | 34.5 | 28.9 | 22.7 | 26.9 | 31.5 | 34 | 30.8 | 34.3 | 17.3 | 29.9 | 28.7 | 36 | 33 | 35.1 | 31.8 | 35.4 | 0
4190 | 37.7 | 41.2 | 34.6 | 31 | 35.5 | 26.8 | 29.5 | 37 | 32.3 | 32.5 | 39 | 28.6 | 41.8 | 37.4 | 23.1 | 24.4 | 30 | 29.2 | 30 | 35.6 | 44.6 | 34.3 | 29.4 | 34.6 | 28.7 | 36.4 | 35.6 | 36.4 | 25.6 | 33.4 | 31.6 | 34.5 | 35.9 | 40.8 | 35.8 | 30.2 | 31 | 27.2 | 36.7 | 30 | 28.7 | 34.8 | 29.9 | 35.3 | 28.6 | 23.6 | 26.8 | 31.8 | 34 | 32 | 35 | 17.6 | 29.8 | 29.1 | 36.4 | 33 | 35.2 | 31.6 | 35.4 | 0
4191 | 38.7 | 41.8 | 34.9 | 29.5 | 35.5 | 26.8 | 30 | 36.9 | 31.3 | 32.5 | 40 | 28.4 | 42.3 | 37.8 | 23.6 | 25.6 | 29.7 | 29.2 | 29.7 | 35.5 | 44.5 | 34.8 | 27.7 | 34.8 | 25.9 | 36.9 | 35.8 | 37.4 | 25.6 | 33.5 | 30.8 | 35.2 | 36.8 | 38.9 | 36 | 30.8 | 30.3 | 29.2 | 37.3 | 29.5 | 28.6 | 34.9 | 29.8 | 35.7 | 28.8 | 25.7 | 26.6 | 30.5 | 34.5 | 31.7 | 35.4 | 18.6 | 30.4 | 29.2 | 36.8 | 32.6 | 35.5 | 32.2 | 35.3 | 0
4192 | 39.2 | 41.4 | 34.6 | 28 | 34.9 | 26.6 | 29.5 | 38.2 | 30.4 | 32.4 | 40.4 | 28.6 | 42.1 | 37.9 | 24.5 | 28.2 | 29.7 | 29 | 29.4 | 35.3 | 45 | 35.8 | 26.2 | 34.5 | 26.2 | 37 | 36 | 37.2 | 25.9 | 33.5 | 30.2 | 35.2 | 36.9 | 37.2 | 36 | 30.7 | 29.6 | 31.1 | 36.9 | 30.2 | 29 | 34.7 | 29.2 | 35.3 | 28.4 | 27.2 | 26.5 | 28.8 | 34.3 | 32.5 | 35.6 | 19.5 | 30.8 | 28.8 | 36.5 | 31.9 | 36.1 | 32.1 | 35 | 0
4193 | 39.2 | 40.3 | 34.3 | 26.2 | 33.5 | 24.4 | 29.4 | 37.9 | 29.8 | 32 | 40.5 | 30 | 41.8 | 37.3 | 24.5 | 29.2 | 29 | 28.6 | 29 | 35 | 44.6 | 35.4 | 24.8 | 33.8 | 26.3 | 37.4 | 36.4 | 36.4 | 26.2 | 33 | 29 | 35 | 37.1 | 35.4 | 36 | 30.3 | 28.6 | 31.3 | 36.4 | 30.9 | 28.7 | 34 | 28.4 | 33.7 | 26.6 | 28.2 | 26.6 | 26.6 | 34 | 30.7 | 35 | 20 | 31.2 | 27.7 | 36 | 31.2 | 36.3 | 32.2 | 34.6 | 0
4194 | 39.5 | 38.3 | 27.8 | 25.5 | 33 | 24.6 | 28.2 | 35 | 29 | 31.5 | 39.8 | 30 | 40.8 | 36.9 | 24.6 | 29.8 | 28.8 | 28.5 | 28.6 | 34.6 | 43.1 | 34.3 | 24.5 | 32.6 | 27.2 | 37 | 36.8 | 34.2 | 26.1 | 32.2 | 28.7 | 34.5 | 36.7 | 35.1 | 35.5 | 30.2 | 28 | 30.5 | 35.4 | 31 | 28.5 | 33.1 | 27.3 | 33.8 | 26.2 | 27.3 | 26.8 | 25.4 | 32.6 | 31.5 | 33.7 | 19.7 | 30.8 | 27 | 34.9 | 30.5 | 35.2 | 31.3 | 33.9 | 0
4195 | 38.6 | 36.8 | 25.3 | 24.8 | 32.5 | 24.2 | 26.8 | 33.6 | 28.3 | 30.7 | 39 | 30 | 39.9 | 34.7 | 24.2 | 29.3 | 27.9 | 28.1 | 28.1 | 33.9 | 40.6 | 26.3 | 24.6 | 31.1 | 28.4 | 36 | 37.3 | 32.3 | 25.6 | 31 | 28.1 | 32.3 | 35.6 | 34.9 | 35 | 30.2 | 27 | 28.8 | 34.8 | 30.7 | 28.3 | 31.9 | 26.3 | 33.6 | 26.2 | 26.2 | 26.7 | 24.7 | 31.3 | 30.5 | 31.7 | 18.9 | 30.3 | 26.5 | 33.5 | 29.8 | 33.3 | 31.3 | 33.1 | 0
4196 | 35.7 | 34.9 | 25.2 | 25 | 32 | 23 | 25.7 | 34.2 | 28.3 | 30 | 37.8 | 28.6 | 38.8 | 31.5 | 24.1 | 28.2 | 27.4 | 27.6 | 27.6 | 33 | 39.4 | 27.2 | 25.2 | 29.6 | 29 | 35.1 | 36.1 | 30.4 | 24.6 | 29.8 | 28.2 | 31.3 | 34 | 35.4 | 34 | 29.8 | 26.4 | 28.1 | 34.2 | 30.5 | 28.1 | 31 | 25.4 | 32.7 | 25.9 | 24.4 | 26.4 | 25 | 29.8 | 28.4 | 29.4 | 18 | 29.4 | 26.2 | 32 | 29 | 31.5 | 30 | 32.2 | 0
4197 | 34.4 | 33.9 | 24.6 | 24.7 | 31 | 22.8 | 25 | 32 | 28.3 | 29.4 | 36.9 | 28.2 | 38.2 | 30.7 | 23.1 | 27.7 | 26.2 | 27.6 | 27 | 31.9 | 38.1 | 23.6 | 25.3 | 28.3 | 29.2 | 33.9 | 35.5 | 29.9 | 23.6 | 28.8 | 27.7 | 30.5 | 32.7 | 35 | 33.4 | 29.8 | 25.5 | 27.3 | 33.7 | 30.5 | 28 | 30.2 | 25 | 31.8 | 25.1 | 23.9 | 25.7 | 25 | 29.2 | 28.2 | 27.2 | 17.5 | 29.2 | 26.2 | 31.5 | 28.1 | 30.6 | 30 | 31.4 | 0
4198 | 33.5 | 32.3 | 24.7 | 24.8 | 30.5 | 23.1 | 24.5 | 31.2 | 28.3 | 29 | 35.9 | 27.5 | 37.4 | 30.4 | 22.9 | 27.2 | 25.8 | 27.6 | 26.7 | 30.7 | 37.6 | 24 | 25.1 | 27.5 | 29.3 | 33.2 | 34 | 29.8 | 22.8 | 28.5 | 27.6 | 30.3 | 32 | 34.7 | 32.9 | 29.8 | 25.1 | 26.5 | 32.8 | 30 | 28 | 30 | 24.6 | 30.8 | 25.2 | 23.6 | 25 | 25.2 | 28.8 | 28 | 25.9 | 17.4 | 29 | 26.2 | 31 | 27.2 | 29.8 | 30.1 | 30.7 | 0
4199 | 33.1 | 30.8 | 24.7 | 24.6 | 30 | 21.7 | 23.9 | 30.9 | 28.1 | 28.8 | 35 | 28 | 36.8 | 30.1 | 22.4 | 26.7 | 25.4 | 27.6 | 26.4 | 29.6 | 36.9 | 24 | 24.4 | 27.2 | 29.2 | 31.9 | 31.6 | 30.4 | 22.4 | 28.4 | 27 | 26.4 | 31.3 | 33.8 | 32.8 | 28.3 | 24.8 | 25.9 | 32.3 | 29.5 | 27.9 | 30 | 24.5 | 30 | 25 | 24.4 | 24.4 | 24.8 | 29 | 28 | 25.4 | 17.8 | 29.4 | 26.2 | 30.3 | 26.4 | 29.2 | 30.2 | 30.2 | 0
4200 | 32.6 | 30.3 | 25.1 | 25 | 29.5 | 21.6 | 23.1 | 30.4 | 28 | 28.6 | 33.8 | 27.9 | 35.6 | 29.8 | 21.6 | 25.4 | 26.1 | 27.3 | 26.4 | 28.8 | 36.3 | 23.9 | 23.9 | 27.2 | 29.4 | 29.4 | 29.2 | 30.2 | 22.3 | 28.5 | 27.1 | 26.2 | 30.4 | 33.8 | 32.5 | 28.5 | 25.3 | 25.1 | 31.5 | 29.3 | 27.8 | 30.3 | 24.1 | 29.7 | 24.6 | 24.4 | 24.4 | 24.6 | 28.7 | 27.5 | 25.8 | 18.1 | 29.4 | 25.8 | 29.4 | 25.9 | 28.8 | 29.4 | 29.7 | 0
4201 | 32.2 | 29.8 | 25.1 | 25.1 | 29.4 | 22.2 | 22.6 | 29.7 | 27.8 | 28.5 | 32.7 | 28.5 | 34.7 | 29.6 | 21.6 | 25.3 | 26.4 | 27.1 | 26.4 | 28.3 | 36 | 23.6 | 23.4 | 27 | 29.2 | 28.9 | 27.7 | 30.1 | 22.5 | 28.2 | 26.6 | 26 | 30 | 33.7 | 31.9 | 28.5 | 25.7 | 25.1 | 31 | 29.3 | 27.3 | 30.2 | 23.8 | 29.3 | 24.6 | 24.7 | 24.7 | 24 | 28.4 | 27.3 | 26.3 | 18.1 | 29.7 | 25.7 | 28.4 | 25.8 | 29.1 | 29.3 | 29.5 | 0
4202 | 31.8 | 29.4 | 25 | 25.6 | 29.1 | 22.2 | 22.2 | 29.4 | 27.8 | 28.5 | 31.5 | 28.2 | 33.4 | 30 | 21.6 | 25.2 | 27 | 27.1 | 26.4 | 28 | 35.2 | 24.1 | 23.4 | 26.6 | 29.1 | 28.6 | 27.1 | 29.2 | 22.6 | 27.5 | 26.6 | 26 | 29.2 | 34.2 | 31.5 | 28.6 | 26.2 | 25.1 | 30.4 | 29.3 | 27.5 | 30 | 23.4 | 28.8 | 24.6 | 24 | 25.2 | 23.8 | 27.6 | 27.1 | 26.8 | 17.8 | 29.4 | 25.6 | 27.5 | 26 | 28.6 | 29.3 | 29.2 | 0
4203 | 31.4 | 28.8 | 25 | 25.3 | 29 | 22.2 | 21.7 | 29.4 | 27.8 | 28.6 | 30.8 | 28.5 | 32.7 | 30.4 | 21.3 | 25 | 26.5 | 27.1 | 26.3 | 27.8 | 34.4 | 24.1 | 23.4 | 25.8 | 29.1 | 28.5 | 26.5 | 29 | 22.7 | 26.3 | 26 | 26.6 | 28.6 | 33.9 | 30.8 | 28.4 | 26.1 | 25.2 | 30.3 | 29.3 | 27.7 | 29.3 | 23.3 | 28.7 | 24.7 | 23.9 | 25.5 | 23.5 | 27.3 | 27 | 26.7 | 17.5 | 29.4 | 25.5 | 27 | 26.3 | 27.2 | 29.2 | 29.1 | 0
4204 | 30.7 | 28 | 25 | 25.3 | 29 | 22.3 | 21.5 | 28.9 | 27.8 | 28.6 | 30.1 | 27.8 | 31.9 | 30.6 | 21.3 | 25.2 | 26.3 | 27 | 26.2 | 27.5 | 33.7 | 24.2 | 23.8 | 24.9 | 29 | 28.3 | 26.4 | 28.6 | 22.8 | 25.3 | 26.2 | 26.4 | 27.8 | 33.7 | 30.5 | 28.5 | 26 | 25 | 30.3 | 29.3 | 27.7 | 28.8 | 23.3 | 28.3 | 24.8 | 23.3 | 25.6 | 23.7 | 26.8 | 26.8 | 26.3 | 17.4 | 29 | 25.4 | 26.5 | 26.5 | 27 | 29.2 | 29 | 0
4205 | 30.3 | 27.3 | 24.8 | 24.2 | 28.8 | 22.3 | 21.3 | 28.6 | 27.8 | 28.6 | 28.4 | 26.6 | 32.4 | 30.1 | 21.3 | 25.4 | 25.8 | 26.7 | 25 | 29 | 33.2 | 24.2 | 23.6 | 24.2 | 29.2 | 28 | 26.8 | 28.4 | 22 | 26.6 | 26.4 | 26 | 27.3 | 32.4 | 30 | 28.6 | 24.4 | 25.1 | 30.3 | 29.5 | 27.7 | 27.6 | 23.1 | 28.3 | 24.8 | 24.4 | 25 | 24 | 27.5 | 26.8 | 23.2 | 16.8 | 28.8 | 25.2 | 25.9 | 25.6 | 26.8 | 29.2 | 29 | 0
4206 | 30.1 | 26.7 | 24.6 | 24 | 28.5 | 22.3 | 21.1 | 28.9 | 27.8 | 28.6 | 28.4 | 26.9 | 32.4 | 29.8 | 21.3 | 25.7 | 26.1 | 26.8 | 24.7 | 28.3 | 32.7 | 23.9 | 23.7 | 24.3 | 29.2 | 28 | 27.5 | 29 | 22.3 | 27.6 | 27.6 | 26 | 26.9 | 32.3 | 30 | 28.8 | 25 | 25.4 | 30.3 | 29.5 | 27.7 | 27.9 | 23.9 | 28.3 | 24.9 | 24 | 25 | 24.4 | 28.6 | 26.7 | 25.1 | 17.9 | 28.1 | 25.1 | 25.5 | 26.5 | 26.3 | 29.4 | 27.7 | 0
4207 | 30.5 | 28 | 24.7 | 24.5 | 29 | 22.3 | 21.1 | 28.9 | 28.1 | 28.6 | 28.8 | 27.9 | 33.2 | 30 | 21.2 | 25.8 | 26.5 | 27.1 | 25 | 29.4 | 33 | 24.1 | 24.2 | 25 | 29.8 | 28.2 | 27.7 | 28.4 | 22.6 | 28.7 | 28.4 | 28.2 | 27.2 | 32.6 | 30.5 | 28.3 | 25.6 | 25.9 | 30.4 | 29.9 | 27.7 | 28.7 | 24.9 | 28.3 | 24.9 | 23.5 | 25.3 | 25.4 | 29.3 | 26.5 | 28.1 | 19.2 | 28.1 | 25.1 | 26 | 27.8 | 26.3 | 29.6 | 26.7 | 0
4208 | 31 | 30.8 | 25.7 | 25.4 | 31 | 23.3 | 21.7 | 30.4 | 28.7 | 29.3 | 29.8 | 28.8 | 34.2 | 31.4 | 21.6 | 27.8 | 26.8 | 28.9 | 25.4 | 29.6 | 33.9 | 24.8 | 24.8 | 26.2 | 30.8 | 28.7 | 27.9 | 29.6 | 23 | 30.2 | 29.8 | 29.5 | 28.6 | 33.8 | 31.1 | 28.6 | 26.4 | 25.8 | 30.8 | 30.2 | 27.9 | 29.4 | 26.2 | 28.5 | 25.4 | 23.4 | 25.6 | 26.8 | 30.4 | 26.7 | 30.6 | 20 | 28.4 | 25.2 | 27.9 | 29 | 27.6 | 29.9 | 26.2 | 0
4209 | 32.6 | 34.9 | 27.9 | 26.7 | 34 | 24.1 | 23.6 | 32.6 | 30.4 | 29.8 | 31.1 | 30.5 | 35.9 | 33.3 | 23.7 | 29 | 27.2 | 29 | 26.5 | 31.9 | 35.2 | 26.5 | 25.7 | 28 | 32 | 30.2 | 28.2 | 29.7 | 23.4 | 31.3 | 30.3 | 30.3 | 30 | 34.9 | 31.5 | 29.8 | 26.9 | 27.1 | 32.2 | 30.7 | 28.8 | 30.2 | 27.2 | 30.3 | 26.7 | 23.2 | 26.5 | 28.5 | 30.7 | 27.2 | 33.2 | 20 | 29.5 | 27.5 | 30 | 30 | 28.8 | 30.7 | 26.8 | 0
4210 | 33.2 | 37.3 | 28 | 27.6 | 35 | 25 | 25.5 | 34.2 | 31.4 | 30.5 | 32.8 | 31.9 | 37.6 | 34.2 | 24.3 | 29.5 | 27.4 | 29.8 | 27.2 | 32.9 | 37 | 27.4 | 26.7 | 29.9 | 32.8 | 31.7 | 28.8 | 31.9 | 23.9 | 32.5 | 31.4 | 30.8 | 30.9 | 36 | 32 | 30.1 | 27.7 | 28.1 | 32.7 | 30.9 | 29.7 | 30.6 | 28.1 | 32.2 | 27.2 | 23.2 | 27.3 | 30.1 | 31.6 | 28.5 | 34.3 | 19.3 | 30.3 | 28.4 | 31.5 | 30.6 | 30.7 | 31.1 | 28 | 0
4211 | 34.5 | 39 | 28.7 | 28 | 35.8 | 26.2 | 26.5 | 36.2 | 32.4 | 31.2 | 34.5 | 33.6 | 39.6 | 35.3 | 25.2 | 29.4 | 27.8 | 30.8 | 28 | 35 | 39 | 28.5 | 27.8 | 31.8 | 34 | 33.2 | 29.6 | 33.5 | 24.4 | 33.2 | 32 | 32 | 32.8 | 36.6 | 33 | 31 | 28.4 | 29.3 | 34.3 | 31.2 | 29.9 | 31 | 28.7 | 33.3 | 28.2 | 23.2 | 28.4 | 31.4 | 32.2 | 29.8 | 35.4 | 18.4 | 31 | 29.8 | 33.4 | 31 | 32.6 | 31.6 | 29.6 | 0
4212 | 36.3 | 40.6 | 29.7 | 27.6 | 36.5 | 24.4 | 27.4 | 37.1 | 30.4 | 31.4 | 36.2 | 34.6 | 41.1 | 36.4 | 26.5 | 30.5 | 28 | 31.4 | 27.9 | 35.2 | 41 | 30.1 | 28.6 | 33.2 | 35.1 | 34.7 | 30.4 | 36.7 | 25 | 34 | 33.2 | 33.7 | 34.3 | 37.3 | 33.5 | 31.5 | 29.4 | 30 | 35.6 | 31.1 | 30.4 | 31.3 | 29.5 | 33.7 | 29.7 | 23.5 | 28.9 | 32.2 | 33.6 | 30.6 | 35.6 | 17.8 | 30.7 | 29.4 | 35.4 | 31.2 | 34.3 | 32.7 | 30.8 | 0
4213 | 37.4 | 42.4 | 30.5 | 27.1 | 36.5 | 25.5 | 27.4 | 37.9 | 29.2 | 31.3 | 37.5 | 35.7 | 42.5 | 36.8 | 27.1 | 28.9 | 28.4 | 31.9 | 27.8 | 37 | 42.7 | 31.5 | 29.1 | 34.4 | 36.1 | 35.7 | 31.3 | 37.3 | 25.6 | 34.1 | 33.4 | 34.2 | 35.9 | 37.8 | 33.9 | 31.4 | 30.1 | 30.6 | 36.3 | 31.8 | 30.8 | 31.8 | 29.9 | 34.8 | 29.7 | 23.6 | 29.4 | 32.4 | 34.3 | 31.7 | 36.5 | 18 | 30.2 | 29.4 | 36.5 | 31.2 | 35.3 | 32.9 | 31.7 | 0
4214 | 38.5 | 43.3 | 30.4 | 26.6 | 35.5 | 26 | 27.8 | 38.2 | 29.1 | 32.1 | 38.5 | 36 | 43.4 | 38.2 | 27.6 | 27.6 | 28.7 | 32.2 | 27.4 | 37.6 | 44 | 32.9 | 29.2 | 35 | 37.4 | 36.2 | 32.3 | 37.2 | 26 | 34 | 33.2 | 34.7 | 36.4 | 38.9 | 34 | 31.5 | 30.6 | 31.1 | 37.7 | 31.7 | 30.6 | 32.4 | 30.4 | 35.8 | 27.7 | 24 | 29.4 | 32 | 34.8 | 32 | 37.2 | 18.8 | 29.4 | 29.6 | 37 | 31.2 | 36.1 | 33 | 31.8 | 0
4215 | 38.7 | 43.3 | 31 | 26.8 | 34 | 26.6 | 27.9 | 38.6 | 29.6 | 31.2 | 38.9 | 36.5 | 44.2 | 38.8 | 28.4 | 28 | 28.9 | 32.4 | 27.6 | 39.8 | 44.8 | 33.5 | 29 | 35.4 | 38 | 36.7 | 33.3 | 33.5 | 26.2 | 33.2 | 31.3 | 33.7 | 37.3 | 39.9 | 35 | 31.5 | 30.4 | 31.6 | 37.2 | 31.5 | 30.5 | 33.2 | 30.3 | 34.8 | 28.8 | 24.1 | 29.5 | 31.1 | 33.8 | 32.5 | 38.5 | 19.9 | 29.3 | 28.9 | 37.2 | 31.1 | 36.9 | 32.9 | 31.8 | 0
4216 | 39.4 | 43.1 | 32.1 | 27.3 | 34 | 25.5 | 27.7 | 31.6 | 29.6 | 30.8 | 39.2 | 36.1 | 44.1 | 39 | 26.6 | 29 | 28.7 | 32.4 | 27.7 | 39.2 | 45 | 34.5 | 28.4 | 35.1 | 38 | 37.6 | 34.2 | 30.5 | 26.2 | 32.6 | 29.5 | 33.8 | 37.5 | 41 | 35.1 | 31.5 | 29.9 | 31.3 | 37.2 | 31 | 29.2 | 33.6 | 30 | 34.8 | 27.8 | 24.4 | 29.2 | 29.8 | 32.7 | 32.7 | 38.6 | 20.7 | 29.4 | 27.8 | 37.9 | 30.7 | 36.9 | 32.5 | 31.4 | 0
4217 | 39.4 | 42.8 | 29 | 28 | 30.2 | 23.4 | 27.1 | 27.1 | 29.5 | 30.8 | 39 | 35.6 | 43.8 | 38.5 | 27 | 29.1 | 28.3 | 32.4 | 28 | 38 | 44.7 | 34.5 | 27.8 | 34.4 | 38 | 37.6 | 34.7 | 27 | 25.8 | 31.8 | 27.2 | 31.7 | 34.5 | 41.2 | 35.3 | 31.2 | 29 | 31.3 | 37.2 | 31.3 | 29.6 | 33.6 | 29 | 34.3 | 27.2 | 24.4 | 29 | 28.3 | 31 | 33 | 38 | 20.8 | 30 | 27.6 | 37 | 30.2 | 36.6 | 31.9 | 31 | 0
4218 | 39.4 | 41.1 | 28.5 | 28.2 | 29 | 23.7 | 26.6 | 29.6 | 29.2 | 30.6 | 38.8 | 34.3 | 42.7 | 35.8 | 25.3 | 28.8 | 27.4 | 27.6 | 27.6 | 33.1 | 43.9 | 34.3 | 27.1 | 33 | 37.9 | 37.2 | 34.8 | 27.1 | 25.2 | 31.5 | 26.4 | 31.7 | 32.8 | 40.6 | 35.4 | 29.9 | 28.3 | 31 | 36.4 | 31.6 | 29.3 | 32.9 | 28 | 34.3 | 27 | 24.5 | 28.4 | 26.8 | 30.4 | 32.9 | 35.6 | 20.1 | 30.1 | 27.4 | 37 | 29.6 | 36.4 | 31.2 | 30.3 | 0
4219 | 35.2 | 39.2 | 28.5 | 27.9 | 25.1 | 23.5 | 26.5 | 28 | 29 | 30 | 38.1 | 33.3 | 41.5 | 32.1 | 25.2 | 26.6 | 26.6 | 26.6 | 27.4 | 29.1 | 42.8 | 33.2 | 26.5 | 31.6 | 37 | 36.3 | 34.3 | 27.4 | 24.7 | 31.1 | 25.7 | 25.7 | 32.8 | 38.5 | 34.6 | 29.9 | 27.7 | 30.5 | 32.8 | 31.5 | 28.9 | 32 | 26.7 | 33.3 | 27 | 24.2 | 28.1 | 25.5 | 29.9 | 32.1 | 33.4 | 19.1 | 30.1 | 27 | 35.2 | 29 | 32.4 | 30.9 | 29.8 | 0
4220 | 34 | 35.7 | 28 | 26.8 | 25.3 | 22 | 25.7 | 28.6 | 28.6 | 29.3 | 37.3 | 32.2 | 40.2 | 31.6 | 24.6 | 25.9 | 25.9 | 26.4 | 26.8 | 25 | 41.4 | 32.2 | 26 | 30 | 36.5 | 35.2 | 34.3 | 29.6 | 24.2 | 31 | 26.2 | 24.2 | 32.3 | 35.9 | 33.9 | 29.8 | 27.4 | 29.6 | 32 | 31.2 | 28.6 | 31 | 25.7 | 32.5 | 26.9 | 23.8 | 27.6 | 24.6 | 30.2 | 30.5 | 31.2 | 18.2 | 29.4 | 26.5 | 33.5 | 28.6 | 28.9 | 30.7 | 29 | 0
4221 | 33.2 | 32.6 | 27.7 | 25.7 | 25.4 | 22.2 | 25 | 28.6 | 28.6 | 28.8 | 36 | 31.9 | 39.4 | 31 | 23.6 | 25.5 | 25.6 | 26.4 | 26.7 | 25.1 | 39.9 | 31.2 | 25.7 | 28.9 | 35.8 | 34.3 | 33.8 | 29.4 | 23.9 | 30.3 | 26 | 24.7 | 31.7 | 33 | 33.2 | 29 | 27.1 | 29.4 | 31.3 | 30.8 | 28.3 | 30.4 | 24.7 | 31.4 | 26.7 | 23.1 | 27.5 | 24.2 | 29.9 | 29.9 | 30.6 | 17.8 | 28.8 | 26.4 | 33 | 28.4 | 28.6 | 30 | 28.6 | 0
4222 | 32.6 | 31.3 | 27.6 | 24.6 | 25.5 | 22.7 | 24.5 | 28.9 | 28.7 | 28.4 | 34.7 | 31.2 | 38.5 | 30.7 | 23.6 | 26.2 | 25.6 | 26.4 | 26.5 | 25.9 | 38.6 | 30.6 | 25.4 | 27.9 | 30.9 | 33.3 | 33.5 | 29.8 | 23.6 | 29.8 | 26.4 | 25.2 | 31.2 | 31.3 | 32.5 | 29.2 | 26.9 | 26.9 | 31.4 | 30.5 | 28.3 | 30.1 | 24.3 | 30.5 | 26.7 | 22.7 | 27.1 | 24.2 | 29.8 | 29.2 | 30.2 | 17.9 | 28.1 | 26.3 | 31.8 | 28.2 | 28.5 | 29.9 | 28.1 | 0
4223 | 32.4 | 30.6 | 27.5 | 24.2 | 25.6 | 22.7 | 24.1 | 26.6 | 28.7 | 28.2 | 33.3 | 30.8 | 37.8 | 30.5 | 23.1 | 26 | 25.7 | 26.4 | 26.6 | 29 | 37.3 | 29.5 | 25.2 | 27.4 | 32.1 | 32.7 | 33.2 | 28.4 | 23.4 | 28.8 | 26 | 25.7 | 30.3 | 30.6 | 31.5 | 29.3 | 26.4 | 26 | 31.4 | 30.2 | 27.4 | 30 | 24 | 29.8 | 25.5 | 22.6 | 26.8 | 24.4 | 29 | 28.5 | 30.2 | 18.2 | 28 | 26.2 | 31 | 28 | 28.4 | 29.8 | 28.2 | 0
4224 | 31.6 | 29.6 | 27 | 24.1 | 26 | 22.5 | 23.5 | 26 | 28.5 | 28.2 | 32.2 | 29.5 | 36.6 | 30.2 | 22.6 | 25.3 | 25.6 | 26.4 | 26.2 | 29.8 | 36 | 29 | 24.8 | 26.7 | 32.6 | 30.2 | 32.9 | 29 | 23 | 28.2 | 26.4 | 25.2 | 29.5 | 31.4 | 30.7 | 29.3 | 26 | 25.7 | 30.9 | 30 | 27.7 | 29.7 | 24.1 | 29.3 | 25.7 | 23.2 | 26 | 24.6 | 28.7 | 28 | 28.7 | 18.3 | 28 | 25.9 | 30.5 | 27.5 | 27.6 | 29.5 | 28.3 | 0
4225 | 31.1 | 29 | 26.9 | 24.4 | 26 | 22.6 | 22.6 | 26 | 28.5 | 27.8 | 31.2 | 28.4 | 35.6 | 29.9 | 22.6 | 25.4 | 25.6 | 26.4 | 26.1 | 30.8 | 34.6 | 29 | 24.4 | 26.2 | 32.5 | 29.9 | 31.3 | 28.7 | 22.6 | 27.4 | 26.1 | 24.9 | 28.9 | 32.5 | 30.2 | 29.4 | 25.3 | 25.3 | 30.9 | 30 | 28 | 29.3 | 24 | 28.8 | 25.7 | 24 | 25.4 | 24.6 | 27.8 | 28 | 26.9 | 17.9 | 28.6 | 25.7 | 30 | 26.8 | 27.5 | 29.4 | 28.9 | 0
4226 | 30.8 | 28.2 | 26.3 | 24.6 | 26 | 22.7 | 22.4 | 25.5 | 28.3 | 27.8 | 30.4 | 27 | 34.2 | 29.6 | 22.5 | 25.4 | 25.4 | 26.4 | 25.6 | 29.4 | 34 | 28.9 | 24 | 25.4 | 32 | 29.6 | 30.6 | 30 | 22.2 | 27 | 26.4 | 24.5 | 28.3 | 33.6 | 30 | 29.4 | 24.8 | 25.8 | 31.4 | 29.6 | 28 | 28.6 | 23.8 | 28.5 | 25.7 | 24.8 | 24.8 | 24.4 | 27.6 | 27.2 | 24.2 | 17.2 | 29 | 25.7 | 29.5 | 26 | 27.7 | 29.2 | 29.4 | 0
4227 | 30.5 | 28.1 | 25.5 | 24.7 | 26 | 22.7 | 21.9 | 25.2 | 28.2 | 27.8 | 29.5 | 26.5 | 33.3 | 29.1 | 21.6 | 25 | 25.4 | 26.3 | 25.5 | 29.5 | 33.6 | 28 | 23.7 | 24.9 | 31.6 | 28.7 | 29.8 | 29.3 | 21.9 | 26.4 | 26 | 25.4 | 27.9 | 33.6 | 30 | 29.4 | 24.3 | 25.1 | 31.3 | 29.6 | 27.9 | 28 | 23.3 | 28.3 | 25.7 | 25 | 24.8 | 24.2 | 27 | 26.8 | 22.7 | 16.5 | 29.4 | 25.7 | 28.6 | 25.4 | 27.7 | 29.2 | 29.9 | 0
4228 | 30.1 | 28.1 | 25.5 | 24.4 | 26 | 22.7 | 21.9 | 25.2 | 28.2 | 27.8 | 28.9 | 26.1 | 32.5 | 29.2 | 21.6 | 24.3 | 25.5 | 26 | 25 | 28.3 | 33.7 | 27.3 | 23.6 | 24.3 | 31.5 | 28.2 | 29.6 | 29.7 | 21.9 | 26.4 | 26.3 | 24.9 | 27.5 | 33.2 | 29.9 | 29.5 | 24.2 | 25.6 | 31 | 29.6 | 27.9 | 27.5 | 23.1 | 28.2 | 25.8 | 25 | 24.7 | 23.9 | 27.3 | 26.5 | 21.9 | 16.3 | 29.2 | 25.7 | 28.2 | 25.2 | 27.8 | 29.2 | 29.7 | 0
4229 | 29.7 | 27.6 | 25.4 | 24 | 26 | 22.8 | 22 | 25.1 | 28.1 | 27.8 | 28.3 | 28.6 | 33.6 | 29.6 | 21.6 | 24 | 24.8 | 26 | 26 | 29 | 33.7 | 26.5 | 22.8 | 23.8 | 31.2 | 28.2 | 29.8 | 26.6 | 23 | 27.2 | 26 | 24 | 26.9 | 28.6 | 29.3 | 29.5 | 25 | 25.7 | 30.8 | 29.5 | 28 | 27.6 | 23 | 27.9 | 25.8 | 21.6 | 26.4 | 24.2 | 28 | 26.4 | 27.6 | 17.4 | 26.4 | 25.4 | 28 | 25.4 | 27.3 | 29.4 | 28 | 0
4230 | 29.5 | 27.1 | 25 | 24 | 26.5 | 21.6 | 21.9 | 25.1 | 28.1 | 27.7 | 28.6 | 28.8 | 33.1 | 29.5 | 21.6 | 24.7 | 25 | 26 | 25.7 | 27.6 | 33.3 | 26 | 22.3 | 23.8 | 31 | 28.2 | 30.1 | 27.6 | 23.5 | 27.5 | 26.6 | 24.5 | 26.6 | 28.7 | 29.3 | 29.5 | 25.2 | 25.6 | 30.4 | 29.5 | 26.7 | 27.4 | 23.4 | 27.8 | 25.8 | 21.5 | 26.4 | 24.3 | 29 | 26 | 29.5 | 19.3 | 26.7 | 25.4 | 27.5 | 26.5 | 27.2 | 28.8 | 28.3 | 0
4231 | 29.4 | 28.6 | 25 | 24.5 | 26.7 | 21.7 | 22 | 25.5 | 28.6 | 27.6 | 29.2 | 29.4 | 33.4 | 30.1 | 21.8 | 25.5 | 25.5 | 26.1 | 25.1 | 27 | 33.6 | 26 | 22.4 | 24.8 | 31.5 | 28.2 | 30.3 | 28.3 | 24.7 | 28.3 | 27 | 24.9 | 26.7 | 29.3 | 29.5 | 29.5 | 25.4 | 25.9 | 30.6 | 29.6 | 27.1 | 27.7 | 24.3 | 27.8 | 25.7 | 21.5 | 26.6 | 25.4 | 29.8 | 26 | 30.3 | 20.9 | 27 | 25.4 | 28 | 27.7 | 27.3 | 29.3 | 28.3 | 0
4232 | 30.7 | 32.1 | 26 | 25 | 27.7 | 22.5 | 23 | 26.4 | 29.2 | 27.8 | 30 | 30.4 | 34.2 | 31.6 | 22.1 | 28 | 25.8 | 26.9 | 24.6 | 27 | 34.8 | 26.7 | 22.6 | 26.2 | 32.5 | 28.2 | 30.6 | 29.4 | 25.6 | 29.4 | 27.4 | 25.8 | 28 | 30.2 | 30 | 29.6 | 26 | 26.3 | 31.7 | 30.2 | 27.2 | 28 | 25.4 | 28.3 | 25.7 | 21.4 | 27 | 26.6 | 31.2 | 26.8 | 31.4 | 22.2 | 27.8 | 25.7 | 30 | 29 | 28.2 | 29.9 | 28.4 | 0
4233 | 32.6 | 35.2 | 29 | 25.8 | 30.7 | 22.3 | 24.5 | 28.5 | 30.8 | 30.2 | 31.2 | 31.9 | 35.9 | 33.1 | 23.6 | 29.3 | 26.3 | 27.8 | 24.4 | 28.4 | 38.3 | 28.2 | 23.2 | 28.2 | 33 | 29.2 | 30.8 | 30 | 26.7 | 30.9 | 27.5 | 28.5 | 29.9 | 31.6 | 30.3 | 30 | 26.7 | 26 | 33.2 | 31.2 | 27.6 | 28.7 | 26.7 | 30.2 | 26.2 | 21.4 | 27.8 | 28.5 | 31.9 | 26.8 | 30.4 | 21.7 | 28.3 | 27.7 | 30.9 | 29.7 | 28.9 | 30 | 28.5 | 0
4234 | 33.4 | 38.3 | 29 | 26.5 | 31.7 | 24.3 | 26.4 | 30 | 32 | 30.9 | 32.8 | 33.7 | 37.9 | 34.2 | 24.1 | 28.6 | 26.5 | 28.7 | 24.6 | 30.3 | 40.5 | 29.1 | 23.7 | 29.9 | 33.2 | 30.7 | 31.6 | 31.2 | 27.2 | 32.1 | 27.8 | 30 | 30.5 | 33.3 | 30.8 | 30.4 | 27.8 | 26.3 | 33.6 | 32.7 | 26.3 | 29.4 | 27.9 | 31.1 | 26.1 | 21.5 | 28.7 | 29.9 | 32.9 | 28.2 | 30.2 | 20.7 | 29 | 27.9 | 32.5 | 30.2 | 30.1 | 30.3 | 29.1 | 0
4235 | 34.6 | 40.6 | 30.4 | 27.2 | 32.6 | 23.4 | 27.5 | 31.5 | 33.4 | 31.5 | 34.8 | 35.6 | 40 | 35.3 | 25 | 30.4 | 26.8 | 29.8 | 25.4 | 32.4 | 42.4 | 31.1 | 24.4 | 31.4 | 34.5 | 31.7 | 32.8 | 32.4 | 27.6 | 33 | 28.2 | 29 | 32.7 | 35 | 31.3 | 31.4 | 29 | 26.8 | 34.7 | 34 | 25.1 | 30.4 | 29 | 32.4 | 26.3 | 21.8 | 29.6 | 31.4 | 33.5 | 28.9 | 29.6 | 19 | 29.2 | 28.3 | 33.9 | 30.4 | 32.7 | 30.6 | 30 | 0
4236 | 36.3 | 41.7 | 31.5 | 27.5 | 33.7 | 24.2 | 29.3 | 34 | 34 | 32.4 | 37.2 | 37.3 | 41.6 | 36.4 | 26.5 | 32.2 | 26.8 | 30.5 | 26.5 | 33.7 | 43.4 | 32.1 | 24.9 | 32.1 | 35.5 | 33 | 34.1 | 34.5 | 27.6 | 33.3 | 29 | 28.7 | 33.8 | 36.5 | 31.8 | 31.5 | 30.3 | 26.5 | 35.7 | 34.6 | 25.4 | 31.4 | 29.8 | 33.9 | 26.5 | 22.1 | 30.2 | 32.2 | 34.5 | 30.3 | 31.3 | 18.6 | 29.5 | 28.6 | 35.4 | 31 | 33.7 | 31.8 | 31.4 | 0
4237 | 37.6 | 42.6 | 31.7 | 27.9 | 32.2 | 23.7 | 29.5 | 34.2 | 33.3 | 32.1 | 39.7 | 38.5 | 43 | 37.1 | 26.6 | 32.2 | 27.1 | 31.7 | 27.4 | 34.7 | 44.4 | 32.8 | 25.8 | 32.7 | 35.7 | 33.7 | 35.4 | 35.9 | 28 | 33.3 | 29.9 | 28.2 | 35 | 37.7 | 32.4 | 31.5 | 31.1 | 28.6 | 36.9 | 35 | 24.5 | 32.6 | 30.4 | 35 | 26.7 | 22.5 | 30.3 | 33.3 | 34.7 | 31.2 | 32.7 | 18.7 | 29.3 | 29.4 | 35.2 | 31.4 | 34.5 | 32 | 32.6 | 0
4238 | 38 | 42.7 | 32.5 | 28 | 33.2 | 23.5 | 30.8 | 34.7 | 30.5 | 32.7 | 42 | 39 | 43.8 | 37.7 | 24.4 | 31.1 | 27.4 | 31.8 | 28 | 35 | 45 | 34.1 | 26.8 | 33 | 36.5 | 34.7 | 36.6 | 37 | 28.4 | 33 | 30.6 | 27.5 | 35.7 | 38.4 | 32.3 | 31.3 | 31.4 | 28.9 | 37.5 | 35 | 25.4 | 33.4 | 30.8 | 36.4 | 26.6 | 22.8 | 30 | 33.8 | 34.8 | 31.5 | 35 | 20 | 29.2 | 29.4 | 36.5 | 32 | 34.6 | 32.1 | 33.4 | 0
4239 | 38.4 | 43.2 | 32 | 28.1 | 33.2 | 22.7 | 31 | 30 | 31.5 | 32.6 | 43.6 | 38.7 | 44.5 | 37.8 | 26.1 | 25.6 | 27.9 | 32.5 | 28 | 35.4 | 44.8 | 34.4 | 28 | 33.6 | 37.2 | 36.7 | 37.5 | 36.5 | 29.2 | 32.9 | 30.8 | 27 | 36.4 | 38.8 | 34.3 | 31.7 | 30.8 | 28.9 | 37.6 | 35.4 | 27.2 | 33.7 | 31 | 36.7 | 26.5 | 23 | 29.4 | 34.4 | 33.6 | 31.9 | 35.1 | 20.9 | 28.7 | 29.1 | 36.5 | 32 | 34.2 | 32.2 | 33.3 | 0
4240 | 37.8 | 42.8 | 31.9 | 27.8 | 31.7 | 22.7 | 31 | 25 | 31.6 | 32.2 | 44.3 | 37.8 | 44.6 | 38.1 | 26 | 27.2 | 27.9 | 32.5 | 27.6 | 35.4 | 44.7 | 35.2 | 28.8 | 33.8 | 37 | 36.6 | 37.7 | 35.6 | 29.5 | 32.6 | 30.6 | 27 | 33.6 | 38.8 | 34.3 | 31.5 | 29.9 | 28.3 | 37.9 | 35.2 | 27.4 | 33 | 30.7 | 36.7 | 26.1 | 23 | 28.6 | 33.7 | 32.4 | 30.6 | 35 | 21.7 | 28.4 | 28.3 | 36.4 | 31.7 | 32.4 | 32 | 32.7 | 0
4241 | 38.1 | 42.3 | 30.5 | 27.4 | 32.2 | 22.5 | 30.2 | 25.6 | 31.5 | 31.5 | 44 | 36.6 | 44.4 | 37.8 | 25.9 | 28.1 | 27.6 | 31.9 | 27 | 35.4 | 44 | 34.4 | 29 | 33.8 | 36.2 | 36.7 | 37.4 | 33.9 | 29.4 | 32.4 | 30 | 27 | 34 | 38.6 | 32.3 | 31 | 28.6 | 28.3 | 37.6 | 35.4 | 27.3 | 31.6 | 30 | 36.7 | 25.7 | 23 | 27.8 | 32 | 30.8 | 31.1 | 33 | 21.2 | 28 | 28.5 | 36 | 30.8 | 32 | 31.8 | 31.6 | 0
4242 | 38 | 40.7 | 29.5 | 26.5 | 30.3 | 22.2 | 29 | 25.6 | 30.7 | 30.9 | 42.9 | 35.3 | 43.5 | 37.2 | 22.5 | 28.2 | 26.5 | 31.5 | 26.5 | 34.6 | 42.9 | 33.4 | 28.2 | 32.9 | 35.6 | 36.7 | 36.7 | 32.9 | 28.3 | 31.8 | 29.5 | 26.8 | 33.8 | 38.2 | 30.3 | 31 | 27.7 | 23.3 | 36.5 | 34.9 | 28.4 | 29.5 | 28.7 | 36.2 | 25.3 | 23 | 27.1 | 28.7 | 30.2 | 27.7 | 32 | 20.5 | 28 | 27.8 | 35.5 | 30 | 31.1 | 31.4 | 30.8 | 0
4243 | 37.5 | 38.8 | 29.2 | 25.7 | 29.2 | 21.9 | 27.5 | 25.6 | 29.9 | 30 | 41.3 | 34.1 | 42.2 | 33.8 | 22.6 | 28.1 | 25.4 | 30.9 | 26.2 | 33.6 | 42.4 | 32.3 | 27 | 31.6 | 35 | 36.1 | 36 | 31.9 | 26.9 | 31.1 | 29.1 | 26.3 | 31.7 | 37.5 | 29.7 | 30.3 | 26.8 | 23.6 | 36.4 | 34.3 | 26.8 | 27.8 | 27.4 | 34.8 | 25.5 | 23 | 26.7 | 25.3 | 29.7 | 27.4 | 30.2 | 19 | 27.7 | 26.9 | 34.9 | 29.2 | 30 | 31 | 30 | 0
4244 | 35.7 | 36.2 | 29 | 25 | 28.2 | 21.7 | 26.5 | 25.4 | 29.5 | 29.6 | 39.5 | 33.2 | 40.6 | 31.8 | 22.6 | 27.5 | 24.4 | 30.3 | 26.2 | 32 | 39.9 | 31.7 | 25.4 | 30 | 34.2 | 35.3 | 35.8 | 31.6 | 25.4 | 30.2 | 29 | 26.3 | 32 | 36.6 | 29.4 | 30 | 26.4 | 23.1 | 32.4 | 33.6 | 26.9 | 26.6 | 26 | 33.2 | 25.5 | 23.2 | 26.5 | 22.2 | 30 | 27.4 | 29.8 | 18 | 27.6 | 26.6 | 31.4 | 28.8 | 28.5 | 30.3 | 29.8 | 0
4245 | 34.6 | 33.8 | 28.5 | 24.8 | 28.2 | 21.6 | 25.7 | 25 | 29.5 | 29 | 37.6 | 32.5 | 39.2 | 31.3 | 22.6 | 27 | 24.2 | 29.2 | 26.2 | 30.7 | 38.6 | 29.3 | 24.4 | 28.9 | 34.1 | 34.3 | 35.3 | 30.8 | 24.6 | 29.5 | 28.8 | 26.3 | 31.6 | 35.5 | 29.3 | 29.8 | 25.9 | 23.3 | 31.6 | 33 | 27.1 | 26.6 | 25.2 | 31.7 | 25.4 | 23.5 | 26.5 | 21 | 29.8 | 27.3 | 28.5 | 16.9 | 27 | 26.4 | 30.1 | 28.5 | 28 | 30.1 | 29.5 | 0
4246 | 34 | 32.7 | 28 | 24.7 | 28.3 | 21.3 | 25.1 | 25.2 | 29.5 | 28.6 | 35.8 | 32 | 37.9 | 31.2 | 22.5 | 27.1 | 24.2 | 27.9 | 26.2 | 29.4 | 37.6 | 23.6 | 23.8 | 27.9 | 27.7 | 33.2 | 34.9 | 30.4 | 24.1 | 28.9 | 28.6 | 26.3 | 30.4 | 34.1 | 29.3 | 29.5 | 25.7 | 23 | 31.4 | 32.7 | 27.4 | 27.3 | 24.6 | 30.5 | 25.3 | 23.6 | 26.5 | 20.9 | 30 | 27 | 28.6 | 16.9 | 26.7 | 26.3 | 29.9 | 28.6 | 27.4 | 30.3 | 29.4 | 0
4247 | 33.2 | 31.9 | 27.7 | 25 | 28.6 | 21.3 | 24.5 | 25.6 | 29.4 | 28.5 | 34 | 31.4 | 37 | 27.1 | 22.3 | 27.1 | 24.8 | 27.8 | 26 | 29 | 36.8 | 24.9 | 24 | 27.6 | 27.2 | 32.4 | 34.7 | 29.4 | 24.2 | 28.6 | 28 | 26.2 | 29.5 | 32.8 | 29.3 | 29.5 | 25.4 | 21.7 | 31.5 | 32.3 | 27.4 | 28.4 | 24.4 | 29.8 | 25.3 | 23.6 | 26.6 | 22.2 | 29.6 | 26.5 | 28 | 17 | 26.4 | 26.1 | 29.8 | 28.4 | 27.1 | 30.5 | 29 | 0
4248 | 32.3 | 31.3 | 27.5 | 25 | 28.9 | 21.6 | 24 | 25.6 | 28.9 | 28.4 | 32.4 | 30.7 | 36.2 | 28.8 | 22 | 26.9 | 25 | 27.8 | 25.8 | 28.9 | 36.2 | 25.4 | 24.2 | 27.1 | 28.2 | 31.2 | 34.5 | 28.9 | 24 | 28.2 | 27.4 | 25.8 | 28.5 | 31.5 | 28.3 | 28.9 | 25.4 | 22.8 | 31.5 | 31.7 | 27.5 | 29.1 | 24.1 | 29.4 | 26 | 23.3 | 26.6 | 23.3 | 29.7 | 26.2 | 28.7 | 17.8 | 26.6 | 25.8 | 29.7 | 28.1 | 27.1 | 29.5 | 28.7 | 0
4249 | 32 | 30.7 | 27.4 | 25 | 27.6 | 21.2 | 23.5 | 25.5 | 27.9 | 28.1 | 30.9 | 30.1 | 35.8 | 29.3 | 21.9 | 26.3 | 25.1 | 27.5 | 25.7 | 29.6 | 35.8 | 25.4 | 24.6 | 26.7 | 28.2 | 27.5 | 34.2 | 27.9 | 23.8 | 28 | 26.6 | 26.2 | 28.4 | 30.4 | 28.3 | 28.9 | 25.3 | 22.6 | 31.3 | 31.1 | 27.5 | 29.4 | 23.9 | 29.1 | 26.1 | 22.9 | 26.6 | 24.4 | 29.2 | 26 | 28.2 | 17.7 | 26.7 | 25.6 | 29 | 27.3 | 24.5 | 29.3 | 28.2 | 0
4250 | 31.8 | 30.2 | 27 | 24.6 | 27.2 | 21.3 | 23 | 25.5 | 27.6 | 28.1 | 29.7 | 29.4 | 35.2 | 29.4 | 21.8 | 25.8 | 24.8 | 27.2 | 25.8 | 30 | 35.5 | 25.4 | 24.4 | 25.8 | 28.3 | 27.4 | 33.7 | 27.4 | 23.2 | 27.6 | 26 | 26 | 28 | 29.6 | 27.8 | 29 | 25.4 | 22.6 | 31.1 | 30.5 | 27.4 | 29 | 23.4 | 28.7 | 26.2 | 22.4 | 26.6 | 24.4 | 29 | 25.9 | 28.4 | 17.6 | 27 | 25.6 | 28.3 | 26.4 | 24.4 | 29.3 | 28 | 0
4251 | 31.4 | 29.7 | 26.5 | 24.4 | 27.2 | 21.2 | 22.7 | 25 | 27.8 | 28 | 28.8 | 28.9 | 34.8 | 29.2 | 21.1 | 26 | 24.7 | 26.8 | 25.9 | 30.4 | 35.2 | 25.4 | 24.1 | 25.1 | 28.5 | 27.5 | 33.2 | 26.6 | 22.9 | 27.4 | 25.6 | 26 | 27.5 | 29.1 | 27.8 | 29 | 25.2 | 23.2 | 31 | 30.1 | 27.5 | 28.5 | 23.1 | 28.3 | 26.2 | 22 | 26.6 | 24.5 | 28.2 | 25.5 | 27.3 | 16.8 | 26.8 | 25.6 | 28 | 25.4 | 24.4 | 29.3 | 27.8 | 0
4252 | 31 | 29.2 | 26.2 | 24 | 26.7 | 21.4 | 22.2 | 25 | 27.8 | 28.1 | 28.4 | 28.6 | 34.1 | 29.6 | 21.1 | 26 | 24.5 | 26.8 | 26.1 | 29.9 | 34.8 | 25.7 | 23.3 | 24.1 | 28.2 | 27.6 | 32.9 | 26.6 | 22.6 | 27.1 | 25.7 | 26 | 27.3 | 28.7 | 28 | 29.1 | 25.2 | 23.3 | 30.6 | 29.6 | 27 | 27.9 | 22.8 | 28.2 | 26.2 | 21.7 | 26.5 | 24 | 28.1 | 25.4 | 27.6 | 16.9 | 26.7 | 25.4 | 27.5 | 25.1 | 24.4 | 29.3 | 27.9 | 0
4253 | 30.7 | 28.9 | 26 | 24 | 26.7 | 21.5 | 21.8 | 25 | 27.6 | 28 | 27.6 | 26.6 | 32.4 | 29.4 | 21.1 | 25.9 | 24.8 | 26.8 | 26.2 | 35.2 | 34.4 | 25.7 | 23.4 | 24.2 | 28.3 | 27.6 | 32.5 | 27.4 | 23.4 | 28.7 | 25.2 | 26 | 27 | 28.8 | 28.3 | 29.2 | 24.6 | 23.9 | 30.6 | 28.8 | 24.9 | 26.6 | 23.2 | 28.2 | 26.5 | 22.8 | 24.6 | 24.6 | 27 | 25.4 | 27.6 | 16.2 | 26.4 | 25.3 | 27.4 | 26.8 | 24.5 | 29.3 | 27.6 | 0
4254 | 30.5 | 28.7 | 25.5 | 24.2 | 26.5 | 21.6 | 21.5 | 25.6 | 27.4 | 27.6 | 27.4 | 27.3 | 31.8 | 29.1 | 21.2 | 25.9 | 25.3 | 26.8 | 28.6 | 34.5 | 34 | 25.6 | 24.6 | 24.3 | 28.2 | 27.6 | 31.8 | 27.8 | 24 | 28.8 | 25.4 | 25.7 | 26.8 | 29.3 | 28.2 | 29.2 | 24.8 | 23.6 | 30.4 | 28.6 | 23.9 | 27 | 23.8 | 27.9 | 26.6 | 22.8 | 24.6 | 25.7 | 27.3 | 25.2 | 27.9 | 18.8 | 25.8 | 25.2 | 27 | 26.2 | 24.7 | 29.3 | 27.8 | 0
4255 | 30.6 | 30.1 | 25.5 | 24.7 | 26.3 | 21.7 | 21.6 | 26.3 | 27.7 | 27.6 | 27.7 | 28.6 | 31.5 | 29.6 | 21.5 | 26.1 | 25.9 | 26.8 | 29.7 | 33.8 | 33.7 | 25.6 | 25.2 | 25 | 28.2 | 27.6 | 31.4 | 28.4 | 24.6 | 29.4 | 25.8 | 26.2 | 26.9 | 29.9 | 28.3 | 29.2 | 25.1 | 24.2 | 30.1 | 28.6 | 24.4 | 27.4 | 24.7 | 27.9 | 26.8 | 22.7 | 24.6 | 26.6 | 28.3 | 25.1 | 28.5 | 20.9 | 26.2 | 25.1 | 27 | 25.9 | 25 | 29.3 | 28.4 | 0
4256 | 31.8 | 32.2 | 26 | 25.4 | 26.2 | 22 | 22.4 | 27.3 | 28.9 | 28.2 | 29 | 30.2 | 32 | 31.1 | 21.8 | 26.1 | 26.4 | 27.8 | 30.4 | 31.8 | 34 | 25.6 | 26.4 | 26.4 | 28.3 | 27.6 | 31.2 | 29.4 | 25 | 29.8 | 27 | 27.5 | 28.1 | 31.2 | 28.8 | 29.3 | 25.4 | 24.8 | 31.2 | 26.2 | 25.3 | 28.2 | 25.7 | 28.2 | 27 | 22.7 | 25 | 27.4 | 29.8 | 25.9 | 30 | 23 | 26.4 | 25.6 | 28.9 | 25.8 | 26 | 29.5 | 29.4 | 0
4257 | 33.2 | 34.9 | 27.3 | 26 | 25.7 | 23.6 | 24.6 | 28.2 | 30.4 | 29.5 | 30.6 | 31.7 | 33 | 32.6 | 22.7 | 26 | 27 | 30.2 | 28.7 | 32 | 34.8 | 26.9 | 26.6 | 28.1 | 27.6 | 27.3 | 31.3 | 30.2 | 25.1 | 31.2 | 28.1 | 29 | 29.3 | 32.2 | 29.4 | 29.8 | 25.6 | 27.4 | 32.4 | 24.9 | 25.7 | 28.8 | 26.7 | 30.2 | 28.2 | 22.5 | 25.3 | 28 | 31.1 | 26.4 | 31.5 | 23 | 28 | 26.4 | 30.4 | 26.5 | 27.5 | 29.9 | 30.4 | 0
4258 | 33.7 | 36.1 | 29 | 26.5 | 25.7 | 24.8 | 26.2 | 29.4 | 30 | 30.4 | 32.8 | 32.9 | 34.8 | 34.4 | 23.3 | 25.9 | 27.6 | 31.2 | 27.4 | 32.3 | 36.6 | 27.4 | 27.5 | 29.9 | 29.1 | 28.3 | 32 | 31.2 | 25.1 | 32.4 | 29.5 | 30.5 | 31 | 33.5 | 30.1 | 30.2 | 25.4 | 28.5 | 33.9 | 24.9 | 25 | 29.7 | 27.8 | 31.9 | 28.1 | 22.5 | 25.9 | 28.7 | 32 | 27.4 | 33.4 | 22.7 | 29.1 | 28.7 | 32.4 | 27.5 | 28 | 30.3 | 31.4 | 0
4259 | 35.5 | 38.5 | 30.5 | 26.8 | 25.7 | 25.8 | 28.2 | 29.9 | 30.5 | 31.2 | 35 | 33.8 | 36.8 | 35.7 | 24.1 | 26.9 | 28.4 | 32.2 | 26 | 34.4 | 38.8 | 28.1 | 28 | 31.4 | 30 | 29.5 | 33.1 | 32.2 | 25 | 34 | 30.4 | 31.5 | 33 | 34.6 | 30.1 | 30.7 | 25 | 30.7 | 34.9 | 25 | 25.9 | 30.4 | 28.8 | 33.2 | 28.2 | 22.4 | 26.2 | 29.4 | 32.2 | 28.5 | 34.8 | 21.4 | 30.6 | 29.3 | 33.8 | 29 | 28.6 | 31.4 | 32 | 0
4260 | 36.3 | 39.9 | 31.6 | 27.1 | 26.2 | 24.4 | 29.2 | 30.5 | 31.6 | 32.7 | 37.4 | 34.5 | 39 | 36.8 | 25 | 27.7 | 29.2 | 32.7 | 27 | 35.1 | 41.2 | 29.8 | 29.4 | 32.5 | 31.2 | 32.3 | 34.4 | 33.7 | 25.2 | 34.6 | 31.3 | 32.3 | 34.4 | 36 | 29.7 | 31.1 | 24.5 | 31.4 | 35.9 | 26.5 | 26.8 | 31.3 | 29.8 | 35.2 | 27.5 | 22.7 | 26.7 | 30.3 | 32.1 | 29.7 | 36.2 | 21.3 | 30.6 | 30 | 34.9 | 30.2 | 29.5 | 31.6 | 32.4 | 0
4261 | 37.6 | 40.5 | 31.5 | 27.1 | 26.7 | 25.2 | 30.1 | 30.6 | 32.5 | 33.7 | 39.2 | 35 | 40.7 | 37.7 | 25.9 | 28.5 | 29.9 | 32.2 | 28.3 | 36.4 | 43.1 | 30.1 | 29.7 | 33.1 | 32.1 | 32.8 | 35.5 | 35.3 | 25.8 | 35.2 | 31.6 | 32.8 | 35 | 37 | 29.8 | 31.3 | 24.1 | 31.3 | 36.4 | 27.1 | 27.1 | 31.3 | 30.8 | 36.3 | 27.2 | 22.9 | 27 | 31.1 | 31.8 | 30.4 | 36.5 | 21.3 | 30.7 | 30.1 | 36.3 | 31.3 | 30.1 | 31.8 | 32.5 | 0
4262 | 39 | 40.5 | 32.4 | 27.2 | 27.2 | 26.4 | 30.7 | 31.1 | 33.3 | 33.8 | 40.6 | 35.4 | 41.8 | 38.5 | 25.1 | 30.1 | 30.2 | 27.4 | 30.6 | 36 | 44.6 | 31.2 | 29.8 | 33.4 | 33.9 | 33.4 | 36.6 | 37 | 26.6 | 35 | 31.8 | 33.5 | 36.1 | 38 | 30.6 | 31.3 | 24 | 31.4 | 37.4 | 29.7 | 27.9 | 31 | 31.4 | 37.2 | 26.1 | 23.2 | 27.2 | 31.6 | 31.8 | 29.9 | 36.2 | 22.2 | 30 | 30.1 | 36.9 | 31.8 | 30.5 | 31.7 | 32.4 | 0
4263 | 38.7 | 41 | 30 | 27 | 27.2 | 25.7 | 31.9 | 31.4 | 33.4 | 34 | 40.9 | 35.4 | 42 | 39 | 25.5 | 29.1 | 30.2 | 27.4 | 31.1 | 36.5 | 45.6 | 32 | 28.2 | 33.4 | 34.3 | 34.3 | 37.5 | 38 | 27.3 | 35.1 | 31.4 | 34 | 36.4 | 38.3 | 31 | 31 | 24.1 | 31.6 | 37.4 | 30.6 | 28.5 | 29.7 | 31.6 | 37.8 | 26.4 | 23.2 | 27 | 31.6 | 31.8 | 31.3 | 34.8 | 22 | 30.1 | 26.1 | 37.4 | 32 | 30.7 | 30.4 | 32.2 | 0
4264 | 34.6 | 41 | 29.6 | 26.6 | 26.8 | 25.4 | 31.7 | 31.4 | 32.4 | 33.6 | 40.9 | 35 | 41.7 | 37.4 | 22.1 | 29.6 | 29.6 | 27.5 | 31.3 | 35.9 | 46.2 | 32 | 26.8 | 33.4 | 33.6 | 34.4 | 38.2 | 38.2 | 27.6 | 34.4 | 31.2 | 34 | 30.9 | 38.3 | 32.2 | 30.2 | 24.3 | 31.8 | 36.9 | 31 | 29.3 | 28.6 | 31.2 | 37.9 | 26.4 | 23.3 | 26.7 | 31.2 | 32.1 | 31.3 | 33.2 | 21.8 | 29.8 | 26.3 | 37.4 | 31.7 | 30.6 | 31.3 | 32.1 | 0
4265 | 39 | 39 | 29.6 | 26 | 26.7 | 25.6 | 31.7 | 32.1 | 30.9 | 32.9 | 40 | 34.2 | 41 | 32.7 | 21.9 | 29.6 | 28.8 | 27.9 | 29.8 | 36.4 | 46.4 | 30.7 | 24.8 | 33.2 | 32.8 | 34.6 | 38.7 | 37.4 | 27.4 | 34 | 30.6 | 34.4 | 34.7 | 37.6 | 32.3 | 29 | 24.4 | 30.8 | 37 | 31.9 | 28.9 | 27.4 | 30.2 | 37.7 | 26.7 | 23.2 | 26 | 30.4 | 32 | 28.7 | 31.4 | 20.4 | 30 | 27.5 | 36.9 | 31.2 | 30.5 | 31.3 | 31.8 | 0
4266 | 38.2 | 31 | 30 | 25.3 | 26.2 | 21.7 | 30.7 | 31.9 | 30 | 32.1 | 39 | 33.2 | 40.4 | 31.5 | 22.4 | 29.1 | 27.9 | 27.9 | 29.2 | 35.7 | 46 | 29.4 | 24.3 | 32.8 | 31.6 | 36.3 | 38.8 | 36.1 | 26.7 | 32.7 | 30.3 | 34 | 34.4 | 36.9 | 32.7 | 26 | 24.3 | 29.9 | 36.4 | 32 | 27.4 | 27.2 | 28.8 | 27.2 | 27.5 | 23.4 | 25.4 | 29.6 | 31.7 | 25.6 | 30.3 | 19.4 | 29.2 | 27.5 | 35.9 | 30.3 | 29.7 | 31.4 | 31.5 | 0
4267 | 33.5 | 30.5 | 29 | 24.5 | 26.2 | 22.3 | 30.1 | 31.4 | 28.4 | 31.1 | 37.5 | 32 | 39.5 | 30.9 | 22.3 | 28.6 | 27.2 | 27.9 | 28 | 36.4 | 44.8 | 28.7 | 23.9 | 32 | 31.5 | 36.1 | 38.4 | 34.3 | 25.8 | 31.9 | 29.6 | 30.6 | 33 | 35.6 | 31.7 | 27.3 | 24 | 28.2 | 35.4 | 31.3 | 27.5 | 27.1 | 27.4 | 27.7 | 26.4 | 23.5 | 24.6 | 28.8 | 30.9 | 25.4 | 29.3 | 18 | 29 | 26.8 | 33.9 | 29.7 | 29.4 | 30.4 | 31.1 | 0
4268 | 32 | 30.5 | 28 | 24 | 26.2 | 22 | 28.7 | 30.9 | 26.4 | 30.3 | 36 | 31 | 38.8 | 30.5 | 22.3 | 27.8 | 26.8 | 27.9 | 28.2 | 36 | 42.4 | 29.2 | 24.4 | 31 | 31.3 | 35.3 | 37.7 | 32.8 | 25 | 30.8 | 29 | 30.1 | 32.5 | 34.5 | 30.7 | 28.3 | 23.8 | 27.7 | 31.4 | 31 | 26.9 | 27.6 | 26.2 | 30.3 | 26.6 | 23.6 | 24 | 28.2 | 30 | 25.4 | 29 | 17.6 | 28.2 | 26.5 | 30.4 | 29 | 28.5 | 29.2 | 30.6 | 0
4269 | 29.7 | 30.4 | 27.2 | 23.6 | 26.2 | 22.2 | 27.1 | 27.1 | 26.3 | 29.7 | 34.1 | 30.3 | 37.8 | 30.6 | 22.3 | 27.1 | 26.7 | 28.2 | 27.6 | 36.6 | 40.1 | 29.2 | 24 | 29.7 | 31 | 34.3 | 36.8 | 31.6 | 24.4 | 30.5 | 28.1 | 30 | 31.4 | 33.1 | 28.4 | 27.3 | 23.8 | 27.5 | 30.8 | 30.8 | 27.3 | 27.6 | 25.4 | 30.7 | 25.8 | 23.4 | 23.4 | 27.6 | 29.1 | 25.6 | 28.5 | 17 | 28.4 | 26.3 | 28.9 | 28.7 | 28 | 29.1 | 30.1 | 0
4270 | 29.6 | 29 | 26.7 | 23.7 | 26.4 | 22 | 26.1 | 26 | 26 | 29.4 | 32.8 | 30 | 37 | 30.2 | 22.3 | 26.6 | 26.5 | 28.2 | 27.9 | 35.2 | 37.8 | 29.1 | 24 | 28.6 | 30.6 | 33.4 | 36 | 31.1 | 24.2 | 29.9 | 27.5 | 29.6 | 30.7 | 32.2 | 27.8 | 28 | 24 | 27.5 | 30.9 | 30.5 | 27.3 | 27.7 | 25 | 30.4 | 25.7 | 23.3 | 23.3 | 26.9 | 28.6 | 25.6 | 28.5 | 17.4 | 28 | 26.2 | 27.9 | 28.3 | 27.6 | 29.5 | 29.7 | 0
4271 | 29.5 | 28.5 | 26.5 | 24 | 26.7 | 22.1 | 25.4 | 26 | 26 | 29.1 | 31.6 | 29.8 | 36.2 | 30 | 22.2 | 26.5 | 26.2 | 28.2 | 27.2 | 34 | 35.5 | 29.1 | 23.2 | 27.6 | 30.1 | 32.2 | 35.2 | 30.8 | 24.2 | 29.6 | 27 | 29.3 | 29.9 | 31.4 | 27.8 | 28.2 | 24.4 | 27 | 31.1 | 30.4 | 27.1 | 27.4 | 24.7 | 30.2 | 25.6 | 23 | 23.4 | 26 | 28.6 | 25.4 | 28.4 | 17.4 | 28.2 | 26.1 | 27.9 | 28.2 | 27.5 | 29.8 | 29.4 | 0
4272 | 29.5 | 28 | 25.9 | 24.5 | 27 | 21.8 | 24.9 | 25.6 | 26.4 | 29 | 31.2 | 29.7 | 35.8 | 29.6 | 21.5 | 25.6 | 25.6 | 28.2 | 27.2 | 31.1 | 33.3 | 28.8 | 23.3 | 27 | 29.8 | 30.8 | 34.4 | 30.7 | 24.2 | 28.6 | 27 | 28.8 | 29 | 31.2 | 27.2 | 28 | 24.8 | 26.8 | 30.9 | 30.1 | 26.9 | 27.4 | 24.4 | 29.7 | 25.1 | 23.1 | 24.1 | 25 | 29 | 25.4 | 28.8 | 17.9 | 27.4 | 26 | 28.4 | 27.8 | 27.5 | 28.9 | 29.2 | 0
4273 | 29.2 | 28 | 25.5 | 24.7 | 27 | 21.8 | 24.2 | 25.6 | 25.7 | 28.7 | 30.7 | 29.2 | 35.3 | 29.7 | 21.5 | 25.6 | 25 | 28.2 | 26 | 29.9 | 32.6 | 28.1 | 22.9 | 26.5 | 29.4 | 31 | 33.7 | 30.2 | 23.9 | 28.1 | 26.9 | 29.1 | 28.5 | 30.7 | 27.2 | 28 | 25 | 26.9 | 30.9 | 29.9 | 26.9 | 27.1 | 23.9 | 29.7 | 25.1 | 23 | 24.7 | 24 | 29.1 | 25.4 | 28.9 | 17.2 | 27.2 | 26 | 28.9 | 27.7 | 27.2 | 29 | 28.9 | 0
4274 | 29 | 28.5 | 25.2 | 24.8 | 26.6 | 21.7 | 23.7 | 25.6 | 25.4 | 28.7 | 30.4 | 28.4 | 35 | 30.2 | 21.3 | 25.6 | 24.4 | 28.2 | 25.6 | 29.2 | 30.6 | 28.1 | 23.2 | 26 | 29.1 | 30.7 | 33.2 | 29.5 | 23.6 | 27.4 | 26.8 | 28.3 | 27.9 | 30.4 | 27.2 | 28 | 25 | 26.1 | 30.9 | 29.5 | 26.8 | 27.2 | 23.4 | 29.4 | 25.1 | 23.2 | 25.2 | 23.4 | 29 | 25.4 | 29 | 16.6 | 26.4 | 26 | 28.9 | 27.4 | 27 | 29 | 28.6 | 0
4275 | 29 | 28.5 | 24.6 | 24.5 | 26.2 | 21.8 | 23.3 | 25.6 | 25.4 | 28.5 | 29.5 | 27.4 | 34.2 | 30 | 20.8 | 25.5 | 24.2 | 28.2 | 24.6 | 31.4 | 29.8 | 28 | 22.8 | 25.3 | 29.1 | 30.4 | 32.7 | 28.5 | 23.2 | 27.8 | 26.2 | 27.9 | 27.3 | 29.6 | 27.2 | 28 | 24.8 | 26.1 | 30.7 | 29.5 | 26.7 | 26.8 | 23 | 29.2 | 25 | 23 | 25.2 | 23.3 | 28.3 | 25.4 | 28.5 | 15.3 | 26.6 | 26 | 28.8 | 27.4 | 27 | 28.9 | 28.2 | 0
4276 | 29 | 28.5 | 24.6 | 24.2 | 26.2 | 21.8 | 23.1 | 25.7 | 25.5 | 28.2 | 28.6 | 26.7 | 33.4 | 29.7 | 20.8 | 25.6 | 24.3 | 28.2 | 25.3 | 33.1 | 30.3 | 27.8 | 23.3 | 24.7 | 28.6 | 30.3 | 32.2 | 27.8 | 23.2 | 27.9 | 25.7 | 27.9 | 27 | 29.2 | 27.2 | 28.2 | 24.6 | 26.3 | 30.5 | 29.3 | 26.8 | 26.8 | 22.9 | 29.2 | 25.1 | 23 | 25 | 23.7 | 27.5 | 25.4 | 28.1 | 15.5 | 26.2 | 26 | 28.4 | 27.1 | 27.2 | 28.8 | 27.8 | 0
4277 | 29 | 28.1 | 24.6 | 24 | 26.2 | 21.8 | 22.7 | 25.7 | 25.8 | 28 | 25.6 | 25.4 | 28.8 | 29.3 | 20.8 | 25.6 | 24.8 | 27.8 | 26.4 | 32.4 | 30.2 | 27.3 | 21.4 | 24 | 28.2 | 30.1 | 31.9 | 29.6 | 23 | 27 | 24.2 | 28 | 26.6 | 29 | 27.2 | 28.3 | 23.6 | 25.8 | 30.4 | 29.2 | 25.3 | 26.6 | 23.2 | 28.9 | 25.1 | 23.2 | 23.4 | 24 | 27.2 | 25.3 | 26.8 | 16.8 | 26.8 | 25.9 | 28.3 | 27.2 | 27.3 | 28.7 | 27 | 0
4278 | 29 | 28.1 | 24.5 | 24 | 25.7 | 22.1 | 22.2 | 25.8 | 25.8 | 28 | 26 | 25.4 | 28.6 | 28.6 | 20.8 | 25.8 | 25.6 | 27.7 | 26.6 | 30.1 | 29.8 | 26.7 | 21.4 | 24.3 | 28.1 | 29.4 | 31.6 | 29.7 | 22.8 | 27.3 | 25.5 | 27.8 | 26.4 | 29 | 27.2 | 28.3 | 23.7 | 25.9 | 29.6 | 29.1 | 24.3 | 26.6 | 22.6 | 28.9 | 25.6 | 22.9 | 23.8 | 24.6 | 28.1 | 24.9 | 28.1 | 18.3 | 26.6 | 25.8 | 27.9 | 26.9 | 27.2 | 28.7 | 27.2 | 0
4279 | 28.8 | 28.2 | 24.5 | 24.8 | 25.7 | 22.2 | 22.2 | 24.3 | 25.8 | 28.1 | 26.9 | 26.1 | 29 | 29.4 | 21 | 25.9 | 26.4 | 27.7 | 26.6 | 27.7 | 29.8 | 26.6 | 21.7 | 25.2 | 28.3 | 29.3 | 31.2 | 30 | 23 | 28.3 | 26.7 | 28.3 | 26.5 | 29.7 | 27.7 | 28.2 | 24.2 | 26 | 29.7 | 29.3 | 25.2 | 26.4 | 24.1 | 28.9 | 25.6 | 22.8 | 24.2 | 25.6 | 29.4 | 24.9 | 29.9 | 20 | 26.7 | 25.7 | 27.9 | 26.6 | 27.5 | 29 | 27.9 | 0
4280 | 29 | 28.9 | 24.5 | 25.6 | 25.7 | 22.5 | 22.3 | 23.9 | 26.8 | 28.9 | 28.4 | 26.8 | 30 | 31.4 | 21.3 | 26 | 27.4 | 27.7 | 26.8 | 26 | 30.3 | 26.6 | 21.8 | 26.4 | 28.8 | 29.3 | 31.4 | 30.4 | 23.4 | 29.6 | 28 | 29 | 28 | 30.6 | 28.2 | 28.6 | 24.8 | 27.9 | 30.3 | 30.1 | 25.5 | 26.8 | 25.8 | 29.2 | 25.9 | 22.7 | 24.4 | 26.8 | 30.6 | 25.4 | 31.2 | 21.4 | 27.4 | 25.8 | 28.3 | 26.6 | 27.7 | 29.2 | 29 | 0
4281 | 28.3 | 21.4 | 26 | 27.1 | 25.5 | 23.3 | 24.7 | 24 | 28.4 | 30 | 30.2 | 28.4 | 31.3 | 33.1 | 21.9 | 25 | 28.2 | 26.6 | 27.1 | 24.5 | 32.8 | 27.3 | 22.1 | 27.8 | 29.5 | 29.8 | 31.7 | 31 | 24.5 | 31.1 | 28.7 | 29.7 | 29.5 | 31.9 | 30.8 | 30 | 25.9 | 29.8 | 31.8 | 31.2 | 27.2 | 26.7 | 28.9 | 30.2 | 27.3 | 23.5 | 25 | 27.9 | 31.6 | 26.6 | 32.3 | 21.9 | 28.4 | 26.7 | 29.8 | 26.6 | 28.3 | 29.8 | 30.5 | 0
4282 | 29 | 22.8 | 26.1 | 28 | 26 | 21.9 | 26.1 | 24 | 28.8 | 30.9 | 32.3 | 30 | 32.9 | 34.7 | 22.1 | 24.1 | 28.8 | 26.6 | 27.7 | 23.8 | 35 | 29.5 | 22.1 | 29.1 | 30.3 | 31.3 | 32.7 | 31.9 | 25.4 | 32.4 | 29.5 | 30.7 | 30.8 | 33 | 31.2 | 30.2 | 26.9 | 31 | 32.3 | 31.7 | 27.3 | 27.1 | 30 | 30.8 | 27.8 | 24.4 | 25.9 | 28.9 | 32.3 | 27.7 | 32.8 | 21.7 | 29.4 | 27.7 | 31.2 | 26.8 | 29.5 | 30.3 | 31.8 | 0
4283 | 30.5 | 25.2 | 27 | 28.8 | 27.1 | 22.8 | 27.6 | 24.1 | 28.8 | 32.6 | 34.2 | 32 | 34.6 | 35.6 | 22.2 | 24.5 | 29.2 | 27.4 | 28.6 | 23.2 | 35.4 | 30.5 | 22.6 | 30.4 | 31.5 | 33.1 | 33.7 | 33 | 26.4 | 33.4 | 30 | 31 | 32.4 | 33.9 | 31.8 | 30.2 | 28.2 | 32 | 33.7 | 32.4 | 27.7 | 27 | 30.2 | 32.7 | 27.6 | 26 | 27.4 | 29.6 | 32.8 | 29 | 33.4 | 21 | 30 | 28.7 | 31.7 | 26.8 | 30.4 | 31.3 | 33 | 0
4284 | 33.7 | 30.6 | 28 | 28.7 | 28.8 | 22.1 | 29.3 | 23.5 | 28.8 | 33.4 | 36.1 | 33.3 | 36.2 | 37.3 | 23.9 | 25.5 | 29.5 | 28.6 | 29.6 | 23.4 | 37.2 | 31.9 | 23.1 | 31.5 | 32.6 | 35.2 | 35 | 34.4 | 26.6 | 34 | 30.9 | 31.9 | 32.9 | 34.5 | 33.8 | 30.8 | 29 | 33.1 | 35.9 | 34.4 | 26.7 | 27.3 | 27.5 | 34.2 | 28.2 | 27.1 | 29 | 30.2 | 33.2 | 30.4 | 34 | 20.5 | 29.9 | 29.2 | 32.8 | 26.9 | 31.9 | 32.1 | 33.6 | 0
4285 | 34.5 | 32.6 | 29.3 | 28.7 | 29.5 | 22.8 | 30.1 | 23.3 | 28.9 | 34 | 37.4 | 34.6 | 37.7 | 37.8 | 24.4 | 26.4 | 29.4 | 28.6 | 30.5 | 23.8 | 33.5 | 32.4 | 24.1 | 32.5 | 35.2 | 35.8 | 36.1 | 36 | 26.7 | 34.3 | 31.5 | 32.4 | 33.7 | 35.1 | 34.1 | 31.4 | 29.7 | 33.3 | 36.5 | 33.6 | 27.8 | 27.1 | 25.2 | 35.2 | 27 | 28.1 | 30.6 | 30.7 | 33.7 | 31 | 35.1 | 20.4 | 29.1 | 29.4 | 33.8 | 26.9 | 33 | 32 | 33.7 | 0
4286 | 35.7 | 34 | 31 | 28.4 | 30.1 | 22.8 | 31.2 | 23.3 | 29.9 | 34.1 | 38.2 | 35 | 38.8 | 38.6 | 24.5 | 28.2 | 29.2 | 29.1 | 31 | 25 | 38.2 | 32.9 | 25 | 33.4 | 35.1 | 36.3 | 37.1 | 37.4 | 26.2 | 34.4 | 32.2 | 31.5 | 34.9 | 35.8 | 34.8 | 31.2 | 29.8 | 33.9 | 37.1 | 33.1 | 26.7 | 27 | 22.7 | 35.9 | 26.6 | 28.2 | 31.4 | 31.2 | 34.2 | 31.8 | 36.2 | 20.8 | 28 | 29.6 | 35.3 | 27 | 33.2 | 31.6 | 33.4 | 0
4287 | 36.2 | 34.9 | 31.8 | 28.8 | 31.5 | 22.4 | 32 | 23.3 | 30 | 34.8 | 38.2 | 35.3 | 39.5 | 39 | 25.8 | 28.5 | 28.7 | 30 | 31 | 26.3 | 39.2 | 34.8 | 26.1 | 34.1 | 35 | 36.5 | 37.9 | 38.4 | 26 | 34.3 | 32.1 | 31 | 35.4 | 36.7 | 34.8 | 29.2 | 29.8 | 34.3 | 37.4 | 32.8 | 26.6 | 26.3 | 22.9 | 36 | 27.2 | 28.2 | 31.5 | 31.6 | 34.6 | 32.1 | 37.2 | 21.2 | 26.9 | 29.3 | 35.8 | 27 | 33.4 | 30.3 | 32.9 | 0
4288 | 36.5 | 35.5 | 31.8 | 28.9 | 31.3 | 22.6 | 32.1 | 24 | 29.9 | 34.3 | 37.9 | 34.7 | 39.7 | 38.8 | 26.2 | 29.3 | 28.1 | 30.1 | 30.6 | 27.8 | 39.7 | 35.4 | 26.5 | 34.2 | 35.1 | 36.7 | 38.6 | 38.7 | 25.4 | 33.9 | 31.8 | 30 | 35.5 | 37.3 | 35.2 | 29.2 | 29.2 | 29.1 | 37.8 | 33.2 | 26.8 | 26 | 23.4 | 36 | 27.5 | 27.5 | 30.7 | 31.6 | 34.6 | 32.4 | 37.2 | 21.2 | 26.3 | 29.7 | 36.8 | 27.1 | 33.4 | 31.3 | 32.3 | 0
4289 | 36.8 | 35.3 | 30.5 | 29.2 | 30.9 | 22.7 | 31.8 | 24.3 | 29.9 | 33.9 | 37 | 34 | 39.4 | 32.9 | 25.4 | 29.3 | 27.4 | 30.1 | 30 | 28.6 | 39.6 | 34.4 | 26.5 | 33.8 | 32.6 | 36.7 | 38.9 | 38.2 | 25.2 | 33.2 | 31 | 29 | 32.5 | 37.6 | 34.8 | 30.2 | 28.4 | 27.8 | 36.9 | 33.3 | 26.7 | 25.6 | 25 | 35.8 | 27.8 | 27 | 29.6 | 31.2 | 34 | 26.7 | 36.2 | 20.6 | 26.2 | 29.5 | 36.3 | 27 | 33.6 | 31.3 | 31.6 | 0
4290 | 36.5 | 34.2 | 26.6 | 28.5 | 30.5 | 22.1 | 31.1 | 24.6 | 27.4 | 32.8 | 36.1 | 32.6 | 38.9 | 31.9 | 22.3 | 29.2 | 26.9 | 30 | 29.4 | 28.9 | 39.2 | 34.3 | 25.7 | 32.8 | 29 | 38.2 | 38.4 | 36.9 | 24.6 | 32.3 | 30.5 | 28.6 | 32.6 | 36.9 | 34.8 | 30.2 | 27.2 | 27.3 | 35.1 | 33.1 | 26.3 | 26 | 24.5 | 34.6 | 28 | 26.1 | 28.5 | 30.4 | 32.9 | 27.4 | 34.1 | 19.5 | 26.6 | 28.7 | 35.3 | 26.8 | 31.2 | 31.2 | 30.8 | 0
4291 | 35.8 | 33.6 | 25 | 27.8 | 28.9 | 22.2 | 30.3 | 24.6 | 25.9 | 31.4 | 34.8 | 31.5 | 38.1 | 31.8 | 22.3 | 28.8 | 26.6 | 29.6 | 28.8 | 28 | 38.2 | 33.4 | 25 | 31.5 | 27.7 | 38.1 | 36.4 | 35.3 | 24.3 | 31.2 | 29.6 | 28 | 32.5 | 35.7 | 34.3 | 30.2 | 26.2 | 27 | 33.6 | 32.1 | 26.8 | 25.9 | 23.8 | 33.2 | 28 | 25.8 | 28 | 29.3 | 31.7 | 27.7 | 32.1 | 18.1 | 27.1 | 28 | 33.4 | 26.4 | 29.8 | 30.5 | 30.2 | 0
4292 | 35 | 32.1 | 24.5 | 26.6 | 27.5 | 22.3 | 29 | 24.6 | 25.8 | 30.3 | 33.6 | 30.4 | 37.4 | 31 | 22.4 | 27.5 | 26.4 | 29.1 | 28.4 | 26.8 | 36.7 | 32.9 | 24.2 | 30.2 | 28.4 | 37.5 | 33.5 | 33.6 | 23.8 | 30.2 | 29 | 28 | 31.9 | 33.8 | 33.2 | 29.2 | 25.2 | 27 | 33.2 | 31.3 | 26.8 | 26.2 | 21.7 | 32.2 | 28 | 25.4 | 27.8 | 28.2 | 30.6 | 27.7 | 30.4 | 17.2 | 27.4 | 27.6 | 32.3 | 26 | 29.1 | 29.9 | 29.6 | 0
4293 | 29 | 31 | 24.5 | 26 | 26.5 | 21.9 | 27.9 | 24.6 | 25.8 | 29.8 | 32.1 | 30 | 36.7 | 30.6 | 22.4 | 26.9 | 26.2 | 29 | 28 | 25.5 | 35.6 | 32.2 | 24 | 29.2 | 28.6 | 36.8 | 30.2 | 32.3 | 23.8 | 29.5 | 27.9 | 28 | 31.5 | 32.1 | 32.5 | 29.2 | 24.8 | 27.3 | 32.5 | 30.4 | 25.6 | 25.7 | 21.1 | 31.7 | 28.1 | 25.6 | 27.9 | 27.4 | 30 | 27.5 | 29.8 | 16.8 | 27.4 | 27.5 | 31.3 | 25.6 | 28.7 | 29.9 | 29.3 | 0
4294 | 27.2 | 30.1 | 24.6 | 25.4 | 26.5 | 21.9 | 27.2 | 24.6 | 25.8 | 29.3 | 30.9 | 29.4 | 36.1 | 30.4 | 22.4 | 26.9 | 26.1 | 29 | 27.5 | 25.3 | 35.1 | 31.6 | 23.9 | 28.5 | 28.7 | 36 | 28.4 | 31.4 | 23.5 | 29.1 | 27.1 | 28 | 30.8 | 30.7 | 31.9 | 29.2 | 24.5 | 26.8 | 31.8 | 29.9 | 25.8 | 25.6 | 20.6 | 30.8 | 27.7 | 25.4 | 27.7 | 26.8 | 29.7 | 27 | 29.8 | 17.1 | 27.2 | 26.7 | 30.8 | 25.6 | 28.3 | 30 | 29.1 | 0
4295 | 27.2 | 29.6 | 24.5 | 25.4 | 26.5 | 22.1 | 26.5 | 24.7 | 25.9 | 29 | 29.6 | 29 | 35.4 | 30 | 22.4 | 26.7 | 25.8 | 29 | 27 | 26.4 | 34.2 | 30.7 | 24 | 28 | 28.7 | 35.3 | 28 | 31 | 23.6 | 29 | 26 | 28 | 29.6 | 30 | 31.8 | 29.2 | 24.4 | 26.8 | 31.5 | 29.7 | 25.3 | 25.4 | 22 | 30.6 | 28 | 25.2 | 27.1 | 26.4 | 29.6 | 26.5 | 30 | 17.6 | 27 | 26.2 | 29.8 | 25.8 | 28.2 | 29.9 | 29 | 0
4296 | 27.2 | 29.1 | 24.5 | 25 | 26.4 | 22 | 26 | 24.7 | 26.3 | 28.8 | 28.7 | 28 | 34.6 | 29.6 | 21.9 | 26.1 | 25.5 | 28.8 | 26.5 | 29 | 33.7 | 29.8 | 23.6 | 27.4 | 28.5 | 34.5 | 27.6 | 30.7 | 23.3 | 29 | 25.3 | 27.8 | 28.7 | 29.7 | 31.3 | 29.2 | 24 | 27 | 31 | 29.6 | 25.6 | 26.1 | 22.8 | 30.2 | 26.8 | 24.3 | 25.9 | 26 | 29.2 | 26.2 | 29.5 | 17.9 | 27 | 25.9 | 28.9 | 26.4 | 28.1 | 29.4 | 28.8 | 0
4297 | 26.8 | 28.7 | 24.5 | 24.9 | 26.4 | 22.1 | 25.5 | 24.6 | 26.3 | 28.7 | 27.9 | 27.1 | 33.5 | 30 | 21.9 | 26 | 25 | 28.6 | 26.1 | 31.8 | 33.2 | 29.6 | 23.1 | 26.7 | 28.4 | 34.2 | 27.4 | 30.5 | 23.3 | 28.8 | 24.4 | 27.4 | 28.4 | 29.7 | 31.2 | 29.2 | 23.8 | 27 | 31 | 29.3 | 24.9 | 26.6 | 24.3 | 29.7 | 27.1 | 23.7 | 24.5 | 25.5 | 28.5 | 26.2 | 28.6 | 17.6 | 27.2 | 25.6 | 28.3 | 27.1 | 27.8 | 29.4 | 28.5 | 0
4298 | 26.5 | 28.3 | 24.4 | 24.4 | 26.4 | 21.5 | 25 | 24.5 | 26.6 | 28.5 | 27.2 | 26 | 32.2 | 30.1 | 21.9 | 26 | 24.6 | 27.6 | 26 | 34.2 | 32.9 | 29.3 | 22.2 | 25.8 | 28.1 | 32.2 | 27.3 | 30.2 | 23 | 28.4 | 24 | 27.1 | 28 | 29.6 | 31.1 | 29.2 | 23.4 | 26.6 | 30.9 | 29.2 | 24.8 | 27.4 | 24.2 | 29.2 | 27.2 | 23 | 23.4 | 24.8 | 27.6 | 26 | 27.2 | 17 | 27.4 | 25.6 | 27.7 | 27.6 | 27.6 | 29.3 | 28 | 0
4299 | 26.3 | 28.1 | 24.1 | 24.3 | 26.4 | 21.7 | 24.8 | 24.2 | 26.9 | 28.4 | 26.4 | 25.6 | 30.8 | 30 | 21.8 | 26 | 24.3 | 27.4 | 26 | 35 | 32.2 | 28.8 | 21.7 | 24.9 | 28 | 31.6 | 27.2 | 29.9 | 23.1 | 27.8 | 23.5 | 27 | 27.7 | 29.5 | 30.8 | 29.1 | 23.4 | 26.4 | 30.7 | 29.1 | 24.9 | 27.3 | 24.5 | 29.2 | 27.5 | 23 | 22.9 | 24.2 | 27 | 25.6 | 26.3 | 16.3 | 27.4 | 25.6 | 27.3 | 27.7 | 27.6 | 29.2 | 27.6 | 0
4300 | 26.5 | 28 | 24.1 | 23.9 | 26.4 | 21.7 | 24.2 | 24 | 27 | 28.1 | 25.9 | 25.2 | 29.6 | 29.9 | 21.9 | 26 | 24.4 | 27.2 | 26.2 | 34.4 | 32.2 | 27.9 | 21.3 | 24.2 | 28 | 31.3 | 27.2 | 29.7 | 22.9 | 27.2 | 23.7 | 27.1 | 27.5 | 29.1 | 30.2 | 29.1 | 23.3 | 26.2 | 30.5 | 29 | 24.9 | 27.2 | 23.4 | 29.1 | 27.6 | 23 | 22.9 | 23.9 | 26.7 | 25.5 | 26 | 16.1 | 27.2 | 25.5 | 26.8 | 27.6 | 27.5 | 29.2 | 27.1 | 0
4301 | 26.7 | 28 | 24.1 | 24.6 | 26.3 | 22 | 23.7 | 24 | 26.9 | 27.9 | 27 | 27.6 | 29.4 | 29.6 | 21.9 | 25.2 | 25.6 | 27.2 | 27 | 26 | 31.9 | 26.9 | 23 | 24.2 | 28 | 30.8 | 27.1 | 28.4 | 23.8 | 27.6 | 24.8 | 26.3 | 27.4 | 28.8 | 29.5 | 29.1 | 24.2 | 25.9 | 30.5 | 28.6 | 24.9 | 25.6 | 22 | 28.9 | 27.7 | 23.2 | 26.2 | 25.2 | 28 | 25.5 | 26.6 | 16.8 | 26.8 | 25.2 | 26.3 | 25.4 | 27.5 | 29.2 | 26.2 | 0
4302 | 26.9 | 27.8 | 24 | 24.6 | 26.3 | 22 | 23.5 | 24 | 27.2 | 27.9 | 27.1 | 28.5 | 29.5 | 29.4 | 21.8 | 23.6 | 26.7 | 25.6 | 26.9 | 26 | 31.5 | 26.1 | 24.2 | 24.7 | 28 | 30.7 | 27 | 28.8 | 24 | 28.2 | 25.4 | 26 | 27 | 29.4 | 29.5 | 28.4 | 24.3 | 26.4 | 30.2 | 28.5 | 25.1 | 26.3 | 22.6 | 28.9 | 27.5 | 22.9 | 26.4 | 26.9 | 29 | 25.4 | 26.5 | 17.8 | 26.8 | 25.2 | 26.2 | 26.9 | 27.1 | 29.4 | 27.2 | 0
4303 | 27 | 29.1 | 24 | 25.7 | 26.3 | 22 | 23.2 | 24 | 27.4 | 27.9 | 27.8 | 28.6 | 29.4 | 29.6 | 21.9 | 23.7 | 27.2 | 25.6 | 26.7 | 26 | 31.7 | 26 | 25.2 | 25.8 | 28.2 | 30.7 | 27.3 | 29.9 | 24.4 | 28.6 | 26.3 | 27.4 | 27 | 29.6 | 29.9 | 29.2 | 24.3 | 26.7 | 30.6 | 28.6 | 25 | 26.4 | 22.8 | 28.7 | 26.8 | 22.8 | 26.9 | 28 | 30.4 | 25.2 | 26.3 | 19.2 | 26.7 | 25 | 26.3 | 28.6 | 27.7 | 29.5 | 28.5 | 0
4304 | 27.6 | 31.1 | 24.3 | 26.4 | 26.5 | 22 | 23.6 | 24.8 | 27.8 | 28 | 28.6 | 30.2 | 31 | 31.3 | 22.4 | 24 | 28 | 25.6 | 26.6 | 26 | 32.7 | 26.4 | 26 | 27.2 | 28.6 | 30.7 | 28 | 31.4 | 24.8 | 29.4 | 27.2 | 28.7 | 27.9 | 30.2 | 31.3 | 29.6 | 24.6 | 28.3 | 31.8 | 28.7 | 25.2 | 26.6 | 23.6 | 28.8 | 27.6 | 22.7 | 27.4 | 30 | 32 | 26 | 27 | 20.4 | 26.6 | 25.3 | 27.8 | 30.4 | 28.6 | 29.7 | 29.8 | 0
4305 | 29.5 | 33.8 | 26.9 | 28.1 | 28 | 21.9 | 25.7 | 26.8 | 29.2 | 30.3 | 30.2 | 30.9 | 31.6 | 32.2 | 22.7 | 25.3 | 27.7 | 25.5 | 27 | 26 | 34.6 | 27.6 | 26.1 | 28.8 | 30.1 | 31.4 | 29 | 33 | 25.3 | 29.9 | 28.2 | 29 | 30.1 | 30.4 | 32.4 | 28 | 24.8 | 30.3 | 33.5 | 29.9 | 26.6 | 26.2 | 24.2 | 29 | 29 | 23.5 | 28.5 | 30.8 | 32.9 | 27.3 | 27.5 | 21.1 | 26.8 | 27.5 | 29.9 | 31.4 | 30.2 | 30.3 | 31 | 0
4306 | 30.6 | 34.9 | 27.4 | 29.1 | 28 | 21.6 | 26.5 | 28.4 | 29.8 | 31.5 | 31.9 | 33.1 | 33.3 | 33.5 | 23.4 | 26.3 | 27.9 | 26.5 | 27.6 | 26 | 36.1 | 29.1 | 26.1 | 30.2 | 30.7 | 32.5 | 30.6 | 34.3 | 25.9 | 30.8 | 29.1 | 30.4 | 30.7 | 31.1 | 33.4 | 28.9 | 25.4 | 32 | 34.6 | 30.8 | 27 | 26.4 | 25.9 | 30 | 29 | 24.4 | 29.4 | 32.3 | 33.5 | 28.2 | 28.9 | 20.9 | 27.2 | 27.8 | 32.4 | 31.9 | 30.8 | 30.5 | 32.1 | 0
4307 | 30.7 | 36.4 | 27.4 | 30.6 | 28.6 | 22.1 | 28.1 | 29.5 | 30.7 | 32.8 | 34 | 34.6 | 34 | 35.2 | 22.4 | 28 | 27.6 | 26.8 | 28.6 | 26 | 36.9 | 30.8 | 26 | 31.4 | 32.3 | 33.8 | 32.2 | 35.4 | 26.4 | 31.7 | 30 | 29.3 | 32.3 | 31.6 | 34.4 | 29.1 | 26.2 | 32.6 | 36 | 31.9 | 26.4 | 26.6 | 27.6 | 31.6 | 29.7 | 26 | 30.8 | 33 | 33.6 | 29 | 30 | 20.4 | 28 | 28.5 | 33.4 | 31.8 | 32.1 | 30.7 | 33 | 0
4308 | 31.2 | 35.3 | 27.9 | 31.2 | 29.5 | 22.9 | 30 | 30 | 31.8 | 33.8 | 35.7 | 37 | 35.9 | 36.4 | 22.4 | 31 | 28.3 | 28 | 29.4 | 26 | 36.4 | 32.1 | 26.5 | 32.4 | 34.1 | 37 | 33.7 | 36.3 | 26.8 | 33.1 | 30.6 | 30.3 | 33.2 | 32.6 | 35.4 | 30.5 | 27.4 | 33.4 | 36.5 | 33.3 | 25.6 | 27.7 | 29.7 | 33 | 30.8 | 27.1 | 31.7 | 34.6 | 34 | 29.8 | 31.7 | 19.8 | 28.9 | 28.9 | 34.9 | 31.8 | 33.1 | 31.9 | 33.8 | 0
4309 | 31 | 37.3 | 27 | 32.5 | 30 | 23.4 | 30.3 | 30.7 | 31.7 | 34.3 | 37.1 | 37.1 | 36.6 | 37.4 | 24.9 | 32 | 28.5 | 28.3 | 29.9 | 26 | 36.5 | 32.7 | 27 | 33.1 | 34.4 | 38.2 | 34.4 | 37.5 | 27.2 | 33.9 | 31 | 31.7 | 34.2 | 32.9 | 35.4 | 30.8 | 28.4 | 33.9 | 37.1 | 33.7 | 26.1 | 28.5 | 30.4 | 33 | 30 | 28.1 | 32.7 | 34.4 | 34.4 | 30.1 | 32.6 | 19.6 | 30 | 29.5 | 36.3 | 31.5 | 33.7 | 32 | 34.3 | 0
4310 | 31.2 | 36.8 | 27.2 | 33.2 | 30.5 | 23.4 | 31 | 31.4 | 28.2 | 34.8 | 37.8 | 36.4 | 38.2 | 37.6 | 25 | 32.7 | 29 | 28.3 | 30 | 26 | 36.7 | 34.3 | 27.6 | 33.8 | 31.4 | 39 | 34.6 | 38.6 | 27.4 | 34.4 | 31 | 32.9 | 34.7 | 33 | 34.9 | 30.7 | 29.4 | 34.8 | 37.7 | 33.9 | 26.3 | 29.2 | 30 | 33.5 | 30.5 | 28.2 | 33.2 | 34 | 35.2 | 29.9 | 33.2 | 20 | 30.6 | 28.5 | 36.9 | 31.4 | 33.5 | 32.2 | 34.6 | 0
4311 | 31.4 | 36.8 | 26.4 | 34.5 | 30.9 | 22.8 | 31.1 | 31.8 | 26.2 | 34.8 | 38.2 | 32.8 | 38.3 | 34 | 25.4 | 33 | 28.4 | 28.3 | 29.9 | 26.1 | 36.6 | 34.6 | 27.6 | 34.3 | 30.9 | 39.1 | 34.1 | 39.6 | 27.5 | 33.8 | 30.9 | 33.5 | 35 | 32 | 35.4 | 29.3 | 29.7 | 35.4 | 38.5 | 34 | 25.7 | 28.7 | 27.6 | 33.9 | 30.1 | 28.2 | 33.7 | 31.2 | 35.6 | 31 | 32.4 | 20.7 | 30.9 | 29.8 | 37.9 | 31 | 30.5 | 32.1 | 34.5 | 0
4312 | 31.5 | 36.3 | 24.4 | 34.3 | 31.3 | 23.4 | 31.4 | 31.4 | 25.2 | 34.8 | 37.8 | 29.6 | 39.3 | 30.6 | 25.9 | 28 | 28.1 | 28.3 | 29.6 | 26.2 | 36.4 | 35.1 | 27.3 | 34.5 | 32.1 | 39.8 | 33.1 | 39.8 | 27.2 | 32.8 | 30.4 | 32.9 | 25.9 | 30.9 | 35.9 | 29.4 | 29.8 | 35.6 | 38.5 | 34.4 | 25.5 | 27.9 | 25 | 34.2 | 30.1 | 27.5 | 33.5 | 28.8 | 35.6 | 30.8 | 31.4 | 21.1 | 30.6 | 29.8 | 38.4 | 30.6 | 29.9 | 31.5 | 34 | 0
4313 | 31.4 | 36.3 | 24.5 | 33.4 | 25.6 | 23 | 31.2 | 31.3 | 25.5 | 33.8 | 37.2 | 26.2 | 39.2 | 31.7 | 25.6 | 29 | 27.2 | 28.3 | 29.4 | 26.2 | 34.6 | 34.9 | 26.4 | 34.4 | 32.4 | 39.7 | 31.9 | 39 | 26.8 | 31.4 | 30 | 32.3 | 29.1 | 29.6 | 36.3 | 29.6 | 29.4 | 35.7 | 37.5 | 34.4 | 26.8 | 26.6 | 22.5 | 34 | 30 | 27 | 33.2 | 26 | 34.8 | 30.6 | 29.6 | 21 | 30 | 25.8 | 36.9 | 29.8 | 29.6 | 31.1 | 33.2 | 0
4314 | 31.3 | 35.3 | 24.9 | 30.5 | 25.9 | 22.4 | 30.6 | 30.6 | 25.7 | 33 | 36 | 25.7 | 40 | 31.1 | 24.4 | 29.6 | 27.2 | 28.3 | 29.2 | 26.2 | 33.6 | 34.1 | 25.8 | 33.9 | 26.1 | 40 | 30.7 | 37.1 | 26.1 | 30.5 | 29.5 | 31.7 | 30.7 | 29.1 | 36.1 | 29.8 | 29 | 33.8 | 29 | 32.5 | 27.5 | 26.1 | 21.9 | 33.2 | 29.4 | 26.1 | 32.3 | 25.4 | 33.6 | 29 | 28.5 | 20 | 29.1 | 26 | 35.9 | 29.2 | 28.9 | 31 | 32.3 | 0
4315 | 31.1 | 32.8 | 25 | 27.8 | 26.2 | 22.4 | 29.4 | 29.7 | 25.7 | 31.8 | 35 | 25.5 | 38.8 | 30.8 | 24 | 29 | 26.8 | 28.3 | 29.1 | 26.1 | 33.2 | 33.5 | 25.2 | 33 | 26.9 | 39.2 | 29.9 | 34.6 | 25.3 | 29.7 | 29.3 | 28 | 30.7 | 28.7 | 35.3 | 29.8 | 28.1 | 32.4 | 28.4 | 31 | 27.4 | 25.6 | 22 | 32.2 | 28.5 | 25.8 | 31.7 | 25.1 | 32 | 27.9 | 27.1 | 18.7 | 28.4 | 25.8 | 33.4 | 28.3 | 28.6 | 30.7 | 31.4 | 0
4316 | 31.4 | 31.8 | 25 | 25 | 26.4 | 22.1 | 26.6 | 29 | 25.7 | 30.5 | 33.7 | 27 | 37.4 | 30.2 | 23.7 | 28.2 | 27 | 28.3 | 28.8 | 26 | 32 | 33.2 | 25.2 | 32 | 27.3 | 38.3 | 29.5 | 32.2 | 24.6 | 29.6 | 29.2 | 28 | 30.1 | 29 | 34.4 | 29.7 | 27.4 | 31.4 | 28 | 30.6 | 27.2 | 26 | 23.4 | 31.2 | 27.9 | 25.4 | 31 | 26.2 | 30.8 | 27.4 | 26.4 | 17.5 | 28 | 25.5 | 32.4 | 27.8 | 28.2 | 30.3 | 30.8 | 0
4317 | 30.2 | 30.9 | 24.7 | 24.2 | 26.5 | 22.1 | 24.9 | 28.7 | 26 | 29.8 | 32.7 | 26.9 | 33.9 | 30 | 22.6 | 27.7 | 26.4 | 28.3 | 28.4 | 26 | 31 | 32.9 | 25.2 | 30.9 | 27.5 | 37.5 | 29.2 | 30.6 | 24.2 | 29.3 | 29.2 | 28 | 29.7 | 29 | 33.8 | 29.4 | 26.4 | 31.7 | 27.6 | 30.4 | 27.1 | 26 | 24 | 30.5 | 26.9 | 25.6 | 30.9 | 26.2 | 29.9 | 26.9 | 25.4 | 16.9 | 28 | 25.5 | 31.4 | 27.1 | 28.2 | 28.6 | 30.3 | 0
4318 | 30.3 | 29.8 | 24.7 | 23.9 | 26.5 | 22.1 | 23.5 | 27.8 | 26.1 | 29.2 | 31.6 | 27.4 | 31.6 | 30 | 22.6 | 27.3 | 26.2 | 27.8 | 27.7 | 26 | 30.6 | 30.6 | 25.6 | 29.9 | 27.5 | 36.9 | 28.8 | 30 | 23.9 | 29.3 | 29 | 28 | 29.3 | 29.2 | 33.4 | 29.4 | 25.6 | 30.8 | 27.7 | 30.3 | 27.2 | 26.3 | 24.5 | 30 | 27.4 | 25.4 | 30.4 | 26.7 | 29.8 | 26.8 | 25.4 | 17 | 28 | 25.5 | 30.7 | 26.9 | 28.2 | 28.9 | 29.8 | 0
4319 | 30.6 | 29.2 | 24.7 | 25 | 26.6 | 22 | 23.6 | 27.3 | 26.2 | 28.8 | 30.6 | 26.6 | 29.4 | 29.6 | 22.6 | 27.2 | 25.4 | 27.8 | 27 | 26 | 30.2 | 29.8 | 25.4 | 29 | 27 | 33.9 | 28.5 | 30.2 | 23.8 | 29 | 28.4 | 28 | 28.7 | 28.9 | 33 | 29.1 | 24.8 | 29.2 | 28 | 30 | 27.2 | 26 | 23.7 | 29.7 | 27.2 | 25.2 | 30 | 26 | 30 | 26.7 | 25.4 | 17.5 | 28 | 25.6 | 29.9 | 26.6 | 28.2 | 29.1 | 29.2 | 0
4320 | 29.7 | 28.8 | 24.4 | 25.2 | 27 | 22.3 | 23.7 | 27 | 26.2 | 28.4 | 29.3 | 27.2 | 30 | 29.2 | 21.9 | 27.1 | 25.5 | 27.7 | 26.3 | 26 | 29.8 | 30 | 25.1 | 28.1 | 26.7 | 33.6 | 28.2 | 30.5 | 23.7 | 28.9 | 27.3 | 27.8 | 28.4 | 29 | 32.4 | 28.9 | 24.5 | 28.2 | 28 | 29.7 | 27.2 | 26 | 23.2 | 29.1 | 27.4 | 24.3 | 28.8 | 26.3 | 30.5 | 26.1 | 26.5 | 17.9 | 27.6 | 25.6 | 29.9 | 26.5 | 28.1 | 29.7 | 28.3 | 0
4321 | 27.5 | 28.3 | 24.4 | 25.5 | 26.9 | 22.3 | 23.7 | 26.7 | 26.3 | 28.3 | 28.3 | 27.1 | 30.5 | 29.2 | 21.9 | 27.1 | 25.1 | 27.5 | 26 | 26 | 29.9 | 29.3 | 24.2 | 27.1 | 26.8 | 32.5 | 27.8 | 30.7 | 23.7 | 28.4 | 26.1 | 26.8 | 28.1 | 28.7 | 32.3 | 28.9 | 24.3 | 27 | 28 | 29.3 | 27.2 | 25.6 | 22.2 | 29 | 27.3 | 26.5 | 27.8 | 25.6 | 30.3 | 25.9 | 27.3 | 17.9 | 27.3 | 25.3 | 29.4 | 26 | 27.9 | 29.6 | 27.2 | 0
4322 | 25.3 | 28.3 | 24.2 | 24.8 | 26.7 | 22.2 | 23.4 | 26.5 | 26.4 | 28.2 | 27.4 | 28.2 | 32 | 29 | 21.9 | 26.3 | 25.4 | 27.5 | 26 | 26 | 29.9 | 28.8 | 23.4 | 26 | 26.9 | 31.9 | 27.5 | 30.2 | 23.6 | 28.2 | 25 | 26 | 27.9 | 28.8 | 31.5 | 29 | 24.4 | 26.4 | 28 | 29.1 | 27.1 | 25.6 | 22 | 29 | 27.4 | 27 | 26.6 | 25.8 | 29.8 | 25.8 | 28.2 | 17.4 | 26.8 | 25.3 | 28.5 | 25.6 | 27.9 | 29.5 | 26.2 | 0
4323 | 25.1 | 28.3 | 24 | 24.7 | 26.5 | 22.2 | 23.4 | 26.5 | 26.6 | 27.8 | 27.1 | 27.8 | 31.4 | 28.8 | 21.9 | 25.7 | 25.1 | 27.3 | 26.4 | 26 | 29.9 | 28.1 | 22.6 | 25 | 26.7 | 31.5 | 27.2 | 29.5 | 23.6 | 27.7 | 24.5 | 26 | 27.5 | 28.6 | 31.4 | 29 | 24.3 | 26.3 | 28.2 | 29.4 | 27.1 | 25.2 | 21.6 | 28.5 | 27.3 | 27.5 | 26.2 | 24.9 | 28.7 | 25.8 | 27.9 | 16.8 | 26.7 | 25.4 | 28.2 | 24.9 | 27.8 | 29.3 | 25.6 | 0
4324 | 25 | 28.3 | 24 | 24.2 | 26.4 | 22 | 23.4 | 26.5 | 26.6 | 27.8 | 26.8 | 28.2 | 31.1 | 28.6 | 21.9 | 25.7 | 25.5 | 27.3 | 26.8 | 26 | 29.9 | 27.2 | 22.6 | 24.3 | 26.7 | 31.1 | 26.9 | 28.6 | 23.6 | 27.6 | 24.3 | 26.6 | 27.1 | 28.8 | 31 | 29 | 24.3 | 26.5 | 28.1 | 29.3 | 27.1 | 25.5 | 22 | 28.5 | 27.3 | 27.3 | 25.9 | 25.2 | 28.1 | 25.8 | 27.6 | 16.4 | 26.6 | 25.5 | 27.8 | 24.9 | 27.7 | 29.2 | 25.6 | 0
4325 | 25.1 | 28.3 | 24 | 24 | 26.3 | 22 | 22.9 | 26.4 | 26.6 | 27.8 | 26.8 | 25.6 | 30 | 28.6 | 21.9 | 26 | 24.8 | 27.2 | 25.8 | 26 | 29.9 | 26.6 | 21.4 | 25.4 | 26.8 | 30.9 | 26.7 | 28.8 | 23.4 | 28.4 | 27 | 26 | 26.6 | 26.6 | 30.9 | 29.1 | 23.4 | 26.5 | 28.5 | 29.1 | 27.1 | 25.6 | 22.8 | 28.5 | 27.2 | 25.8 | 26.4 | 25 | 28 | 25.7 | 25 | 16.2 | 27.6 | 25.5 | 27.4 | 25.8 | 27.7 | 29.1 | 27.2 | 0
4326 | 25.1 | 28.3 | 24 | 24.6 | 26.3 | 22 | 22.2 | 26.1 | 26.6 | 27.7 | 26.8 | 26.1 | 29.9 | 28.5 | 21.9 | 26.1 | 25 | 26.9 | 26 | 26.2 | 29.9 | 25.9 | 21.2 | 25.4 | 26.5 | 30.7 | 26.5 | 28.8 | 24.5 | 28.5 | 27.7 | 26 | 26.5 | 25.8 | 30.8 | 29.3 | 23.5 | 25.9 | 28.5 | 28.9 | 27.1 | 25.4 | 23.2 | 28.5 | 27.3 | 25.1 | 26.7 | 27 | 30 | 25.6 | 26.6 | 18.2 | 28 | 25.1 | 26.9 | 25.9 | 27.7 | 29.3 | 26.8 | 0
4327 | 25.3 | 29.3 | 24.1 | 25.7 | 26.5 | 22 | 22.2 | 26.1 | 26.7 | 27.7 | 27.2 | 27.4 | 30.2 | 28.8 | 21.9 | 24.3 | 25 | 26.7 | 26.7 | 26.6 | 29.4 | 25.6 | 21.4 | 25.4 | 26.8 | 30.6 | 26.7 | 29.1 | 25.6 | 29.1 | 28.4 | 27 | 26.6 | 25.7 | 31 | 29.3 | 23.7 | 27.1 | 29.5 | 29 | 27.2 | 25.3 | 23.6 | 28.2 | 27.3 | 24.2 | 27.8 | 28.1 | 31.3 | 25.8 | 28.5 | 20 | 28.3 | 25.2 | 26.9 | 26 | 28.6 | 29.7 | 26.9 | 0
4328 | 25.9 | 31.3 | 25.4 | 26.8 | 28.1 | 22.4 | 22.5 | 27.2 | 27.2 | 28.3 | 28.4 | 28.8 | 30 | 30.3 | 22.1 | 24.2 | 25.2 | 26.7 | 27.2 | 27 | 28.8 | 25.7 | 22.4 | 26.6 | 27.7 | 30.6 | 27.3 | 29.8 | 26.6 | 30 | 29.4 | 28.1 | 27.7 | 25.8 | 31.4 | 29.8 | 24 | 29 | 31 | 29.6 | 27.3 | 25.4 | 24.2 | 28.4 | 27.5 | 23.5 | 29 | 30 | 32.4 | 26.3 | 30.4 | 21.4 | 28.4 | 25.5 | 28.4 | 26.2 | 29.7 | 30 | 27 | 0
4329 | 26.3 | 31.4 | 27.5 | 28.2 | 31.1 | 23.5 | 24 | 28.5 | 30.6 | 30.3 | 29.9 | 31 | 31.1 | 31.1 | 22.9 | 22.2 | 25.1 | 27.9 | 27.7 | 27.6 | 29 | 26.5 | 23.6 | 27.9 | 28.3 | 30.2 | 28.1 | 30.6 | 27.2 | 31.3 | 30 | 29.5 | 29.2 | 26.9 | 32.5 | 30.2 | 24.1 | 29.3 | 32.4 | 30.4 | 28.6 | 25.7 | 24.6 | 30.5 | 28.9 | 23.1 | 30.3 | 30.4 | 31.4 | 27.7 | 31.8 | 21.3 | 28.2 | 26 | 30.4 | 26.5 | 31.5 | 30.6 | 27.9 | 0
4330 | 26.5 | 33.2 | 27.8 | 29.2 | 31.7 | 24.5 | 25.2 | 28.5 | 31.5 | 31.3 | 32 | 32.9 | 32.2 | 32.8 | 23.8 | 22.2 | 25.1 | 28 | 27.6 | 28.1 | 29.3 | 28.8 | 25 | 30.1 | 29.6 | 32.4 | 29.2 | 31.6 | 27.5 | 32.7 | 30.7 | 30 | 30.7 | 28.2 | 32.9 | 30.7 | 24.2 | 30.7 | 33.1 | 30.9 | 29 | 26.3 | 25.3 | 30.6 | 28.9 | 23.2 | 31 | 31.8 | 30.8 | 29.3 | 33 | 20.6 | 28 | 27 | 31.9 | 26.8 | 32 | 30.8 | 28.8 | 0
4331 | 27.4 | 35 | 28.5 | 30.4 | 32.8 | 25.7 | 27 | 29.1 | 32.6 | 32.6 | 33.8 | 35 | 34.4 | 33.8 | 25 | 22.7 | 25 | 28.4 | 27.2 | 28.6 | 30.2 | 30.3 | 26.2 | 32 | 30.8 | 34.7 | 30.5 | 32.4 | 27.8 | 34 | 31.2 | 32 | 31.7 | 29.8 | 33.4 | 30.8 | 24.2 | 31.9 | 35 | 32.1 | 29.6 | 27 | 25.8 | 31.4 | 28.8 | 23.6 | 31.6 | 32.4 | 30 | 28.4 | 33.8 | 19.2 | 28 | 27.8 | 33.3 | 27.4 | 32.9 | 31 | 30.2 | 0
4332 | 28.9 | 33.2 | 29.2 | 31.2 | 33.8 | 25.7 | 28 | 31.1 | 33.2 | 33.7 | 35.4 | 36.1 | 35.7 | 34.6 | 26.7 | 23.5 | 25.3 | 29.8 | 26.4 | 28.9 | 30 | 31.8 | 27.3 | 34.1 | 32.3 | 36.6 | 31.7 | 33.2 | 28.4 | 34.8 | 32 | 31.7 | 32.9 | 30.7 | 34.5 | 30.8 | 24.3 | 32.8 | 36.1 | 33.1 | 28.6 | 27.8 | 26.6 | 33 | 28.8 | 24.3 | 31.9 | 34.3 | 31.6 | 29.7 | 34.7 | 18.7 | 28.5 | 26.6 | 34.9 | 28.2 | 33.5 | 29.9 | 31.2 | 0
4333 | 30.5 | 33.7 | 30 | 32.2 | 34.6 | 24 | 29 | 31.3 | 33.4 | 33.7 | 36.3 | 37.1 | 37.5 | 36.1 | 26.7 | 23.1 | 25.5 | 30.8 | 25.8 | 29.2 | 31 | 33.6 | 28 | 34.7 | 33.3 | 37.9 | 32.8 | 33.8 | 29.1 | 35.2 | 32.3 | 31.2 | 34.1 | 31.6 | 35 | 31.1 | 24.3 | 33.2 | 36.5 | 33.9 | 27.1 | 28.4 | 27 | 34.6 | 29.4 | 25.1 | 32.4 | 34.5 | 33.5 | 30.4 | 35.6 | 18.7 | 29.2 | 27 | 35.9 | 29 | 34.4 | 29.6 | 32.2 | 0
4334 | 30.8 | 35.5 | 30 | 33 | 34.6 | 23.2 | 29 | 31.5 | 33.6 | 34 | 36.6 | 37.2 | 38 | 37.1 | 27 | 24.1 | 25.8 | 31.2 | 25.4 | 29.4 | 32.1 | 34.3 | 28.4 | 34.4 | 34.2 | 38.3 | 33.8 | 34.2 | 30 | 35 | 32.6 | 32.5 | 34.7 | 31.8 | 35.9 | 31.6 | 24.4 | 32.8 | 37.2 | 34.7 | 25.3 | 28.6 | 27.2 | 35.1 | 29.4 | 26 | 33 | 34.4 | 36.5 | 30.4 | 36.2 | 19.6 | 30 | 27 | 36.2 | 29.8 | 33.9 | 30 | 32.6 | 0
4335 | 31.8 | 36.8 | 27.5 | 33.9 | 26.6 | 23.9 | 28.5 | 32.4 | 27 | 34 | 36.2 | 37.3 | 38.8 | 38 | 27.3 | 24.7 | 25.7 | 26.2 | 25.6 | 29.7 | 30 | 34.7 | 28.3 | 32.4 | 35.4 | 38.4 | 34.7 | 34.3 | 30.5 | 34.4 | 32.1 | 33.3 | 35.6 | 32.2 | 35.9 | 31.4 | 24.4 | 31.7 | 37.5 | 34.3 | 26.1 | 28.3 | 26.6 | 34.8 | 28 | 26.8 | 33.8 | 31.5 | 37.5 | 30.1 | 36.1 | 20.3 | 30.5 | 27.4 | 36.3 | 30.3 | 33.3 | 30.3 | 33 | 0
4336 | 32.9 | 36.2 | 27 | 34.2 | 28 | 24.1 | 28.4 | 32.9 | 27.1 | 33.7 | 35.9 | 36.5 | 38.5 | 36.7 | 26.2 | 26.6 | 25.7 | 25.9 | 26 | 29.6 | 30 | 35.2 | 28 | 30.3 | 36 | 38.5 | 35.5 | 34.2 | 30.5 | 33.6 | 31.6 | 32.8 | 35.2 | 32.2 | 35.8 | 31.2 | 24.5 | 29.6 | 35.3 | 34.2 | 25.1 | 27.8 | 26 | 34.5 | 27.5 | 27.5 | 34 | 28.8 | 37.8 | 30.7 | 35.2 | 20.8 | 30.6 | 26.8 | 37.4 | 30.3 | 32.5 | 30.5 | 32.7 | 0
4337 | 34.3 | 34.7 | 27.7 | 34.2 | 29 | 24 | 27.7 | 32.9 | 27 | 33.4 | 35.4 | 35.6 | 38.4 | 29 | 26.2 | 28.2 | 25.4 | 26 | 26.4 | 29.4 | 30 | 35.2 | 27.4 | 28 | 36.6 | 38.5 | 36.1 | 33.8 | 29.8 | 32.6 | 30.6 | 31 | 34.7 | 32.4 | 35.8 | 30.8 | 24.4 | 27.5 | 28.4 | 33.5 | 24.2 | 27 | 25 | 34.5 | 27.5 | 28 | 33.6 | 25.5 | 35.8 | 26.8 | 33.4 | 20.4 | 30.2 | 25.3 | 36.9 | 29.8 | 32 | 30.4 | 32.4 | 0
4338 | 34 | 35.2 | 28.5 | 33.4 | 30.1 | 24 | 27 | 32.6 | 27.1 | 32.7 | 35.2 | 33.9 | 37.3 | 26.4 | 25.4 | 28.2 | 25.3 | 26.2 | 26.4 | 28.8 | 30 | 34.7 | 26.8 | 27 | 36.2 | 39.6 | 36.3 | 33.3 | 28.7 | 31.6 | 30 | 30.9 | 33.2 | 32 | 35.9 | 31.6 | 24.4 | 25.6 | 29.2 | 33.2 | 24 | 26.4 | 24.5 | 33.9 | 27.3 | 28.2 | 32.2 | 24.8 | 34.1 | 27.9 | 31.2 | 19.7 | 29.7 | 25.2 | 36.8 | 29 | 32 | 30.3 | 31.6 | 0
4339 | 33.6 | 34.3 | 27.6 | 32.3 | 30.1 | 23.8 | 26 | 30.9 | 27.1 | 31.3 | 34.7 | 32.7 | 37.1 | 27.1 | 25 | 27.4 | 25.1 | 26.4 | 26.1 | 28.1 | 30 | 34.1 | 26 | 26.4 | 35.3 | 38.9 | 35.7 | 32.4 | 27.4 | 30.6 | 29.3 | 30.1 | 31.6 | 31.7 | 34.5 | 31.3 | 24.4 | 24.9 | 29.1 | 32.5 | 24.2 | 25.8 | 24 | 32.9 | 27.4 | 27.9 | 30.6 | 24.4 | 31.8 | 28 | 29 | 18.5 | 29.1 | 25.1 | 35.4 | 28.1 | 32 | 29.9 | 30.9 | 0
4340 | 32.8 | 32.2 | 27.1 | 31 | 29.5 | 23.4 | 25 | 30.2 | 27.1 | 30.3 | 34.1 | 31.4 | 36.4 | 27.8 | 24.8 | 26.1 | 25 | 26.4 | 25.6 | 27.4 | 29.9 | 33.7 | 25.4 | 26.6 | 34.7 | 37.8 | 34.2 | 31.4 | 26.4 | 29.8 | 29 | 29.4 | 31 | 31 | 32.4 | 30.6 | 24.4 | 24.3 | 29 | 31.9 | 24.3 | 25.6 | 24 | 32 | 27 | 27.2 | 29 | 25.9 | 31 | 27.9 | 27.4 | 17.8 | 28.8 | 25 | 31.9 | 27.4 | 31.8 | 29.4 | 30.2 | 0
4341 | 32 | 30.4 | 26.7 | 30 | 29.7 | 23.2 | 24.5 | 29.6 | 27.2 | 29.3 | 32.9 | 31 | 36.7 | 28.7 | 24.1 | 25.4 | 24.7 | 26.6 | 25.4 | 27 | 29.4 | 33 | 24.7 | 26.3 | 34 | 37.1 | 33.2 | 30.3 | 25.7 | 29.2 | 28.5 | 28.9 | 30.8 | 30.7 | 31 | 30.5 | 24.4 | 24.4 | 29 | 31.6 | 24.3 | 25.5 | 23.8 | 30.8 | 26.9 | 26.3 | 28.2 | 26.2 | 30.1 | 27.7 | 26.4 | 17.2 | 28.7 | 25 | 30.8 | 27 | 31.5 | 29.2 | 30 | 0
4342 | 31.7 | 29.7 | 26.6 | 28.9 | 29.8 | 23 | 23.7 | 29.1 | 27.2 | 29.1 | 31.6 | 30.5 | 35.9 | 28.9 | 23.5 | 25.1 | 24.7 | 26.9 | 25.3 | 26.6 | 29.3 | 32.5 | 24.4 | 26.5 | 32.4 | 36.7 | 32.2 | 29.5 | 25.3 | 28.9 | 28.3 | 28.4 | 30.4 | 30.1 | 30.4 | 30.3 | 24.4 | 24.6 | 29 | 31.4 | 24.5 | 25.5 | 23.8 | 30.1 | 26.8 | 25.4 | 28.1 | 27 | 30.6 | 27.3 | 26.2 | 17.3 | 28.8 | 25.2 | 30.1 | 26.8 | 30.9 | 29 | 29.6 | 0
4343 | 29.7 | 28.9 | 26.5 | 28 | 30.4 | 22.9 | 23.2 | 28.7 | 27.3 | 28.9 | 30.1 | 30.2 | 35 | 28.6 | 22.7 | 25.4 | 24.6 | 27.1 | 25.6 | 26.4 | 28.9 | 31.6 | 24.2 | 26.2 | 30.8 | 36.2 | 31.2 | 29 | 25 | 28.8 | 28 | 28.2 | 29.8 | 29.8 | 30 | 30.1 | 24.4 | 24.9 | 29.1 | 31.3 | 24.6 | 25.6 | 23.6 | 29.4 | 26.5 | 24.8 | 28.6 | 26.2 | 30.6 | 27.1 | 26.2 | 17.4 | 28.8 | 24.6 | 30 | 26.8 | 30.4 | 28.8 | 29.4 | 0
4344 | 27.8 | 28.2 | 26.3 | 26.7 | 30.6 | 22.7 | 22.7 | 28.4 | 27.3 | 28.6 | 29.1 | 29 | 32.6 | 28.3 | 22.2 | 25.6 | 24.9 | 27.3 | 25.8 | 26.1 | 28.1 | 31.3 | 24.4 | 26.6 | 30 | 32.3 | 30.2 | 29 | 24.6 | 28.8 | 28 | 27.7 | 29.2 | 29.1 | 29.3 | 29.7 | 24.4 | 25.2 | 29.2 | 31 | 24.5 | 25.8 | 23.6 | 28.8 | 26.6 | 24.7 | 28.9 | 26.4 | 31.3 | 26.7 | 26.2 | 17.6 | 28.7 | 24.4 | 29.4 | 26.7 | 29.7 | 29 | 28.8 | 0
4345 | 27.6 | 27.9 | 26.6 | 27.8 | 31.2 | 22.7 | 22.9 | 28.1 | 27.4 | 28.6 | 30.1 | 27.6 | 27.8 | 28.3 | 22 | 25.8 | 27.5 | 27.6 | 27.6 | 31 | 28.1 | 30.6 | 24.7 | 23.1 | 29.7 | 32.4 | 30.7 | 25.6 | 23.7 | 28.8 | 25.5 | 27.6 | 29.3 | 28.7 | 28.9 | 29.6 | 22.7 | 25.4 | 29.3 | 31.2 | 24.6 | 29.5 | 23.6 | 28.5 | 26.4 | 26.5 | 28 | 25.4 | 27.6 | 26.6 | 25.7 | 18.2 | 29.5 | 24.3 | 29.2 | 25.1 | 29.4 | 29 | 27.1 | 0
4346 | 27.8 | 27.5 | 26.5 | 26.2 | 31.3 | 22.6 | 22.5 | 27.7 | 27.4 | 28.7 | 29.1 | 28 | 27.4 | 28.7 | 21.5 | 26 | 28 | 27.8 | 27.8 | 30 | 28 | 29.8 | 24 | 22.6 | 29.1 | 32.4 | 29.8 | 24.6 | 23.4 | 28.8 | 25.2 | 27.4 | 28.5 | 28.4 | 28.1 | 29.6 | 22 | 25.4 | 29.4 | 31.2 | 24.6 | 29.2 | 23.2 | 28 | 26.3 | 27 | 27.8 | 25.4 | 27.4 | 26 | 25 | 18 | 29.2 | 24.4 | 28.8 | 24.6 | 29.4 | 29 | 27 | 0
4347 | 27.7 | 26.8 | 24.8 | 25.3 | 31.5 | 22.5 | 21.9 | 27.3 | 27.5 | 28.7 | 28.2 | 28 | 27.5 | 28.4 | 21 | 25.8 | 27.9 | 28 | 27.1 | 29.1 | 27.8 | 28.9 | 23 | 22.1 | 28.2 | 32.5 | 28.9 | 23.9 | 23 | 28.7 | 24.8 | 27.3 | 27.7 | 28.4 | 27.3 | 29.6 | 21.6 | 25.6 | 29.6 | 31.2 | 24.6 | 28.6 | 22.8 | 27.8 | 26.1 | 27.5 | 27.4 | 24.4 | 26.5 | 25.4 | 24.3 | 17.9 | 28.7 | 24.6 | 28.1 | 23.9 | 29.4 | 28.9 | 27 | 0
4348 | 27.5 | 26.3 | 24.5 | 24.4 | 32.1 | 22.2 | 21.9 | 27.1 | 27.5 | 28.7 | 27.9 | 27.9 | 26.7 | 27.8 | 20.8 | 25.8 | 27.8 | 28.3 | 26.9 | 28.7 | 27.6 | 28.3 | 22.7 | 22.1 | 27.6 | 32.4 | 28.7 | 23.9 | 23.1 | 28.5 | 24.9 | 26.9 | 26.9 | 28 | 26.7 | 29.4 | 21.8 | 25.8 | 29.7 | 31.1 | 24.9 | 28.3 | 22.8 | 27.3 | 25.7 | 27.3 | 27.1 | 24.9 | 26.2 | 24.8 | 24.3 | 17.9 | 28.7 | 24.7 | 27.4 | 24.3 | 29.6 | 28.8 | 26.9 | 0
4349 | 27.4 | 26.1 | 24.5 | 25.6 | 32.2 | 22 | 21.9 | 26.9 | 27.6 | 28.7 | 28.6 | 26 | 26.4 | 27.2 | 20.4 | 25.6 | 25.8 | 28.5 | 26.8 | 30.6 | 27.5 | 27.3 | 24 | 22.2 | 27 | 32.2 | 29 | 25.8 | 23 | 27.8 | 25.8 | 26.7 | 26.5 | 27.8 | 26.3 | 29.4 | 23.6 | 26 | 29.2 | 30.9 | 24.9 | 29.4 | 22.8 | 26.8 | 25.4 | 25.8 | 26.8 | 24.8 | 26 | 24.2 | 26.8 | 17.6 | 29 | 24.7 | 27 | 25 | 29.5 | 28.6 | 27 | 0
4350 | 27.4 | 26 | 24.4 | 25.7 | 31.7 | 22 | 21.7 | 26.5 | 27.6 | 28.7 | 28.9 | 26.7 | 26.5 | 27 | 20.4 | 25.4 | 26.2 | 28.5 | 27.3 | 30.3 | 27 | 26.3 | 23.5 | 22 | 26.9 | 32.1 | 28.1 | 26.5 | 24.1 | 27.7 | 26.8 | 26.8 | 25.7 | 27.6 | 26.4 | 29.5 | 23.8 | 26 | 28.9 | 30.5 | 24.1 | 29.7 | 23.1 | 26.8 | 25.5 | 25.1 | 26.8 | 25.9 | 27.3 | 23.9 | 27.7 | 17.9 | 29.5 | 24.8 | 27 | 25.2 | 29.1 | 28.6 | 26.3 | 0
4351 | 27.6 | 26.3 | 24.4 | 26.1 | 32.2 | 22.3 | 21.7 | 26.5 | 27.6 | 28.8 | 30.5 | 28 | 26.8 | 27.5 | 20.4 | 25.6 | 26.5 | 28.5 | 28.3 | 29.5 | 27.4 | 25.9 | 23.1 | 22.6 | 27.1 | 32 | 28 | 27.2 | 25.8 | 28.7 | 27.7 | 27.3 | 25.5 | 28.2 | 26.8 | 29.5 | 24.3 | 26.1 | 29 | 30.6 | 23.8 | 29.7 | 24.3 | 26.8 | 25.4 | 24.2 | 28 | 27.2 | 28.3 | 24.1 | 28.9 | 18.5 | 30.2 | 25 | 27 | 25.4 | 29.7 | 28.6 | 25.7 | 0
4352 | 27.6 | 26.8 | 25.9 | 27.6 | 33.3 | 22.5 | 22.2 | 27.8 | 27.7 | 29.5 | 31.4 | 29.2 | 27.4 | 28.5 | 21 | 27.4 | 26.6 | 29 | 29 | 30.4 | 29 | 26.2 | 23 | 23.6 | 28.8 | 32 | 29 | 28.4 | 27.6 | 29.8 | 28.6 | 28.8 | 26.5 | 28.8 | 27.3 | 29.5 | 25 | 26.7 | 31.3 | 32.3 | 23.8 | 30.6 | 25.4 | 27.6 | 25.3 | 23.5 | 29.6 | 28.8 | 29.4 | 25.3 | 30 | 19 | 31 | 25.5 | 28.5 | 25.8 | 30.6 | 28.6 | 25.4 | 0
4353 | 29.2 | 28.4 | 28.1 | 29.1 | 34.5 | 24.3 | 23.4 | 29.6 | 29.4 | 32 | 33.4 | 30.6 | 28.3 | 30.4 | 23.8 | 28.9 | 26.2 | 30.5 | 29.9 | 30.7 | 32.1 | 27.4 | 23.2 | 25.4 | 31 | 33 | 30.8 | 29.1 | 29.1 | 31.7 | 29 | 31.7 | 28 | 30.1 | 27.6 | 30.9 | 26 | 27.3 | 32.6 | 33 | 25.5 | 31.2 | 27.1 | 30 | 28 | 23.1 | 31.5 | 30.3 | 29.5 | 27.4 | 30.3 | 19.5 | 31.7 | 27.5 | 30.2 | 26 | 32.6 | 29.2 | 25.8 | 0
4354 | 29.7 | 29.4 | 29.7 | 31 | 35.5 | 25.7 | 24 | 30.6 | 30.5 | 33.5 | 34.3 | 31.5 | 29.4 | 31.7 | 25.5 | 30 | 25.8 | 31.7 | 30.2 | 32.5 | 34.2 | 28.9 | 23.7 | 26.9 | 32.3 | 34.5 | 31.5 | 30 | 30 | 32.8 | 29.3 | 31.9 | 29 | 30.9 | 29 | 31 | 26.8 | 27.6 | 33.3 | 33.2 | 25.5 | 33 | 28.1 | 29.8 | 28.1 | 23.2 | 32.2 | 31.8 | 29.6 | 28.5 | 29.9 | 19.6 | 32.3 | 28.2 | 32.1 | 26.6 | 33.3 | 29.5 | 26.9 | 0
4355 | 30.2 | 30.5 | 30.6 | 32.4 | 36.2 | 26.8 | 25.8 | 31.4 | 32.4 | 34.4 | 35.8 | 32.4 | 30.6 | 32.5 | 22.3 | 30.8 | 25.4 | 32.2 | 30.4 | 33.4 | 35.7 | 30.4 | 24.4 | 28.4 | 33.2 | 36 | 32.9 | 30.6 | 30.4 | 33.6 | 29.4 | 32.7 | 30.7 | 31.6 | 30.9 | 31.9 | 27.4 | 28.5 | 33.6 | 34.1 | 26 | 34.6 | 29.2 | 31.1 | 27.7 | 23.6 | 31.8 | 32.8 | 29.4 | 30 | 29 | 19.6 | 32.6 | 28.8 | 33 | 27.2 | 33.6 | 29.7 | 28.4 | 0
4356 | 31.7 | 31.8 | 31.8 | 33.9 | 37.5 | 25.9 | 27.1 | 32.3 | 32.8 | 35.7 | 36.2 | 32.8 | 31.8 | 33 | 23.4 | 31.7 | 25.5 | 32.6 | 30.1 | 35.1 | 37.1 | 31.6 | 25.2 | 29.1 | 34.6 | 37.2 | 34.6 | 31.6 | 30.7 | 33.1 | 29.9 | 34.1 | 31.8 | 31.3 | 31.5 | 32.6 | 27.4 | 29 | 35.1 | 35.5 | 25.8 | 36.9 | 29.5 | 32.1 | 29.2 | 24.3 | 29.8 | 33.2 | 29.9 | 30.6 | 28.5 | 19.4 | 32.8 | 29 | 35 | 28.3 | 34.8 | 30.9 | 29.8 | 0
4357 | 33.7 | 32.1 | 32.9 | 34.5 | 38 | 28 | 28.1 | 33.1 | 32.2 | 35.4 | 37.6 | 33.3 | 32.6 | 33.4 | 24.3 | 31.8 | 26 | 33.1 | 30.2 | 35.1 | 38 | 32.7 | 25.9 | 29.6 | 35.3 | 38.6 | 35.9 | 32.3 | 31 | 32.7 | 30.2 | 34.4 | 33 | 31.1 | 32.5 | 32.4 | 27.1 | 29 | 35.6 | 36.2 | 25.7 | 37.9 | 30.1 | 34.6 | 29.2 | 25.1 | 27.4 | 32.6 | 30.4 | 31.7 | 28.6 | 19.2 | 33 | 29.3 | 36.1 | 29.1 | 34.8 | 30.8 | 30.6 | 0
4358 | 34.1 | 32.6 | 32.6 | 35 | 39 | 27.2 | 28.4 | 34 | 32.3 | 35.8 | 38.4 | 33.6 | 33 | 34 | 30.5 | 32.5 | 26.8 | 33.9 | 30.2 | 35 | 38.7 | 33.4 | 26.4 | 29.6 | 36.2 | 39 | 37.4 | 33 | 31.4 | 32 | 30.6 | 33.9 | 33.4 | 30.6 | 33.1 | 32.4 | 26.4 | 29.4 | 36.1 | 36.7 | 26 | 38.2 | 30.4 | 34 | 29 | 26 | 25.2 | 31.2 | 31.4 | 33 | 29.6 | 19.2 | 33 | 29.3 | 37 | 29.8 | 35.9 | 30.9 | 30.6 | 0
4359 | 34.2 | 33 | 33.4 | 34.7 | 39.5 | 27.8 | 28.5 | 33.7 | 32.5 | 35.4 | 40.1 | 34.1 | 32.9 | 33.5 | 30.6 | 33 | 27.5 | 34 | 30.8 | 33.2 | 39.6 | 34.4 | 26.7 | 29.9 | 37 | 29.4 | 38 | 33 | 31.6 | 32.4 | 30.4 | 33.3 | 34.2 | 31 | 33.9 | 32.2 | 25.8 | 29.6 | 36.4 | 36.5 | 26.2 | 36.6 | 31.3 | 33.8 | 29 | 26.8 | 24.3 | 29 | 31.8 | 33.5 | 30.7 | 19.4 | 32.9 | 29.2 | 36.7 | 29.5 | 36.6 | 30.9 | 30 | 0
4360 | 33.2 | 33.4 | 33.9 | 34.7 | 39.5 | 26 | 27.3 | 34.1 | 31.8 | 34.7 | 40.1 | 34 | 32.6 | 29.9 | 30.9 | 33 | 27.9 | 34 | 31.1 | 32.4 | 39.4 | 34.4 | 26.6 | 29.7 | 34 | 29.6 | 38.2 | 32.8 | 31.3 | 32.6 | 30 | 32.9 | 34.6 | 31.3 | 34.5 | 31.8 | 25.2 | 30 | 36.6 | 34.7 | 26.1 | 34.7 | 31.5 | 34 | 28.7 | 27.5 | 24.4 | 26.9 | 32 | 32.6 | 31.4 | 19.6 | 32.5 | 29.1 | 37.2 | 29 | 36.8 | 31.1 | 28.9 | 0
4361 | 33.4 | 33.4 | 33.7 | 34.2 | 39 | 24.5 | 23.7 | 33.6 | 28.6 | 33.7 | 39.6 | 33.6 | 32 | 29.4 | 30.6 | 32.7 | 27.8 | 34 | 31.4 | 31.4 | 38.8 | 34.4 | 26.4 | 29.4 | 34.7 | 27.6 | 38.2 | 32 | 30.2 | 33.2 | 29.2 | 32.6 | 34.8 | 32 | 34.5 | 31.7 | 25 | 31 | 36.5 | 30.2 | 25.9 | 32.4 | 31.4 | 32.5 | 28.9 | 28 | 25.2 | 25 | 31.6 | 32 | 31 | 19.6 | 32 | 28.7 | 36.8 | 27.8 | 36.6 | 31 | 28 | 0
4362 | 30.2 | 33.2 | 33.9 | 34 | 38.5 | 24.1 | 23.3 | 33.2 | 25.5 | 32.8 | 36.8 | 32.4 | 31.5 | 29.4 | 29.6 | 31.9 | 27.4 | 34 | 30.9 | 32.3 | 38.8 | 33.8 | 26 | 28.4 | 35.5 | 27.7 | 37.9 | 31.3 | 28.5 | 32.6 | 28.6 | 31.6 | 34.8 | 31.9 | 34.5 | 31.6 | 24.9 | 31.6 | 35.7 | 33 | 26 | 31.4 | 30 | 31.5 | 28.6 | 28.2 | 25.6 | 24 | 31.3 | 32 | 29.6 | 19.3 | 31.4 | 28.3 | 36.2 | 27 | 36.2 | 29.6 | 27.4 | 0
4363 | 28.2 | 28 | 33.4 | 33 | 37.3 | 22.2 | 23.7 | 32.6 | 25.3 | 31.4 | 34.3 | 31.2 | 31 | 29.3 | 28 | 30.8 | 26.8 | 33 | 30.3 | 32.5 | 37.6 | 33.1 | 25.5 | 27.3 | 33.4 | 28.2 | 37.2 | 30.1 | 26.6 | 31.9 | 28.1 | 30.9 | 33.8 | 31.8 | 33.6 | 31.1 | 25 | 30.2 | 34.5 | 31.5 | 25.8 | 30.5 | 28.6 | 31 | 28 | 27.9 | 25.7 | 23.5 | 30.6 | 29.4 | 27.2 | 18.8 | 30.7 | 27.4 | 34.4 | 26.2 | 35.2 | 29.6 | 27.2 | 0
4364 | 27.4 | 26.4 | 31.1 | 32 | 36.4 | 21.6 | 23.4 | 31.4 | 25.4 | 30.4 | 31.6 | 30 | 30.6 | 29.3 | 26.8 | 29.6 | 26.4 | 32 | 29.4 | 33 | 36 | 32.2 | 25 | 26 | 32.1 | 28.2 | 36.2 | 29.2 | 25 | 30.4 | 28 | 30.4 | 32.5 | 31 | 32.6 | 30.6 | 25 | 30 | 33.3 | 31 | 25.6 | 30.6 | 26.8 | 31 | 27.2 | 27.2 | 25 | 23.6 | 30.2 | 28.1 | 25 | 18.2 | 30.2 | 26.8 | 32.8 | 26 | 34.1 | 29.5 | 27.2 | 0
4365 | 25.7 | 26.4 | 26.2 | 30.2 | 35.2 | 21.4 | 23 | 31.1 | 25.4 | 29.9 | 31.2 | 29.4 | 30.1 | 29 | 25.6 | 28.9 | 26.2 | 31.6 | 29 | 31.5 | 34.8 | 31.5 | 24.6 | 25.3 | 31.8 | 28.2 | 35.4 | 28 | 24.1 | 29.7 | 27.8 | 30 | 31.2 | 30.7 | 32 | 30.3 | 25 | 29.2 | 31 | 31 | 24.2 | 30.1 | 26 | 30.2 | 26.5 | 26.3 | 24.5 | 23.6 | 29.5 | 27.4 | 23.4 | 17.9 | 29.9 | 26.6 | 31.6 | 25.8 | 33.1 | 29.5 | 27.3 | 0
4366 | 24.7 | 26.2 | 25.7 | 28.8 | 34 | 21.4 | 22.9 | 30.3 | 25.4 | 29.7 | 31 | 29 | 29.6 | 29 | 24.6 | 28 | 26.3 | 31.2 | 28.4 | 30.5 | 33.8 | 30.9 | 24.4 | 24.7 | 31.6 | 28.6 | 34.7 | 27.3 | 24 | 28.9 | 27.9 | 29.9 | 31.1 | 30 | 31.7 | 30.2 | 24.8 | 28.4 | 29.6 | 30.7 | 24.9 | 30 | 25.4 | 29.6 | 26.5 | 25.4 | 24.2 | 23.6 | 29.1 | 26.9 | 23.2 | 17.7 | 29.8 | 26.5 | 30.7 | 26.1 | 32.6 | 29.5 | 27.3 | 0
4367 | 25.4 | 26.2 | 25.9 | 27.6 | 33.5 | 21.4 | 22.7 | 30.1 | 25.4 | 29.6 | 32 | 28.8 | 29 | 28.5 | 23.7 | 27.5 | 26.4 | 31 | 28.2 | 29 | 33 | 30 | 24.4 | 24.7 | 30 | 28.6 | 33.9 | 26.6 | 24.4 | 29 | 27.6 | 29.8 | 30.5 | 29.8 | 31.3 | 30.2 | 24.6 | 28 | 29.2 | 30.5 | 25.1 | 29.4 | 25.5 | 29 | 26.5 | 24.8 | 24.8 | 23.4 | 28.4 | 26.1 | 24 | 17.8 | 29.8 | 26.5 | 30 | 26.2 | 31.8 | 29.5 | 27.2 | 0
4368 | 26 | 25.9 | 25.9 | 27.5 | 33.5 | 21.5 | 22.2 | 29.7 | 25.3 | 29.3 | 31.4 | 28.1 | 28.5 | 28.5 | 22.9 | 26.9 | 26.6 | 30 | 27.6 | 29.7 | 32.3 | 28.6 | 24.5 | 24.4 | 29.5 | 28.6 | 32.7 | 26.6 | 24.7 | 28.6 | 27.3 | 29.4 | 29.4 | 29.1 | 30.8 | 30.1 | 24.3 | 27.5 | 28.7 | 30.2 | 25.5 | 29.6 | 25 | 28.5 | 26 | 24.7 | 25.7 | 23.3 | 28 | 25.5 | 25.5 | 17.9 | 29.8 | 26 | 29 | 26.5 | 31.6 | 28.5 | 27.1 | 0
4369 | 26 | 25.5 | 25.5 | 27.4 | 33.5 | 21.6 | 22 | 28.2 | 24.8 | 29 | 31 | 27.4 | 27.9 | 28.5 | 22.2 | 26.9 | 26.4 | 30 | 27.1 | 30.3 | 31.8 | 27.7 | 24.7 | 24.2 | 29.5 | 28.7 | 31.5 | 26.4 | 24.6 | 28.7 | 26.6 | 29.4 | 28.1 | 28.8 | 30 | 29.8 | 24 | 27.6 | 28.7 | 30 | 25.5 | 29.5 | 24.6 | 28 | 26.1 | 25 | 26.8 | 23.2 | 27.1 | 25.1 | 26.6 | 17.9 | 29.7 | 26 | 28.2 | 26.3 | 31.6 | 28.5 | 27.1 | 0
4370 | 26 | 25.1 | 25.4 | 27.6 | 32.8 | 21.5 | 21.8 | 27.1 | 24.8 | 28.8 | 29.2 | 26.4 | 27.4 | 27.5 | 21.9 | 26.4 | 26.2 | 30 | 26.4 | 32 | 31.3 | 27.1 | 24.8 | 23.6 | 29.2 | 28.8 | 30.7 | 26.4 | 24 | 28.2 | 26 | 29.3 | 27.8 | 28.2 | 29.1 | 29.4 | 23.8 | 27.5 | 28.7 | 29.2 | 25.1 | 30 | 23.6 | 27.5 | 26.2 | 25.6 | 27.4 | 23.4 | 26.5 | 24.7 | 27.2 | 17.8 | 29.4 | 26 | 27.5 | 26.2 | 31.7 | 28.5 | 27.2 | 0
4371 | 26 | 25.1 | 25.4 | 27 | 32.5 | 21.5 | 21.6 | 27.6 | 24.8 | 28.7 | 28.6 | 25.9 | 26.9 | 27 | 21.6 | 25.5 | 25.8 | 30 | 26.3 | 32 | 31 | 26.5 | 24.7 | 23.2 | 29.1 | 28.8 | 29.8 | 26 | 23.2 | 28.2 | 25.4 | 29.1 | 27.2 | 28.1 | 28.5 | 29.4 | 23.7 | 27.4 | 28.7 | 28.8 | 25.1 | 29.7 | 23.1 | 27.3 | 26.1 | 26.1 | 27.6 | 23.6 | 25.7 | 24.3 | 27 | 17.6 | 29.1 | 26 | 27 | 25.6 | 31.6 | 28.5 | 27.4 | 0
4372 | 26.1 | 25 | 24.4 | 26.5 | 32.5 | 21.5 | 21.6 | 27.1 | 24.8 | 28.6 | 27.8 | 25.5 | 26.6 | 26.5 | 21.4 | 25.5 | 25.7 | 29.6 | 26.2 | 32 | 30.5 | 26.2 | 24.4 | 22.5 | 28.7 | 28.8 | 29.7 | 25.9 | 22.7 | 27.7 | 25.4 | 28.9 | 26.5 | 27.7 | 27.9 | 29.4 | 23.6 | 27.4 | 28.7 | 28.8 | 25.1 | 29.9 | 22.5 | 27.1 | 26 | 26.2 | 27.1 | 24.1 | 25.7 | 24 | 26.7 | 17.5 | 28.9 | 26 | 26.8 | 25.3 | 31 | 28.5 | 27.4 | 0
4373 | 26.2 | 24.9 | 24.5 | 25.4 | 32.5 | 21.8 | 21.5 | 26.7 | 24.8 | 28.6 | 30.2 | 27.2 | 27.6 | 26.4 | 21.4 | 25.5 | 24 | 26 | 25.2 | 28.2 | 30.4 | 25.5 | 23 | 23 | 28 | 28.7 | 29.4 | 25.4 | 23 | 27.6 | 26.6 | 28.9 | 25.9 | 29 | 27.8 | 29.4 | 23.4 | 26.9 | 28.8 | 28.8 | 24.9 | 28 | 24.6 | 27 | 25.8 | 24 | 25 | 23.4 | 26 | 23.9 | 24.6 | 17.4 | 26.2 | 26 | 26.4 | 24.4 | 30.2 | 28.5 | 28 | 0
4374 | 26.2 | 24.9 | 24.5 | 25.7 | 32 | 21.6 | 21.5 | 26.6 | 24.8 | 28.1 | 30.3 | 27.4 | 27.8 | 26.3 | 21.4 | 25.5 | 23.5 | 25.5 | 26.2 | 27.7 | 30.3 | 25 | 23.5 | 22.8 | 27.6 | 28.6 | 29.2 | 25 | 24.4 | 27.8 | 26.7 | 28.9 | 25.5 | 29.8 | 27.7 | 29.5 | 23.5 | 26.3 | 28.9 | 29 | 24.6 | 28.5 | 24.7 | 26.6 | 25.5 | 24.5 | 25.4 | 24.4 | 26.4 | 23.5 | 24.9 | 18.1 | 27.2 | 25.8 | 26.2 | 24.9 | 29.6 | 28.4 | 28.3 | 0
4375 | 26.7 | 25 | 24.9 | 26.4 | 32 | 21.9 | 21.5 | 26.7 | 24.9 | 28.2 | 30.5 | 28.2 | 28.4 | 26.4 | 21.4 | 25.8 | 24 | 23.5 | 27.2 | 27.8 | 30.3 | 24.9 | 24 | 23.1 | 28.5 | 28.6 | 29.2 | 26 | 25.4 | 28.2 | 27.4 | 29.3 | 25.3 | 30.9 | 28.1 | 29.5 | 23.2 | 26.3 | 29 | 29.7 | 25 | 29.1 | 25.5 | 26.6 | 26 | 25.3 | 26.8 | 25.6 | 27.1 | 23.6 | 25.2 | 18.7 | 28.4 | 25.9 | 26.3 | 25.5 | 30.4 | 28.4 | 28.6 | 0
4376 | 27.7 | 26.4 | 26 | 27.6 | 32.2 | 22.5 | 22.4 | 27.2 | 25.3 | 29.2 | 31.8 | 29.2 | 29 | 26.9 | 21.9 | 28 | 25 | 23.5 | 28.6 | 27.8 | 31.8 | 25.9 | 24.8 | 23.4 | 30.3 | 29 | 29.3 | 27 | 27.4 | 28.8 | 28.2 | 29.7 | 26.3 | 31.5 | 28.7 | 28 | 23.8 | 27 | 30.6 | 31.7 | 25.5 | 30 | 26.5 | 27.1 | 26.4 | 26 | 27.6 | 27.2 | 28.2 | 24.5 | 25.4 | 19.4 | 29.8 | 26.3 | 27.6 | 26.4 | 32 | 28.4 | 29.4 | 0
4377 | 29.3 | 29 | 28.8 | 28.9 | 33.8 | 23.5 | 23 | 29.4 | 27.4 | 32.1 | 33 | 30.5 | 30.2 | 27.5 | 23.8 | 29.4 | 26.7 | 26.7 | 28.8 | 28.9 | 33.5 | 27.8 | 25.5 | 24 | 32.6 | 31 | 29.7 | 28.8 | 28.5 | 29.6 | 29.3 | 31.8 | 28.4 | 32.4 | 30.7 | 29.3 | 24.2 | 29.1 | 32.8 | 33.4 | 26.4 | 30.8 | 27.9 | 29.8 | 27.7 | 26.8 | 29.4 | 28.7 | 29.3 | 26.8 | 25.6 | 19.1 | 29.7 | 28 | 29.7 | 26.8 | 33.4 | 29.1 | 30.1 | 0
4378 | 29.7 | 30.7 | 28.8 | 30.2 | 34.5 | 24.5 | 24.6 | 30.7 | 27.5 | 33.3 | 34.9 | 31.7 | 31.4 | 30 | 25.3 | 29.5 | 28.2 | 25.5 | 28.7 | 29.8 | 35 | 28.8 | 26.6 | 24.2 | 33.9 | 31 | 31.2 | 29.3 | 30.4 | 30.4 | 29.8 | 32.6 | 29.4 | 33 | 31.4 | 26.9 | 25.7 | 30.2 | 33.4 | 34 | 27.1 | 31.8 | 28.9 | 31.2 | 27.8 | 27.5 | 30.4 | 30.5 | 30.5 | 28.5 | 26.2 | 18.7 | 29 | 28.6 | 31.4 | 27.2 | 34.5 | 29.4 | 31.2 | 0
4379 | 30.7 | 32.2 | 30.7 | 31.4 | 35.3 | 25.6 | 26 | 32.9 | 27.5 | 34.1 | 36.6 | 32.6 | 33 | 31.3 | 27.4 | 30.2 | 29.4 | 25.5 | 27.8 | 31.2 | 37 | 30.5 | 27.6 | 24.4 | 34.9 | 31.5 | 32.7 | 29.3 | 31.4 | 31.2 | 30 | 33.5 | 30.8 | 34 | 32.9 | 28.8 | 27 | 31.2 | 34.1 | 34.7 | 28.5 | 32.8 | 29.6 | 32.8 | 27.9 | 28.2 | 32 | 32 | 31.4 | 30 | 27.4 | 17.8 | 27.4 | 29.8 | 33 | 27.2 | 34.7 | 29.6 | 32 | 0
4380 | 31.6 | 33 | 31.8 | 32.7 | 36 | 26.5 | 27.1 | 33.4 | 28.1 | 34.9 | 38.8 | 33.1 | 34.1 | 32 | 28.3 | 30.8 | 29.7 | 25.5 | 27.6 | 31.7 | 38.8 | 32 | 28.7 | 24.2 | 35.9 | 33.5 | 33.9 | 27.7 | 33 | 31.7 | 29.3 | 34.3 | 32.3 | 34.6 | 34.4 | 30.3 | 28.9 | 32.1 | 35.2 | 36 | 28.7 | 34.1 | 29.6 | 32.8 | 28.2 | 28.8 | 32.5 | 33.6 | 32.2 | 31.7 | 29.2 | 17.6 | 26.8 | 30 | 34.3 | 27.5 | 35.7 | 30.5 | 32.9 | 0
4381 | 32.3 | 34.1 | 31.5 | 33.9 | 36.8 | 27 | 28 | 34.1 | 28 | 35.2 | 40.1 | 33.2 | 35.1 | 32.8 | 28.9 | 31.7 | 29.8 | 27 | 27.4 | 32.5 | 39.9 | 33.4 | 29.3 | 24.4 | 37 | 35 | 35.2 | 26.3 | 33 | 32 | 28.5 | 33.3 | 33.2 | 35.5 | 34.8 | 30.4 | 29.6 | 32.6 | 35.7 | 36.9 | 28.7 | 35.1 | 29.6 | 34.8 | 28.4 | 29.3 | 33.6 | 34.5 | 32.5 | 33.1 | 31.3 | 17.6 | 26.8 | 30.4 | 35.6 | 27.6 | 35.9 | 30.5 | 33 | 0
4382 | 33.3 | 34.5 | 23.8 | 35 | 37.5 | 26.9 | 28 | 34.9 | 28 | 35.9 | 41.3 | 33 | 35.4 | 33.1 | 30 | 32.5 | 29.4 | 28 | 28 | 32.6 | 40 | 34.3 | 29.4 | 24.6 | 38 | 36.4 | 36.7 | 25 | 32.4 | 32 | 27.6 | 33.5 | 33.7 | 35.8 | 35.4 | 31.1 | 29.6 | 33.5 | 36.4 | 37.5 | 29 | 36 | 29.5 | 35.5 | 28.5 | 29.6 | 34 | 34.8 | 32.4 | 34 | 33.2 | 18.4 | 28.2 | 30.9 | 36.1 | 28 | 35.4 | 30.2 | 32.8 | 0
4383 | 34.1 | 34.8 | 24 | 35.8 | 38 | 23.8 | 27.6 | 34.1 | 28.6 | 35.6 | 41.1 | 32.7 | 35.7 | 33.5 | 30.8 | 32.6 | 29.3 | 29.3 | 28.2 | 33.3 | 39.5 | 34.9 | 28.6 | 25.3 | 38.6 | 37.4 | 36.9 | 25.4 | 29.6 | 31.8 | 27.4 | 30.8 | 34.8 | 36.1 | 36.3 | 31.9 | 27.9 | 34 | 36.7 | 38.4 | 30.7 | 36.1 | 29.7 | 35.7 | 28.6 | 29.6 | 35.1 | 33.9 | 31.9 | 34.6 | 34.2 | 18.9 | 29.5 | 30.8 | 36.2 | 27.9 | 35.5 | 30.4 | 31.8 | 0
4384 | 34.6 | 34.8 | 24 | 36.1 | 38.4 | 23.7 | 28.2 | 34.5 | 28.6 | 35.2 | 40.8 | 32.1 | 35.4 | 33.3 | 30.8 | 31.5 | 29.1 | 29.9 | 28.6 | 33.1 | 35.3 | 35.2 | 27.4 | 25.6 | 38.8 | 37.4 | 37.3 | 26 | 27.2 | 31.3 | 27.2 | 29.8 | 34.5 | 35.8 | 36.5 | 32 | 26.2 | 34.3 | 36.7 | 38.7 | 29.2 | 35.7 | 29.5 | 36.3 | 28.5 | 29 | 34.9 | 32.5 | 31.2 | 34.2 | 34 | 19.5 | 30.9 | 30.4 | 36.6 | 27.8 | 35.2 | 30.4 | 30.9 | 0
4385 | 35.1 | 35.3 | 24.3 | 35.8 | 38 | 23.2 | 27 | 34.2 | 28.5 | 34.5 | 39.5 | 31.4 | 35.2 | 30.7 | 30.8 | 31.6 | 29 | 29.9 | 28.2 | 33 | 36.7 | 35 | 26 | 25.6 | 37.9 | 32.4 | 37.2 | 27 | 24.4 | 30.8 | 27.4 | 29.3 | 34.9 | 35.4 | 36.5 | 31.6 | 24.2 | 34.6 | 36.3 | 39 | 29.1 | 34.6 | 29.1 | 34.8 | 28.4 | 28.2 | 34.6 | 30.5 | 30.4 | 34.4 | 32.6 | 19.4 | 31 | 30 | 36.6 | 27.2 | 35.5 | 30.2 | 30 | 0
4386 | 33 | 34.8 | 24.7 | 35 | 37 | 22.1 | 25.2 | 33.4 | 28.1 | 32.7 | 38.5 | 30.5 | 34.6 | 29.8 | 30 | 31.5 | 28.4 | 30 | 28 | 31.7 | 35.3 | 34.3 | 25 | 24.7 | 37 | 30 | 37.2 | 26.7 | 23.7 | 30.1 | 27.2 | 28.3 | 35.2 | 34.6 | 36 | 31 | 23.7 | 34.6 | 35.8 | 38.4 | 28.3 | 33.4 | 27.7 | 33.8 | 28.2 | 27.1 | 32.6 | 28.8 | 29.8 | 34.3 | 30.5 | 19.2 | 30.6 | 29 | 36.4 | 26.7 | 35 | 29.5 | 29.7 | 0
4387 | 32.5 | 34.3 | 24.7 | 33.7 | 36.3 | 22.1 | 24.9 | 32.5 | 27.8 | 31.5 | 36.7 | 29.6 | 34.4 | 29.5 | 27.7 | 30.7 | 27.7 | 30 | 27.2 | 30.8 | 35.4 | 33.7 | 24.3 | 23.7 | 36.3 | 31.2 | 36.4 | 26 | 23.2 | 29.5 | 27.1 | 27.2 | 34.4 | 34.2 | 34.3 | 30.8 | 23.4 | 33.1 | 33.4 | 37.5 | 27.9 | 31.9 | 26.1 | 32.3 | 27.9 | 26.1 | 31.1 | 27.2 | 29.3 | 32.4 | 28.3 | 18.5 | 28.9 | 27.8 | 34 | 25.8 | 34 | 29.6 | 29.5 | 0
4388 | 31 | 32.5 | 24.7 | 32.4 | 35 | 21.9 | 24.5 | 31.3 | 27.4 | 30.6 | 35 | 28.8 | 34 | 29.3 | 27.2 | 30.2 | 26.8 | 30 | 26.8 | 29.4 | 35.1 | 32.9 | 24.2 | 22.4 | 35.2 | 31 | 35.7 | 24.4 | 24 | 29 | 26.8 | 26.8 | 33.2 | 33.8 | 33.5 | 30.6 | 24 | 31.8 | 31.2 | 35 | 27.2 | 30.8 | 24.3 | 31.3 | 27.5 | 25.4 | 29.2 | 26.2 | 29 | 30.5 | 26.6 | 18 | 27.6 | 27.4 | 32.2 | 25.4 | 32.5 | 29.5 | 29.6 | 0
4389 | 30.5 | 31.2 | 24.7 | 31.2 | 34.3 | 21.7 | 23.7 | 31.1 | 27.1 | 29.7 | 32.7 | 28.3 | 33.9 | 28.7 | 25.8 | 29.7 | 26.2 | 30 | 26.1 | 29.1 | 34.4 | 32.3 | 24.1 | 21.9 | 32.5 | 30.9 | 34.9 | 23.7 | 23.8 | 28.7 | 27 | 26.8 | 31.9 | 33.9 | 32.8 | 30.3 | 23.9 | 31.2 | 30.4 | 33.9 | 26.7 | 29.8 | 23.3 | 30.8 | 27.1 | 25.1 | 28.9 | 25.2 | 28.6 | 29.6 | 25.7 | 17.4 | 26.4 | 27.3 | 31 | 25 | 31.5 | 29.5 | 29.2 | 0
4390 | 30.2 | 30.4 | 24.7 | 30.3 | 34 | 21.7 | 23.4 | 30.7 | 27.1 | 29.5 | 31.2 | 28 | 33.2 | 28.5 | 24.8 | 29.3 | 25.9 | 30 | 26.4 | 28.7 | 33.7 | 31.5 | 24.1 | 21.8 | 30.8 | 30.6 | 34.2 | 23.2 | 24.2 | 28.5 | 27.1 | 26.8 | 30.8 | 33.5 | 32.4 | 30.3 | 24 | 30.9 | 29.7 | 33.4 | 25.6 | 29.3 | 22.9 | 29.8 | 26.9 | 25 | 28.3 | 24.8 | 28.4 | 28.9 | 25.4 | 17.6 | 26.7 | 26.9 | 30.1 | 25.2 | 31.1 | 29.5 | 29 | 0
4391 | 29.6 | 30 | 24.7 | 29.6 | 33.5 | 21.7 | 23.3 | 30.4 | 27.1 | 29.3 | 30 | 28 | 32.4 | 25 | 24 | 28.9 | 26 | 29.7 | 26.6 | 29 | 32.9 | 30.3 | 23.8 | 22.4 | 31.1 | 28 | 33.2 | 24 | 23.6 | 28.4 | 27.6 | 26.9 | 30.4 | 32.8 | 31.9 | 30 | 23.4 | 29.9 | 29.2 | 33.1 | 25.1 | 29 | 23.4 | 29.1 | 26.8 | 25 | 28.4 | 24.2 | 28 | 28.5 | 25.4 | 17.8 | 27.4 | 26.6 | 29.7 | 25.4 | 31.1 | 29.5 | 28.4 | 0
4392 | 28.5 | 29.5 | 25.5 | 29 | 33.4 | 21.7 | 23 | 30.2 | 27.1 | 28.9 | 30.2 | 28 | 30.8 | 25 | 23.2 | 28.1 | 26.1 | 29 | 27.5 | 28.5 | 32.3 | 30.2 | 23.6 | 22.9 | 29.5 | 25.9 | 32.6 | 24.7 | 24 | 28.2 | 27.6 | 27 | 30.4 | 31.2 | 31.6 | 29.8 | 23.6 | 29.2 | 28.8 | 32.7 | 25.6 | 29.1 | 23.9 | 28.3 | 25.9 | 24.8 | 27.2 | 24 | 27.7 | 28.1 | 25.4 | 18.5 | 29 | 26.4 | 29.6 | 26 | 30.7 | 28.8 | 28.3 | 0
4393 | 28.5 | 29.1 | 25.6 | 28.3 | 33 | 21.5 | 22.6 | 28.6 | 27.1 | 28.7 | 30.5 | 28 | 29.4 | 25 | 22.5 | 28 | 26.3 | 29 | 27.5 | 28.5 | 31.9 | 29.9 | 23.2 | 23.6 | 27.5 | 25.9 | 31.7 | 25.8 | 23.5 | 28 | 27.7 | 27 | 29.8 | 29.7 | 30.4 | 29.7 | 23.5 | 28.9 | 28.8 | 32.5 | 25.8 | 28.9 | 24.6 | 27.6 | 26.1 | 24.5 | 26.2 | 23.6 | 27.2 | 27.8 | 25.2 | 18.6 | 29.5 | 26.4 | 29.2 | 26.1 | 30.6 | 28.8 | 28.1 | 0
4394 | 28.5 | 28.8 | 25.6 | 27.4 | 32.8 | 21.5 | 22.5 | 27.9 | 27.1 | 28.5 | 31.3 | 27.8 | 28 | 25.3 | 22.1 | 27.9 | 26 | 28.7 | 27.4 | 28 | 31.7 | 29.8 | 23 | 23.6 | 27.1 | 25.9 | 30.7 | 26 | 23.8 | 27.8 | 27.2 | 27 | 29.3 | 28.2 | 29.3 | 28.5 | 24 | 28 | 28.8 | 32.1 | 25.9 | 28.8 | 24.8 | 27.5 | 26.5 | 24 | 24.6 | 23.4 | 26.8 | 27.7 | 24.8 | 18.6 | 29.4 | 26.3 | 28.7 | 26 | 30.1 | 28.8 | 28.2 | 0
4395 | 28.5 | 28.8 | 25.6 | 26.5 | 32.5 | 21.3 | 22.4 | 27.2 | 27.1 | 28.4 | 31.1 | 27.6 | 27.5 | 25.3 | 21.9 | 27.7 | 25.6 | 28.5 | 26.2 | 28.3 | 31.4 | 29.2 | 22.7 | 23.6 | 27.4 | 26.1 | 30.2 | 26.3 | 23 | 27.7 | 27 | 27.1 | 28.4 | 27.8 | 28.1 | 28.8 | 23.8 | 28.1 | 28.7 | 32 | 26.1 | 28.3 | 24.9 | 27.2 | 26.6 | 23.7 | 24.3 | 23 | 26.3 | 27.4 | 24.5 | 17.9 | 27.9 | 26.3 | 28.1 | 25.3 | 29.5 | 28.8 | 28 | 0
4396 | 28.5 | 28.3 | 25.6 | 25.7 | 32 | 21.3 | 22.4 | 26.4 | 27.1 | 28.5 | 30.9 | 27.3 | 27.2 | 25.3 | 21.8 | 27 | 24.7 | 28.5 | 25.6 | 28 | 31.1 | 28.6 | 22.8 | 23.2 | 28 | 26.4 | 29.7 | 25.6 | 23.2 | 27.5 | 26.5 | 27.1 | 27.7 | 28 | 27.1 | 28.8 | 23.9 | 27.6 | 28.4 | 31.5 | 26 | 28.1 | 24.6 | 26.9 | 26.6 | 23.7 | 24 | 23.1 | 26.1 | 26.8 | 24.4 | 17.6 | 26.9 | 26.3 | 27.9 | 24.8 | 29.5 | 28.8 | 28.1 | 0
4397 | 28.5 | 28.3 | 25.6 | 25.6 | 31.5 | 21.3 | 22.2 | 26.3 | 27.1 | 28.4 | 28.6 | 27 | 30 | 25.3 | 21.5 | 25.8 | 24.8 | 28.1 | 26.4 | 27.4 | 30.9 | 28.3 | 22 | 23 | 28.1 | 26.4 | 29.2 | 24 | 23.5 | 27 | 25.8 | 27.1 | 27.2 | 29.8 | 26.2 | 28.8 | 23.4 | 27.6 | 28.4 | 31.1 | 26.7 | 29 | 23.4 | 26.9 | 26.4 | 24.4 | 28 | 23.4 | 27.2 | 26.4 | 24.4 | 17.8 | 26.2 | 26.3 | 27.5 | 25.6 | 30 | 28.8 | 27.4 | 0
4398 | 28.5 | 27.8 | 25.6 | 25.7 | 31 | 21.1 | 22.2 | 26 | 27.1 | 28.5 | 28.3 | 27.3 | 30.1 | 25.3 | 21.4 | 24.9 | 25.6 | 28.1 | 26 | 27.7 | 30.9 | 27.2 | 21.5 | 23.4 | 28.1 | 26.6 | 29 | 24.3 | 25 | 27.4 | 26.5 | 27.2 | 26.6 | 29.7 | 25.4 | 28.8 | 23.4 | 27.6 | 28.3 | 30.7 | 26 | 28.7 | 23.6 | 26.7 | 26.6 | 24.9 | 28.4 | 24.4 | 27.8 | 26.2 | 25.1 | 18.8 | 27.4 | 26.3 | 26.9 | 25.6 | 30.3 | 28.8 | 27.4 | 0
4399 | 28.4 | 28.2 | 25.6 | 26.4 | 31.5 | 21.1 | 22.2 | 25.9 | 27.3 | 28.7 | 29.4 | 27.9 | 30.6 | 25.3 | 21.3 | 25.1 | 26.4 | 28.1 | 26.3 | 27.8 | 31 | 26.5 | 21.6 | 23.8 | 28.2 | 26.5 | 28.8 | 24.8 | 26.5 | 28.2 | 27.5 | 27.9 | 26.3 | 30.3 | 25.4 | 28.8 | 23.9 | 28 | 28.6 | 30.3 | 26.6 | 28.5 | 24.3 | 26.4 | 26.9 | 25.7 | 28.8 | 26.1 | 28.7 | 26.2 | 26.1 | 19.5 | 28.5 | 26.5 | 26.9 | 25.9 | 30.4 | 28.7 | 27.7 | 0
4400 | 28.5 | 29.4 | 25.7 | 27.6 | 32.5 | 21.5 | 22.3 | 25.9 | 28.4 | 29.8 | 31 | 28.6 | 31.2 | 25.2 | 21.7 | 26.1 | 27.4 | 28.1 | 26.6 | 28.8 | 32.5 | 26.6 | 22 | 24.4 | 28.9 | 26.9 | 29.2 | 25.4 | 28 | 29.4 | 29 | 29.2 | 26.9 | 31.2 | 25.9 | 29.3 | 24 | 29 | 29.9 | 30.1 | 27 | 28 | 25.3 | 27 | 27.3 | 26.4 | 29.4 | 27.4 | 29.8 | 26.4 | 27.4 | 20 | 29.8 | 27.8 | 27.6 | 26.4 | 31 | 28.7 | 28.4 | 0
4401 | 29.3 | 31.2 | 26.2 | 29.1 | 32.8 | 22.2 | 22.6 | 26.3 | 29.2 | 31.5 | 33.7 | 29.4 | 32.2 | 25.4 | 23.3 | 28.6 | 27.8 | 26 | 27.8 | 29.7 | 35.1 | 27.5 | 22.8 | 24.7 | 31.5 | 29 | 30 | 25.9 | 28.7 | 30.7 | 30.1 | 31.6 | 28.5 | 32.8 | 29.7 | 30.3 | 25 | 30.5 | 33.2 | 30.2 | 28.6 | 28.2 | 26.6 | 29.2 | 28.1 | 27.1 | 30 | 28.8 | 30.8 | 26.8 | 28.3 | 19.8 | 30.6 | 28.2 | 28.6 | 27.1 | 31.5 | 29.1 | 29.8 | 0
4402 | 29.6 | 32.4 | 26.6 | 30.6 | 33.9 | 22.3 | 23.8 | 26.1 | 30.5 | 32.2 | 35.8 | 30.1 | 33 | 25.9 | 25.1 | 29 | 28.2 | 26.2 | 28.7 | 31.7 | 37.5 | 27.8 | 23.4 | 25.2 | 33.5 | 29.8 | 30.8 | 26 | 29.4 | 32.1 | 30.7 | 31.9 | 29.4 | 34.3 | 30.1 | 30.7 | 25.7 | 31.8 | 34.1 | 30.5 | 28.1 | 28.5 | 28 | 30.7 | 27.3 | 27.6 | 31 | 29.4 | 31.7 | 28.5 | 29.2 | 19.3 | 31.2 | 28.6 | 29.9 | 27.7 | 32.8 | 29.4 | 31.4 | 0
4403 | 30.5 | 33.7 | 27.8 | 32 | 34.4 | 23.2 | 24.4 | 26.1 | 32.4 | 32.6 | 37.6 | 30.8 | 34 | 26.5 | 26.4 | 29.6 | 28.2 | 27.5 | 30 | 33.4 | 38.6 | 29 | 23.8 | 25.6 | 34.9 | 31 | 32.4 | 25.8 | 29.6 | 33.2 | 30.4 | 32.1 | 31.1 | 35.8 | 30.2 | 31.2 | 27 | 32.4 | 35.3 | 32.5 | 28.8 | 29.4 | 29.1 | 32.3 | 27.6 | 28.2 | 32 | 30 | 32.2 | 29.8 | 29.6 | 18.6 | 31.5 | 29.4 | 31.4 | 28 | 34.4 | 29.6 | 33 | 0
4404 | 32.1 | 34.6 | 28.1 | 33.2 | 35.2 | 24 | 25.6 | 26.4 | 32.5 | 34.8 | 37.9 | 31.5 | 34.7 | 27 | 27.7 | 30.7 | 28.6 | 29.6 | 30.5 | 35.5 | 39.7 | 30.8 | 23.6 | 26.4 | 35.3 | 32.7 | 33.3 | 25.3 | 30.3 | 34 | 29.6 | 32.5 | 33.2 | 36.6 | 29.8 | 31.8 | 27.7 | 33 | 36 | 33.7 | 29.7 | 30.2 | 29.7 | 34.1 | 28.9 | 28.9 | 33.2 | 30.1 | 32.7 | 30.3 | 30 | 18.4 | 31.9 | 29.7 | 33.3 | 27.8 | 35.8 | 30.5 | 34 | 0
4405 | 33.2 | 35 | 29.4 | 34.2 | 34.8 | 24 | 25.5 | 27 | 32.5 | 34.8 | 38.2 | 32.3 | 35.5 | 27.3 | 27.7 | 31.6 | 28.8 | 31.2 | 31.1 | 36.1 | 41 | 32.9 | 23.3 | 27 | 37.2 | 33 | 34.9 | 24.8 | 30.6 | 34.2 | 28.4 | 33.6 | 33.8 | 37 | 29.9 | 32.2 | 28.7 | 34.1 | 36.6 | 34.5 | 28.4 | 31.3 | 29.7 | 34.7 | 29 | 29.7 | 34.3 | 30.8 | 32.9 | 31.2 | 30.1 | 18.5 | 31.9 | 29.7 | 35 | 27.4 | 36.5 | 30.7 | 34.2 | 0
4406 | 34.6 | 35.7 | 28.8 | 35 | 33 | 24.4 | 26.6 | 28 | 32 | 34.8 | 38 | 33 | 36 | 27.2 | 28.4 | 31.2 | 29.2 | 32.1 | 31.2 | 36 | 41.3 | 33.3 | 23 | 27.6 | 37.5 | 34.3 | 36.1 | 24.4 | 31 | 34.1 | 27.4 | 33.6 | 34.8 | 36.8 | 29.9 | 32.2 | 29 | 34.7 | 36.9 | 35.5 | 29.4 | 32 | 29 | 35.1 | 29 | 30.4 | 35 | 31.4 | 33 | 31.5 | 30.2 | 19 | 31.8 | 29.6 | 34.8 | 26.6 | 36.6 | 30.5 | 33.4 | 0
4407 | 35.1 | 36.2 | 30.6 | 35.6 | 32.5 | 24.3 | 26.8 | 29.1 | 31.6 | 34.8 | 38.6 | 33.5 | 36.6 | 26.9 | 29 | 31.5 | 29.1 | 32.5 | 31.7 | 34.1 | 41.6 | 34.2 | 23.1 | 27.6 | 38 | 35 | 36.6 | 24.4 | 30.5 | 33.6 | 26.5 | 33.4 | 35.3 | 36.6 | 29.8 | 32.3 | 29.7 | 35.3 | 37.6 | 35.8 | 28.8 | 32.7 | 27.8 | 35.2 | 29.1 | 30.9 | 35.2 | 32.4 | 32.8 | 32.2 | 30 | 19.3 | 31.1 | 29.7 | 35.3 | 26 | 37.4 | 30.6 | 32.1 | 0
4408 | 35.6 | 36.2 | 30.6 | 35.7 | 32 | 23.4 | 24.8 | 29.9 | 31.6 | 34.4 | 38.7 | 33.5 | 36.9 | 26.9 | 29.5 | 31.7 | 29 | 32.5 | 31.3 | 32.1 | 41.8 | 34 | 23.4 | 27.3 | 38.5 | 35 | 37.1 | 24.6 | 29.7 | 32.9 | 26.2 | 32.3 | 35.8 | 36.2 | 29.9 | 32.4 | 29.4 | 35.3 | 37.4 | 36.5 | 29.1 | 32.6 | 26.2 | 35.1 | 29.1 | 30.9 | 34.8 | 32.4 | 32.5 | 33.3 | 29.9 | 19.5 | 30.5 | 29.6 | 35.2 | 25.5 | 36.7 | 30.4 | 30.3 | 0
4409 | 34.6 | 36.2 | 28.1 | 35.2 | 29.3 | 23 | 23.4 | 30 | 31.5 | 33.8 | 38.8 | 33 | 37 | 26.9 | 29.9 | 31.8 | 28.4 | 32.5 | 30.8 | 30 | 41.5 | 33.3 | 23.8 | 26.4 | 37.5 | 35.4 | 37.1 | 25 | 28.4 | 32 | 26 | 31.6 | 36.1 | 36 | 30.3 | 32.3 | 29.2 | 35.4 | 35.8 | 37 | 29.1 | 32.2 | 24.6 | 35 | 29 | 30.4 | 34 | 31.6 | 32 | 33.4 | 29.4 | 19.2 | 29.6 | 29.4 | 34.6 | 25.4 | 36.9 | 29.5 | 28.8 | 0
4410 | 34.1 | 35.7 | 27.1 | 34.1 | 26.5 | 21.9 | 21.6 | 30.2 | 31 | 32.8 | 37.4 | 31.9 | 36.6 | 26.9 | 29.4 | 32.2 | 27.8 | 32.5 | 29.2 | 29.3 | 40.9 | 33.2 | 23.9 | 25.5 | 32.5 | 34.2 | 37 | 25.3 | 27.5 | 31.2 | 26.1 | 31.1 | 35.5 | 35.5 | 30.4 | 31.7 | 28 | 35 | 33.6 | 37 | 28.8 | 31 | 23.2 | 34.5 | 29.5 | 29.5 | 33 | 29.3 | 31.5 | 33.2 | 29 | 18.8 | 29.2 | 28.4 | 33.9 | 25.4 | 35.8 | 29.4 | 27.5 | 0
4411 | 28.1 | 30.3 | 27.1 | 32.6 | 27 | 21.8 | 21.4 | 29.6 | 30.6 | 31.8 | 35.6 | 30.7 | 36.1 | 26.6 | 27.7 | 31.6 | 26.9 | 32.2 | 27.9 | 28.9 | 39.6 | 32.4 | 23.9 | 24.5 | 27.7 | 28.5 | 36.8 | 25.3 | 26.6 | 30.4 | 25.9 | 30.5 | 34.4 | 35 | 30 | 31.1 | 27.3 | 33.9 | 32 | 36.2 | 28.4 | 30 | 22.3 | 32.6 | 29.2 | 28.5 | 31.9 | 27.1 | 30.7 | 32.6 | 28.3 | 18.1 | 28.9 | 27.7 | 33.5 | 25.6 | 34.3 | 29.4 | 27 | 0
4412 | 28.1 | 28.4 | 26.3 | 31 | 27.8 | 21.6 | 21.5 | 29.4 | 30.5 | 30.3 | 33 | 29.6 | 35.4 | 26.5 | 26.9 | 30.7 | 26.2 | 31.6 | 26.4 | 29.4 | 38.2 | 32 | 23.6 | 23.8 | 28.8 | 27.6 | 36.1 | 25 | 26.4 | 29.8 | 25.8 | 30 | 33.5 | 34.2 | 29.6 | 30.7 | 26.4 | 32.1 | 31 | 35.8 | 28.1 | 29 | 21.9 | 31.3 | 28.3 | 27.6 | 31 | 25 | 30 | 28.5 | 27.6 | 17.8 | 29 | 27.3 | 31 | 25.6 | 32.6 | 29.1 | 26.8 | 0
4413 | 27.8 | 28.3 | 26.1 | 29.7 | 28 | 21.3 | 21.1 | 28.9 | 30 | 29.4 | 31.4 | 28.9 | 35 | 26.5 | 25.9 | 30 | 25.3 | 30.1 | 26.1 | 29.3 | 37.1 | 30.4 | 23.4 | 23.2 | 29.9 | 27.5 | 35.4 | 24.6 | 26 | 29.3 | 25.5 | 29.5 | 32.7 | 33.5 | 29.3 | 30.4 | 26.4 | 30.8 | 30.8 | 34.2 | 27.8 | 28.9 | 22 | 30.1 | 28.1 | 27 | 30.1 | 24.4 | 29.2 | 28 | 26.6 | 17.6 | 28.9 | 26.9 | 30.3 | 25.6 | 31.7 | 29.1 | 27.1 | 0
4414 | 27.6 | 28.2 | 26 | 28.8 | 27.6 | 21 | 21 | 28.2 | 29.2 | 29.3 | 30.1 | 28.5 | 34.3 | 26.5 | 25 | 29.2 | 24.9 | 29.5 | 25.8 | 29.3 | 36 | 29.6 | 23.2 | 23.1 | 30.2 | 27.5 | 34.8 | 24.2 | 25.9 | 28.9 | 25.5 | 29.1 | 31.8 | 32.6 | 29.2 | 30.1 | 26.1 | 30.6 | 30.4 | 33.7 | 27.1 | 28.7 | 22.4 | 29.2 | 28.1 | 26.6 | 29.4 | 24.3 | 28.7 | 26.4 | 26 | 17.7 | 28.9 | 26.9 | 29.7 | 25.5 | 31 | 29.1 | 27.3 | 0
4415 | 27.2 | 28 | 26 | 28.4 | 27.8 | 20.6 | 21 | 25.2 | 29.8 | 29 | 30 | 28.4 | 33.8 | 26.5 | 24.2 | 28.3 | 24.6 | 29.5 | 26.4 | 28.6 | 35 | 29.2 | 23.4 | 23 | 30.5 | 27.2 | 34.1 | 24 | 25.4 | 28.6 | 25.6 | 28.6 | 30.8 | 32 | 29 | 29.9 | 26 | 29.8 | 29.9 | 33.2 | 27.1 | 29 | 23 | 28.6 | 28.1 | 26.4 | 28.8 | 25 | 28.2 | 25.7 | 25.4 | 17.8 | 28.4 | 26.9 | 29.6 | 25.4 | 31.6 | 29.1 | 27.6 | 0
4416 | 27 | 27.6 | 25.6 | 28.1 | 27.5 | 20.3 | 20.8 | 24.6 | 28.5 | 28.8 | 29.8 | 28.3 | 32.9 | 26.5 | 23.4 | 28.1 | 24.8 | 28.5 | 26.4 | 28.5 | 34.1 | 28.7 | 23.5 | 23.2 | 30.5 | 26 | 33.5 | 23.9 | 25.1 | 28.3 | 26 | 28.1 | 29.7 | 31.3 | 28.3 | 29.7 | 24.9 | 29.2 | 29.9 | 33 | 25 | 28.7 | 23.5 | 28.1 | 27.7 | 26.1 | 28.4 | 24.8 | 28 | 25 | 25.3 | 17.9 | 27.9 | 26.7 | 29.1 | 25.3 | 30.2 | 28.9 | 27.6 | 0
4417 | 26.8 | 27.4 | 25.6 | 27.8 | 27.6 | 20.3 | 20.6 | 24.6 | 28.5 | 28.8 | 30.2 | 28 | 32 | 26.5 | 22.9 | 28.1 | 24.7 | 28.5 | 26.7 | 28.1 | 33.3 | 28.5 | 23.8 | 23.2 | 30.5 | 26.2 | 32.6 | 24 | 24.2 | 28 | 26.3 | 28 | 28.7 | 30.9 | 28 | 29.7 | 24.1 | 28.8 | 29.9 | 32.7 | 25 | 28.7 | 23.8 | 27.6 | 27.7 | 25.6 | 28 | 24.5 | 27.8 | 25 | 25.1 | 17.7 | 27.1 | 26.6 | 28.7 | 25.3 | 29.9 | 28.9 | 27.5 | 0
4418 | 26.2 | 27.3 | 25.5 | 27.2 | 27.8 | 20.3 | 20.6 | 24.6 | 28.5 | 28.8 | 29.8 | 27.6 | 31 | 26.5 | 22.2 | 27.8 | 24.8 | 28.5 | 26.4 | 28.2 | 33 | 28.4 | 23.6 | 23.2 | 30.5 | 26.5 | 31.8 | 24 | 23.6 | 27.6 | 26.4 | 27.8 | 28.9 | 30.4 | 27.8 | 29.1 | 23 | 28.3 | 29.5 | 32.4 | 25.6 | 28.4 | 23.8 | 27.2 | 27.7 | 25 | 27.8 | 23.4 | 27.6 | 24.8 | 25 | 17.4 | 26.4 | 26.6 | 28.2 | 25.4 | 29.5 | 28.8 | 27.4 | 0
4419 | 25.6 | 27.3 | 25.1 | 26.6 | 28 | 20.3 | 20.7 | 24.6 | 28.5 | 28.8 | 29.7 | 27.2 | 30.4 | 26.4 | 22.2 | 26.6 | 24.5 | 28.5 | 26.6 | 27.8 | 32.7 | 25.8 | 23.3 | 23 | 30.5 | 26.5 | 31.1 | 24 | 22.8 | 27.2 | 26.1 | 27.7 | 28.6 | 30.2 | 27.5 | 29.1 | 22.9 | 28.8 | 29.1 | 31.8 | 25.3 | 28.7 | 23.7 | 27.1 | 27.7 | 24.5 | 27.7 | 22.9 | 27.2 | 25 | 24.6 | 17.1 | 25.7 | 26.4 | 27.5 | 25.5 | 29.3 | 28.8 | 27.4 | 0
4420 | 25.6 | 27.2 | 25.1 | 25.9 | 28 | 20.3 | 20.8 | 24.6 | 28.4 | 28.8 | 28.8 | 26.9 | 30 | 26.4 | 21.9 | 25.1 | 24.6 | 28.5 | 26.3 | 27.8 | 32.1 | 25 | 22.6 | 23 | 30.5 | 26.5 | 30.3 | 23.9 | 23 | 27 | 25.9 | 27.6 | 27.8 | 29.9 | 27.3 | 29 | 22.8 | 27.5 | 28.9 | 31.3 | 25.5 | 28.7 | 23.5 | 27.1 | 27.7 | 24.2 | 27.8 | 22.5 | 27.1 | 25.2 | 24.4 | 17.3 | 25.8 | 26.2 | 27.1 | 25.5 | 29.2 | 28.8 | 27.4 | 0
4421 | 25.6 | 26.5 | 25 | 25.8 | 28 | 20.3 | 20.8 | 24.6 | 28.3 | 28.6 | 28.8 | 26.6 | 31.6 | 26.4 | 21.9 | 25 | 24.8 | 28.5 | 26.4 | 27.4 | 31.6 | 24.5 | 23.4 | 23 | 30.3 | 26.5 | 29.6 | 24 | 24 | 28 | 25.6 | 27.6 | 27.3 | 28.4 | 27.3 | 28.9 | 24 | 28.3 | 28.8 | 31 | 26.1 | 27.4 | 22.6 | 27.1 | 27.7 | 25.4 | 25.4 | 25.4 | 25 | 25.1 | 22 | 17.6 | 26 | 26.1 | 26.9 | 25.4 | 29 | 28.8 | 27.4 | 0
4422 | 25.6 | 25.2 | 24.8 | 25.6 | 28 | 20.3 | 20.9 | 24.6 | 28.3 | 28.6 | 29 | 27.2 | 31.1 | 26.4 | 21.7 | 24.9 | 24.6 | 28.5 | 25.8 | 27.9 | 31.3 | 24.5 | 23.2 | 23 | 30.2 | 26.5 | 29 | 24.3 | 24.5 | 28 | 26.2 | 27.5 | 26.5 | 28.8 | 27.3 | 29 | 23.9 | 28.3 | 28.6 | 30.7 | 26.1 | 28.4 | 22.7 | 26.7 | 27.3 | 24.9 | 25.1 | 26.8 | 25.3 | 25.1 | 23.7 | 17.9 | 26.3 | 26 | 26.7 | 26.2 | 29 | 28.7 | 27.4 | 0
4423 | 25.7 | 25.2 | 24.6 | 26.3 | 28.5 | 20.2 | 21.1 | 24.6 | 28.5 | 28.7 | 29.5 | 28.1 | 30.9 | 25.5 | 21.7 | 25.1 | 24.6 | 28.4 | 25.6 | 29.2 | 31.2 | 24.5 | 23.1 | 23.7 | 30.6 | 26.7 | 28.6 | 24.9 | 26.1 | 28.8 | 27.2 | 28.6 | 26.5 | 29.6 | 27.3 | 29 | 25.1 | 27.5 | 29 | 30.7 | 26.6 | 28.8 | 23.3 | 26.6 | 27.3 | 25.5 | 25 | 28.4 | 25.4 | 25.3 | 25.7 | 18 | 26.2 | 26.2 | 26.8 | 27.1 | 29.5 | 28.7 | 27.9 | 0
4424 | 26.6 | 25.6 | 25.1 | 27.4 | 30.3 | 20.9 | 21.4 | 25 | 30.3 | 29.3 | 30.7 | 28.8 | 31 | 24.4 | 22.9 | 25.4 | 24.8 | 28 | 25.6 | 30 | 33.4 | 25 | 23.2 | 24.4 | 31 | 28 | 28.8 | 25.4 | 27.6 | 29.6 | 28 | 29.7 | 27.7 | 30.6 | 27.9 | 29.2 | 26.2 | 28.3 | 31.2 | 30.7 | 26.6 | 29 | 23.8 | 27.5 | 27.4 | 26.2 | 25.6 | 30 | 25.3 | 26.2 | 28.6 | 18.2 | 26.2 | 26.3 | 27.9 | 27.8 | 31 | 28.6 | 28.8 | 0
4425 | 29.4 | 26.7 | 27.3 | 29 | 31.2 | 22.6 | 21.8 | 24.9 | 32.9 | 31.3 | 32 | 29.4 | 31.7 | 24 | 24.9 | 26 | 25.3 | 27.7 | 26.4 | 31.6 | 35 | 26.1 | 23.6 | 25.9 | 32.6 | 30.1 | 30.6 | 26 | 29.8 | 31.2 | 29.1 | 31.6 | 28.9 | 31.6 | 28.9 | 30.6 | 28.2 | 31.3 | 32.4 | 29.7 | 28.2 | 27.9 | 24.9 | 29.4 | 28.6 | 27.9 | 26.6 | 31.2 | 25.1 | 27.5 | 30.6 | 18.3 | 25.9 | 27.8 | 30.1 | 28.7 | 33.6 | 29.2 | 30 | 0
4426 | 29.9 | 27.8 | 26.8 | 30.4 | 31.7 | 23.5 | 22.6 | 26 | 33.8 | 32.7 | 33.4 | 29.6 | 32.8 | 23.9 | 26.2 | 26.9 | 25.8 | 27.6 | 27.3 | 32.3 | 36.7 | 27.8 | 24.4 | 27.2 | 33.8 | 30.1 | 31.5 | 26.3 | 31.1 | 32.1 | 29.8 | 32.6 | 30.2 | 32.6 | 29.3 | 30.6 | 29 | 32.5 | 32.8 | 28.8 | 26.4 | 26.9 | 25.8 | 31.5 | 28.6 | 28.9 | 27.9 | 32.2 | 25.1 | 28 | 32.8 | 18.7 | 26 | 27.9 | 32 | 29.3 | 34 | 29.2 | 31.1 | 0
4427 | 30.9 | 29.3 | 28 | 31.8 | 31.8 | 24.1 | 23.2 | 26.5 | 34.9 | 33.9 | 34.5 | 29.7 | 34.2 | 23.9 | 28.1 | 28.4 | 26.2 | 28.6 | 28.4 | 33.6 | 37.7 | 30.6 | 25.4 | 28.8 | 34.9 | 31 | 32.7 | 26.4 | 32.2 | 33 | 30.6 | 32.4 | 31.2 | 33.6 | 30.4 | 31.3 | 29.4 | 33.8 | 34.6 | 27 | 25.4 | 25.8 | 26.9 | 33.2 | 28.6 | 29.6 | 29 | 32.8 | 25.6 | 29.5 | 34 | 19.2 | 26.6 | 28.4 | 33.6 | 30 | 34.3 | 28.5 | 31.8 | 0
4428 | 29.9 | 29.6 | 28.3 | 32.8 | 27 | 24.3 | 25.2 | 27.4 | 35.8 | 35.1 | 35.4 | 29.7 | 35.4 | 24.6 | 29.6 | 30.2 | 26.1 | 29.7 | 28.9 | 34 | 39.5 | 32 | 26.3 | 29.8 | 36 | 32.5 | 34 | 26.1 | 32 | 32.9 | 31 | 33.3 | 32.7 | 34.5 | 31.2 | 32.1 | 28 | 34.4 | 35.6 | 28.3 | 25.7 | 26.2 | 27.2 | 33.4 | 29.5 | 28.7 | 29.6 | 33.4 | 26.6 | 30.9 | 35.7 | 20 | 28 | 29.3 | 34.9 | 30.4 | 35.3 | 30 | 32 | 0
4429 | 29 | 30.3 | 27 | 34 | 27.8 | 23.1 | 25.7 | 26.9 | 35.9 | 35.7 | 35.7 | 30.1 | 36.3 | 26 | 30.3 | 30.6 | 25.8 | 30.7 | 29.2 | 35.3 | 40.7 | 33.3 | 27.1 | 30.8 | 37.6 | 32 | 35.8 | 25.9 | 32 | 32.9 | 31.5 | 32.9 | 33.6 | 35.4 | 32.3 | 32.2 | 27 | 34.6 | 35.8 | 30 | 25.6 | 26.9 | 27.5 | 34.6 | 29.5 | 27.8 | 29.4 | 33.8 | 27.7 | 32.1 | 36.1 | 20.6 | 29.6 | 29.5 | 36.1 | 30.7 | 35.8 | 30 | 31.8 | 0
4430 | 32.5 | 31.8 | 28.5 | 35 | 29 | 23.5 | 22.8 | 24.9 | 36 | 36 | 35.6 | 30.6 | 36.8 | 26.8 | 31.4 | 31.3 | 25.2 | 31.1 | 29 | 36 | 41.1 | 30.2 | 27.4 | 31.2 | 31.3 | 34.5 | 36.5 | 25.6 | 31.6 | 32.6 | 31.6 | 33.5 | 34.8 | 36.2 | 33.4 | 32.5 | 25.8 | 29.4 | 36.3 | 30.3 | 25.7 | 28.6 | 27 | 36.2 | 29.5 | 26.6 | 28.8 | 34 | 28.8 | 33 | 36.4 | 21 | 31.2 | 29.8 | 36.9 | 30.6 | 35.6 | 28.9 | 31.4 | 0
4431 | 33.4 | 32.7 | 29.3 | 35.9 | 31.6 | 23.2 | 22.5 | 24.6 | 36.3 | 36 | 34.8 | 31.3 | 37 | 27.5 | 31.4 | 31.7 | 24.9 | 31.7 | 28.9 | 37.4 | 41.8 | 25.9 | 27.3 | 31.7 | 29.3 | 35.4 | 37.2 | 25.8 | 32.1 | 33 | 31.9 | 33 | 36.2 | 36.7 | 34 | 32.6 | 26.2 | 28.3 | 36.8 | 30.8 | 24.9 | 29.4 | 26.6 | 35.9 | 29.5 | 26.8 | 27.9 | 33.7 | 29.4 | 33.1 | 35 | 20.9 | 31.9 | 29.8 | 37.7 | 30.4 | 32.5 | 29.7 | 31 | 0
4432 | 32.9 | 33 | 29.6 | 35.8 | 27.6 | 21.7 | 22.5 | 25 | 35.6 | 35.9 | 33.7 | 31.6 | 36.8 | 27.5 | 32.1 | 32.1 | 24.7 | 31.7 | 28.7 | 37.4 | 41.7 | 28 | 27 | 31.5 | 30 | 36.1 | 37.4 | 25.9 | 32.1 | 33 | 31.6 | 32.1 | 36.7 | 36.8 | 33.8 | 32.6 | 26.5 | 32.1 | 36.8 | 31.5 | 26.2 | 30.2 | 25.8 | 35.8 | 29.5 | 27 | 27.2 | 33 | 29.3 | 33.2 | 33.7 | 20.6 | 31.9 | 29.4 | 37.1 | 29.7 | 31.2 | 29.7 | 30.7 | 0
4433 | 32.9 | 33.1 | 30.3 | 34.6 | 26.8 | 21.9 | 21.7 | 25.4 | 34.2 | 34.8 | 32.3 | 31.4 | 36.4 | 27.5 | 32.2 | 31.5 | 24.8 | 31.7 | 28.8 | 37 | 41.6 | 29.6 | 26.4 | 31 | 30.5 | 35.1 | 37.5 | 26.2 | 32 | 33 | 31.4 | 31.8 | 35.9 | 36.6 | 33.8 | 32.2 | 27.4 | 33.7 | 35.6 | 31.5 | 26.7 | 29.8 | 25.2 | 34.9 | 29.3 | 28 | 26.8 | 31.6 | 28.8 | 33.1 | 31.4 | 20 | 31 | 29.2 | 33.3 | 29 | 32 | 29.7 | 30.4 | 0
4434 | 33.4 | 32.5 | 28.5 | 32 | 27 | 22 | 22 | 25.9 | 33.2 | 33.1 | 31.1 | 30.4 | 35.8 | 27.5 | 31.6 | 29.7 | 24.9 | 31.5 | 28.7 | 34.8 | 40.8 | 31.5 | 25.8 | 29.6 | 31.4 | 34.1 | 37.6 | 26.1 | 30.5 | 31.9 | 30.7 | 30.8 | 35.8 | 36 | 33.3 | 31.6 | 26.7 | 33.1 | 32.7 | 32.1 | 26.8 | 29.6 | 24.4 | 33.6 | 29.3 | 28 | 26.7 | 30 | 28.1 | 27 | 30.1 | 19.6 | 30.1 | 28.2 | 31.6 | 28 | 32 | 29.7 | 30 | 0
4435 | 32.3 | 31.7 | 25.3 | 28.9 | 27 | 21.9 | 22.2 | 25.7 | 31.6 | 31.8 | 29.8 | 29.3 | 35.2 | 27.1 | 29.1 | 27 | 25.1 | 31.4 | 28.7 | 32.9 | 39.7 | 31 | 25.2 | 28.1 | 31.2 | 32.1 | 36.9 | 26 | 29 | 30.9 | 30.3 | 29.8 | 34.7 | 35.4 | 32.2 | 31.1 | 26 | 27.2 | 31.1 | 31 | 24.9 | 28.8 | 24.2 | 32.4 | 29.1 | 28.2 | 26.6 | 28.5 | 27.6 | 26.5 | 28.4 | 19.2 | 29.2 | 27.6 | 31.7 | 27.6 | 31.2 | 29.7 | 29.6 | 0
4436 | 31.3 | 30.1 | 25.3 | 26 | 27 | 22 | 22.3 | 25.7 | 30.9 | 30.5 | 29 | 28.2 | 34.6 | 27 | 26.6 | 27.4 | 25 | 30.7 | 28.4 | 30.8 | 38.8 | 28.9 | 24.6 | 26.4 | 30.5 | 32.1 | 36.1 | 25.6 | 27 | 29.4 | 29.8 | 29.6 | 33.4 | 34.8 | 31.2 | 30.5 | 24.4 | 28 | 30.2 | 30.3 | 25.3 | 28.6 | 24 | 30.8 | 28.8 | 27.4 | 26.4 | 27.4 | 27.4 | 26.4 | 27.6 | 19 | 28.8 | 27.2 | 31.3 | 27.2 | 29.5 | 29.6 | 29 | 0
4437 | 30.4 | 28.8 | 24.5 | 24.4 | 27 | 21.8 | 21.7 | 25.7 | 30.4 | 29.8 | 28.4 | 27.7 | 34.2 | 27 | 26.2 | 27.2 | 24.9 | 30.6 | 28.2 | 30.5 | 37.5 | 28.6 | 24.1 | 25.3 | 29.8 | 31.6 | 35.4 | 25.4 | 26.1 | 28.8 | 29.8 | 29.4 | 32.5 | 34.3 | 30.6 | 30.3 | 23.9 | 29 | 30.1 | 29.8 | 24.7 | 28 | 24.5 | 29.5 | 27.1 | 27.3 | 25.9 | 26.7 | 27.4 | 26 | 26.1 | 18.7 | 28.5 | 26.9 | 30.7 | 27.3 | 29 | 29.6 | 28.5 | 0
4438 | 29.9 | 28.6 | 24.5 | 24 | 27 | 21.8 | 21.6 | 25.4 | 30.3 | 29.3 | 28.4 | 27.6 | 33.7 | 27 | 25.3 | 27.1 | 24.7 | 30.2 | 27.7 | 30.1 | 36.4 | 28.4 | 23.7 | 24.4 | 29.4 | 30.6 | 34.9 | 25 | 25.3 | 28.3 | 29.5 | 28.9 | 31.4 | 33.8 | 30 | 30.1 | 23.4 | 28.9 | 30 | 29.3 | 25.6 | 28.2 | 24.6 | 28.9 | 27.1 | 26.7 | 25.4 | 26.5 | 27.3 | 25.7 | 25.5 | 18.5 | 28.6 | 26.7 | 29.9 | 27.2 | 28.8 | 29.5 | 28.2 | 0
4439 | 29.9 | 27.8 | 24.5 | 25 | 27.3 | 21.4 | 21.3 | 24.9 | 29.7 | 29.1 | 28.6 | 27.8 | 33.4 | 27 | 24.5 | 25.2 | 24.6 | 30 | 27.4 | 30.6 | 35.3 | 28.1 | 23.4 | 24 | 29 | 29.8 | 34 | 24.8 | 25.4 | 28.6 | 29.2 | 28.6 | 31.3 | 33.2 | 29.7 | 30.1 | 24 | 28 | 29.9 | 29 | 25.6 | 28 | 24.8 | 28.3 | 27.1 | 26.8 | 25 | 26.4 | 27 | 24.8 | 24.6 | 18.2 | 28.4 | 26.5 | 29.6 | 27 | 28.8 | 29.5 | 28.2 | 0
4440 | 29.6 | 27.5 | 24.3 | 26.1 | 27.3 | 21.2 | 21.2 | 24 | 29.2 | 28.3 | 29.3 | 27.8 | 33 | 26.5 | 23.6 | 25.1 | 24.5 | 29.1 | 27 | 29.7 | 34 | 28.1 | 23.3 | 23.4 | 28.6 | 28.6 | 33.4 | 24.3 | 24.9 | 28.4 | 28.1 | 27.9 | 30 | 32.3 | 29.2 | 29.6 | 23.9 | 27.8 | 29.9 | 28.6 | 25.2 | 28.4 | 24.2 | 27.9 | 26.6 | 26.3 | 25 | 26.2 | 26.4 | 24.1 | 24.7 | 18 | 28.2 | 25.7 | 29.3 | 26.1 | 28.6 | 28.7 | 28.3 | 0
4441 | 29.7 | 23 | 24.3 | 27.2 | 27.5 | 19.8 | 21 | 23.8 | 29 | 28.3 | 29.7 | 27.6 | 32.7 | 26.5 | 23.6 | 23.6 | 24.7 | 29.1 | 26.9 | 29 | 33.6 | 27.4 | 23.3 | 23.2 | 28.5 | 28.6 | 32.9 | 24 | 24.8 | 28.6 | 27.1 | 27.6 | 30.4 | 31.2 | 28.9 | 29.6 | 24.4 | 27.6 | 30 | 28.3 | 25.7 | 28.1 | 23.6 | 27.4 | 26.6 | 26.3 | 25.4 | 25.8 | 25.7 | 24.1 | 24 | 17.7 | 27.6 | 25.7 | 29 | 25.3 | 28.3 | 28.7 | 28.5 | 0
4442 | 29.5 | 21.3 | 24.3 | 27.4 | 27.5 | 19.8 | 20.7 | 23.8 | 29 | 28.2 | 30 | 27 | 32.4 | 26.5 | 23.4 | 22.6 | 24.8 | 29.1 | 26.8 | 27.4 | 33.3 | 27.2 | 23.4 | 22.8 | 27.9 | 28.6 | 32.4 | 23.6 | 24 | 28.2 | 25.8 | 27.6 | 30 | 30 | 28.8 | 29.6 | 24 | 27.4 | 29.6 | 28.1 | 24.8 | 28 | 22.7 | 27.1 | 26.6 | 25.8 | 25.8 | 25.2 | 25 | 24.2 | 23.8 | 17.6 | 27 | 25.6 | 28.4 | 24.4 | 27.9 | 28.7 | 28.4 | 0
4443 | 28.9 | 21.2 | 24.3 | 27.1 | 27.5 | 20.6 | 20.6 | 23.8 | 28.7 | 28.1 | 29.7 | 26.6 | 32.3 | 26.3 | 23.3 | 22.2 | 25 | 29.1 | 26.9 | 27 | 32.8 | 26.3 | 23.5 | 22.9 | 27.5 | 28.5 | 31.4 | 23.6 | 23.9 | 28.2 | 25.3 | 27.6 | 29.5 | 29 | 28.8 | 29.4 | 24.2 | 27.4 | 29.2 | 27.8 | 25.4 | 27.3 | 22.5 | 27.2 | 26.7 | 25.9 | 26 | 24.7 | 24.6 | 24.3 | 22.5 | 17.5 | 26.3 | 25.7 | 28 | 24.3 | 27.8 | 28.7 | 28.2 | 0
4444 | 28 | 21.2 | 24.3 | 26.3 | 27.5 | 20.8 | 20.4 | 23.8 | 28.6 | 28 | 29.3 | 26.3 | 31.9 | 26.4 | 23.3 | 22 | 24.9 | 29.1 | 26.7 | 26.5 | 32.3 | 25.9 | 23.5 | 22.7 | 27 | 28.1 | 31 | 23.6 | 23.4 | 27.8 | 25 | 27.6 | 29 | 28.4 | 28.5 | 29.2 | 23.7 | 27.4 | 29.2 | 27.8 | 25.6 | 27.3 | 22.3 | 26.9 | 26.7 | 25.4 | 25.8 | 24.7 | 24.7 | 24.3 | 22.2 | 17.5 | 26.1 | 25.6 | 28 | 24.5 | 27.4 | 28.7 | 27.7 | 0
4445 | 27.5 | 21.2 | 24 | 25.4 | 27.5 | 21.2 | 20.3 | 23.8 | 28.6 | 28.1 | 27.4 | 27 | 29.4 | 26.2 | 23.3 | 22 | 24.2 | 29.1 | 26.6 | 28.2 | 32.2 | 25.6 | 22.6 | 24.1 | 26.5 | 28.1 | 30 | 24.8 | 24.8 | 27 | 25.6 | 27.6 | 28.4 | 28.8 | 28.1 | 29.1 | 24 | 27.5 | 29.2 | 27.8 | 25.8 | 28 | 23.6 | 26.9 | 26.6 | 25.2 | 23.6 | 25 | 26.6 | 24.4 | 24 | 16.6 | 26.4 | 25.5 | 27.7 | 26.6 | 27.3 | 28.7 | 29.7 | 0
4446 | 27.1 | 21.2 | 23.9 | 25.5 | 27.5 | 21.3 | 20.3 | 23.9 | 28.5 | 28.2 | 27.4 | 26.9 | 29.3 | 26 | 23.2 | 22.2 | 24.3 | 29.1 | 26.9 | 28.8 | 32 | 25.6 | 22.7 | 24.1 | 26.6 | 27.3 | 29.7 | 25.1 | 25.6 | 27.5 | 25.7 | 27.6 | 27.7 | 29.5 | 27.8 | 28.8 | 24 | 27.5 | 28.9 | 27.8 | 25.9 | 28.5 | 23.9 | 26.9 | 26.4 | 25.4 | 23.6 | 26.3 | 26.5 | 24.4 | 25 | 17.6 | 27.4 | 25.2 | 27.6 | 27.4 | 27.3 | 27.9 | 30.4 | 0
4447 | 26.9 | 21.2 | 23.9 | 25.7 | 27.8 | 21.5 | 20.5 | 23.9 | 28.7 | 28.3 | 27.7 | 28 | 29.7 | 26 | 23.1 | 22.4 | 24.3 | 29.1 | 27.5 | 29.6 | 31.9 | 25.3 | 23 | 24.9 | 27.4 | 27.3 | 29.4 | 25.8 | 26.5 | 28.1 | 26.4 | 27.1 | 27.5 | 29.7 | 28.2 | 28.5 | 24.4 | 28.8 | 28.9 | 27.8 | 26 | 29.1 | 24.1 | 26.9 | 26.4 | 26 | 23.9 | 28 | 26.6 | 24.5 | 26.5 | 19.6 | 28.4 | 25.2 | 27.9 | 28.4 | 28.3 | 27.9 | 30.9 | 0
4448 | 27.5 | 21.6 | 25 | 26 | 28 | 21.9 | 21.4 | 24 | 29.2 | 29.4 | 28 | 29.2 | 30.2 | 27 | 23.1 | 22.7 | 24.8 | 29.1 | 28.2 | 31 | 32.8 | 25.6 | 23.6 | 25.4 | 28.4 | 27.7 | 29.6 | 26.4 | 27.6 | 29.2 | 27.2 | 26.7 | 27.8 | 31 | 29.5 | 28.5 | 24.4 | 29.8 | 29.6 | 27.8 | 25.3 | 29.8 | 24.4 | 27.5 | 26.4 | 26.8 | 24 | 30 | 27 | 24.7 | 28.4 | 21.2 | 29.6 | 25.4 | 28.8 | 29.4 | 30.2 | 27.9 | 31 | 0
4449 | 29.2 | 26.8 | 27 | 26.7 | 28.3 | 22.7 | 22.4 | 24.4 | 31.1 | 30.8 | 28.5 | 31.3 | 31.1 | 28.6 | 23.8 | 23.9 | 25.2 | 30.1 | 28.9 | 32.3 | 35.4 | 27 | 24.5 | 27 | 30.1 | 29 | 30.5 | 27.2 | 28.3 | 30.2 | 28.4 | 27.2 | 29 | 31.7 | 32.2 | 29.3 | 24.9 | 29.1 | 31.8 | 29 | 26.7 | 30.4 | 24.6 | 29.2 | 28.7 | 28 | 24.4 | 31.7 | 27.9 | 26.3 | 30.3 | 22.5 | 30.1 | 26.2 | 30.7 | 30.2 | 31.1 | 29.8 | 31.2 | 0
4450 | 29.2 | 27.7 | 27 | 27.4 | 28.6 | 24 | 24.1 | 24.4 | 31.3 | 32.2 | 29.2 | 32.3 | 32.1 | 30 | 24.8 | 24.2 | 26 | 31.1 | 29.4 | 33.8 | 36.5 | 27.6 | 25.6 | 28 | 30.9 | 30.1 | 31.4 | 27.7 | 28.8 | 31.2 | 29.4 | 28.8 | 29.7 | 33.7 | 33.4 | 30.2 | 25.2 | 31 | 32.8 | 29.8 | 27.7 | 30.9 | 25.1 | 30 | 29 | 29 | 24.7 | 33 | 28.9 | 27 | 32.1 | 22.5 | 30.5 | 28.3 | 31.9 | 30.9 | 32.5 | 29.7 | 31.5 | 0
4451 | 30.4 | 29.2 | 28.4 | 28.4 | 29.6 | 25.1 | 25 | 24.1 | 32.3 | 33.6 | 30.2 | 32.8 | 33.4 | 30.1 | 25.7 | 24 | 26.6 | 33 | 29.6 | 35 | 38 | 29 | 26.6 | 29.4 | 32.4 | 31.3 | 32.9 | 28.2 | 28.8 | 32 | 30.6 | 31.8 | 30.3 | 35 | 34.4 | 31.6 | 26.2 | 32.4 | 34 | 31.7 | 27.9 | 31.2 | 25.6 | 31.5 | 29.2 | 30 | 25.2 | 33.8 | 30 | 28 | 33.6 | 22 | 30.6 | 28.6 | 34 | 31.4 | 34.5 | 29.6 | 32 | 0
4452 | 30.5 | 31.5 | 28.4 | 29.1 | 30.5 | 24.1 | 26.2 | 24.1 | 33.4 | 35 | 31.4 | 31.4 | 34.5 | 31.9 | 26.7 | 24.5 | 27.4 | 34 | 29.6 | 36.2 | 39.6 | 29.9 | 27.5 | 29.7 | 33.3 | 33 | 33.9 | 28.4 | 28.8 | 32.8 | 31.4 | 33.4 | 30.5 | 36.9 | 35.4 | 32.8 | 27.1 | 33.1 | 34.9 | 33.2 | 28.7 | 31.3 | 26.4 | 32.3 | 30.5 | 30.5 | 25.6 | 34.4 | 30.7 | 29 | 34.8 | 20.8 | 31.1 | 28.1 | 35.1 | 31.9 | 35.4 | 29.2 | 32.5 | 0
4453 | 32.3 | 31.7 | 29.5 | 29.5 | 31.3 | 26.1 | 27.2 | 24.4 | 33.9 | 36 | 32.8 | 30.2 | 35.6 | 31.6 | 27.8 | 24.8 | 27.6 | 34.7 | 29.5 | 37 | 40.7 | 30 | 28 | 30.4 | 34.3 | 34.4 | 35.4 | 28.7 | 28.5 | 33.2 | 32.4 | 33.6 | 31.9 | 37.1 | 36 | 32.8 | 28.4 | 34.1 | 35.3 | 34.5 | 29.2 | 31.2 | 26.8 | 33.7 | 30.2 | 30.8 | 26.2 | 34.6 | 31.1 | 29.5 | 35.8 | 20.3 | 31.5 | 28.9 | 36.1 | 32.2 | 36 | 29.3 | 33 | 0
4454 | 32.8 | 33 | 29.9 | 29.4 | 30.5 | 26 | 27.9 | 24.9 | 34.8 | 36.3 | 34 | 28.6 | 36.4 | 31.3 | 28.9 | 24.9 | 27.6 | 35.5 | 29.4 | 37.4 | 41.7 | 29.3 | 28.2 | 30.4 | 35.2 | 35.1 | 36.4 | 29 | 28.4 | 33.6 | 32.8 | 33.5 | 32.5 | 36.6 | 36.7 | 32.9 | 29.4 | 34.5 | 35.3 | 35.4 | 26 | 31 | 27 | 35.9 | 30 | 30.6 | 26.8 | 34.6 | 31 | 30 | 36.6 | 20.4 | 32.1 | 29 | 37.1 | 32.4 | 37 | 29.3 | 33.2 | 0
4455 | 33.7 | 33.4 | 28.6 | 29 | 29.2 | 23.7 | 28.9 | 25.1 | 32.9 | 36.4 | 35 | 28.7 | 37 | 31 | 29 | 25.9 | 27 | 35.5 | 29.4 | 37.1 | 42.2 | 29.6 | 28 | 31.2 | 31.9 | 35.6 | 37.4 | 29.5 | 28.1 | 33.6 | 33.1 | 33.5 | 33.2 | 34.2 | 37.5 | 32.9 | 30.2 | 35.3 | 35.7 | 35.6 | 26.2 | 30.7 | 26.5 | 35 | 29.7 | 30.4 | 27.6 | 34.2 | 30.9 | 30.1 | 37 | 21.6 | 32.2 | 28.6 | 37.5 | 32.1 | 36.9 | 29.8 | 33.2 | 0
4456 | 34.2 | 33.7 | 28.4 | 28.1 | 29.5 | 24.5 | 28.4 | 25.1 | 30.8 | 35.9 | 35.3 | 28.9 | 37.2 | 31.3 | 28.6 | 25.9 | 26.5 | 35.5 | 29.4 | 36.5 | 42.4 | 23.9 | 27.5 | 31.3 | 32.9 | 36 | 37.9 | 29.6 | 27.7 | 33.4 | 32.7 | 32.7 | 33.1 | 32.5 | 37.5 | 32.4 | 29.9 | 33.1 | 35.7 | 35.7 | 27.2 | 30.5 | 25.9 | 35.6 | 29.5 | 29.9 | 28.1 | 33.6 | 30.6 | 30 | 36.9 | 22.5 | 32.1 | 28.4 | 37.5 | 31.6 | 35.4 | 30.2 | 32.8 | 0
4457 | 34.2 | 33.6 | 27.9 | 27.2 | 29.5 | 24.3 | 27.2 | 25.1 | 30.7 | 34.9 | 35 | 30 | 37.2 | 31 | 27.9 | 26.8 | 26 | 35.5 | 29.4 | 35.4 | 41.9 | 23.9 | 26.8 | 31.5 | 33.4 | 35.8 | 37.9 | 29.4 | 27.2 | 33 | 32 | 32.2 | 33 | 31 | 34 | 32.1 | 29 | 28.8 | 35.6 | 35.7 | 27.7 | 30.4 | 25 | 34.6 | 29.1 | 29.4 | 28.4 | 32.6 | 30.6 | 29.8 | 36.2 | 23 | 31.4 | 28.3 | 37.5 | 30.8 | 34.9 | 30.2 | 32.2 | 0
4458 | 33.3 | 33.3 | 27.4 | 26.2 | 29.4 | 24.4 | 25.2 | 25.1 | 30.1 | 33.4 | 34.1 | 30 | 36.8 | 30.5 | 27.7 | 26.9 | 26 | 35.5 | 29.2 | 34.3 | 41.5 | 22.9 | 26.1 | 30.3 | 33.4 | 35.4 | 37.9 | 28.5 | 26.7 | 32.6 | 30.7 | 31.7 | 32.9 | 31.9 | 32.2 | 31.5 | 27.1 | 29.1 | 35.2 | 35.6 | 27.7 | 30.4 | 24.5 | 33.9 | 28.8 | 28.7 | 28.2 | 31.5 | 30.6 | 29.2 | 34.8 | 22.1 | 30.8 | 28.4 | 36.5 | 30 | 34 | 30.4 | 31.4 | 0
4459 | 32.7 | 32.5 | 26 | 25.6 | 29.3 | 23.4 | 24.2 | 23.9 | 29.9 | 31.8 | 33.1 | 30.1 | 36.5 | 29.5 | 26.9 | 26.7 | 25.8 | 34.5 | 28.9 | 33 | 40.7 | 22.9 | 25.4 | 29.2 | 30.3 | 34.6 | 37 | 27.5 | 26.2 | 31.9 | 29.8 | 30.7 | 32.1 | 33 | 31.6 | 30.8 | 25.4 | 30.6 | 34.3 | 34.8 | 27.7 | 30.2 | 24.3 | 32.6 | 28.4 | 28.1 | 27.9 | 30.2 | 30.6 | 28.7 | 33 | 20.7 | 30 | 27.3 | 34.9 | 29.4 | 33.1 | 29.9 | 30.7 | 0
4460 | 31.7 | 31.7 | 26 | 25.2 | 29 | 22.9 | 24.2 | 23.8 | 29.8 | 30.3 | 32 | 29.2 | 36 | 28.6 | 26.1 | 25.9 | 25.8 | 30.5 | 28.4 | 32 | 39 | 22.9 | 24.8 | 27.4 | 29.7 | 33.8 | 36 | 26.4 | 25.8 | 31.2 | 29 | 30.2 | 31.8 | 34.8 | 30.7 | 30.4 | 24 | 30.1 | 33.3 | 34.3 | 27.5 | 30 | 24.4 | 31.1 | 27.8 | 27.6 | 27.4 | 29.2 | 30.4 | 28 | 31 | 19 | 29.6 | 26.6 | 32.5 | 29 | 32.1 | 29.2 | 30 | 0
4461 | 31.2 | 30.4 | 26.1 | 25.2 | 29 | 22.5 | 24 | 23.6 | 29.6 | 29.4 | 31.2 | 29 | 35.7 | 28.4 | 25.3 | 25.9 | 25.2 | 27 | 28 | 31 | 37.9 | 22.9 | 24.2 | 26.6 | 28.9 | 33 | 35.8 | 25.8 | 25.5 | 30.3 | 29 | 30 | 31.4 | 34.8 | 29.6 | 29.9 | 23.8 | 29 | 32.7 | 33.8 | 27.3 | 29.5 | 24.5 | 30.2 | 26.8 | 27.4 | 27.1 | 28.3 | 30.1 | 27.5 | 29.1 | 18.2 | 29.2 | 26.1 | 30.8 | 28.8 | 31.5 | 29 | 29.5 | 0
4462 | 30.7 | 29.7 | 25.9 | 25.3 | 28.8 | 22.4 | 23.6 | 23.5 | 29.4 | 29.4 | 30.6 | 28.4 | 35.2 | 28.3 | 24.7 | 26 | 24.7 | 27 | 27.6 | 30.5 | 37.1 | 23.4 | 23.8 | 25.4 | 28.7 | 32.4 | 34.9 | 25.4 | 25.4 | 29.7 | 29.1 | 29.7 | 30 | 34.5 | 29.1 | 29.8 | 24 | 28.3 | 31.4 | 33.3 | 27.2 | 29 | 24.5 | 29.2 | 27 | 27.1 | 26.6 | 27.9 | 29.4 | 27.2 | 27.6 | 17.9 | 29.2 | 25.9 | 30.1 | 28.7 | 31 | 29 | 28.9 | 0
4463 | 30.2 | 28.7 | 25.4 | 25.4 | 28.5 | 22.2 | 23.1 | 23.4 | 29.4 | 29.3 | 30.2 | 28.6 | 34.6 | 28.2 | 23.9 | 25.9 | 24 | 27 | 27.4 | 30 | 35.6 | 23.4 | 23.4 | 25 | 28.3 | 31.5 | 34.3 | 25.4 | 25.4 | 29 | 29.4 | 29.5 | 28.2 | 32.6 | 28.8 | 29.7 | 24.6 | 27.7 | 30.3 | 31.8 | 25.2 | 28.4 | 24.3 | 28.6 | 27 | 27 | 26.2 | 27.4 | 28.6 | 26.6 | 26.4 | 18.4 | 29 | 25.8 | 29.8 | 28.4 | 30.5 | 28.6 | 28.4 | 0
4464 | 29.7 | 27.7 | 24.7 | 25.3 | 28.5 | 22.2 | 22.2 | 23.4 | 28.8 | 28.8 | 29.7 | 28.1 | 33.6 | 27.7 | 23.4 | 25.4 | 24 | 27.1 | 27.2 | 29.8 | 34.5 | 23.3 | 23.2 | 23.9 | 27.8 | 30.5 | 33.7 | 25.2 | 25.5 | 28.6 | 29 | 29 | 26.5 | 31.6 | 28.5 | 28.5 | 24.6 | 27.6 | 29.8 | 31.3 | 25.3 | 28 | 24.1 | 27.3 | 26.6 | 26.6 | 25.4 | 27 | 27.8 | 26.2 | 25.5 | 18.5 | 28.9 | 25.4 | 29.3 | 28 | 30 | 28.4 | 27.7 | 0
4465 | 29.7 | 27 | 24.4 | 25.2 | 28.6 | 21.8 | 21.7 | 23.4 | 28.8 | 28.5 | 29.1 | 28.1 | 32.4 | 27.7 | 22.9 | 25.7 | 24 | 27.1 | 27 | 29.5 | 33.4 | 23 | 23.1 | 23.5 | 27.7 | 30 | 33.4 | 25.2 | 25.4 | 28.1 | 28.3 | 28.8 | 26.4 | 30.2 | 28.3 | 29.5 | 24.6 | 27.1 | 30 | 31.3 | 25.2 | 27.7 | 23.7 | 27.7 | 26.8 | 26.3 | 24.8 | 26.3 | 27.2 | 26 | 24.8 | 18.3 | 28.3 | 25.4 | 28.9 | 27.4 | 29.8 | 28.4 | 27.4 | 0
4466 | 29.7 | 26.4 | 24.2 | 25 | 28.7 | 21.6 | 21.3 | 23.4 | 28.6 | 28.4 | 28.4 | 27.4 | 31.2 | 27.4 | 22.6 | 25.7 | 24.4 | 27.2 | 26.8 | 29.2 | 32.6 | 23 | 23 | 22.8 | 27.8 | 29.3 | 33.4 | 24.8 | 25.2 | 27.8 | 27.2 | 28.8 | 26 | 30 | 28.1 | 27.5 | 24 | 26.6 | 28.7 | 31.2 | 25.9 | 27.6 | 23.5 | 27.5 | 26.7 | 25.8 | 24 | 25.6 | 26.8 | 25.5 | 24.2 | 17.4 | 27.6 | 25.2 | 28.5 | 26.8 | 29.5 | 28.4 | 27.3 | 0
4467 | 29.2 | 26 | 23.9 | 25.1 | 28.5 | 21.5 | 20.9 | 23.4 | 28.5 | 28.4 | 27.9 | 27.4 | 30.3 | 26.9 | 22.3 | 25.3 | 24.4 | 27.2 | 26.6 | 28.6 | 32.4 | 23 | 22.9 | 23.2 | 27.4 | 28.6 | 32.9 | 24.7 | 24.8 | 27.3 | 26.4 | 28.8 | 25.9 | 29.2 | 27.8 | 28.3 | 23.9 | 26.2 | 27.4 | 31 | 26.2 | 27.6 | 23.3 | 26.7 | 26.1 | 25.5 | 23.7 | 24.8 | 26.7 | 25.1 | 23.7 | 16.7 | 26.7 | 24.9 | 28.1 | 26.3 | 29.4 | 28.4 | 27.9 | 0
4468 | 28.7 | 26 | 23.8 | 25.2 | 28.5 | 21.2 | 20.7 | 23.4 | 28.4 | 28.3 | 27.5 | 26.8 | 29.6 | 26.9 | 22.1 | 25.2 | 24.5 | 27.2 | 26.5 | 28.3 | 31.9 | 23.1 | 22.7 | 23.3 | 26.9 | 28.5 | 32.4 | 24.5 | 24.7 | 27.1 | 25.7 | 28.8 | 25.9 | 29.3 | 27.5 | 27.4 | 23.7 | 26.2 | 25.1 | 30.8 | 25.7 | 27.7 | 23.5 | 26.7 | 26.1 | 25.2 | 23.5 | 24.6 | 26.6 | 24.8 | 23.6 | 16.1 | 26.3 | 24.6 | 27.7 | 26.2 | 28.3 | 28.3 | 28.7 | 0
4469 | 28.2 | 26 | 23.7 | 24.6 | 28.5 | 21.1 | 20.6 | 23.4 | 28.3 | 28.4 | 28.2 | 26 | 29.4 | 26.8 | 22.1 | 24.9 | 23.2 | 27 | 26.8 | 30 | 31.5 | 23.1 | 21.4 | 23.8 | 27 | 28.5 | 32.1 | 25 | 24.2 | 26.8 | 28.4 | 24.7 | 25.9 | 29.4 | 27.5 | 23.1 | 24 | 26.2 | 24.8 | 30.5 | 25.8 | 27.6 | 22.4 | 26.7 | 26 | 24 | 24.6 | 27 | 26.6 | 24.5 | 24.2 | 17.8 | 27.4 | 24.6 | 27.4 | 27.4 | 26.2 | 28.3 | 26.2 | 0
4470 | 28.2 | 25.7 | 23.4 | 24.4 | 28.4 | 21.1 | 20.3 | 23.4 | 28.1 | 28.1 | 27.7 | 26.7 | 29.4 | 26.5 | 22.1 | 25.3 | 23.6 | 27 | 26.3 | 29.9 | 31.1 | 23.1 | 22.9 | 24.2 | 27 | 28.5 | 31.4 | 25 | 25 | 27.3 | 31.7 | 25 | 25.9 | 28.5 | 27.3 | 22 | 23.9 | 26.3 | 24.8 | 29.7 | 26 | 27.3 | 23.2 | 26.6 | 25.5 | 23.9 | 24.5 | 27.4 | 27.1 | 24.1 | 24.8 | 19.7 | 28.6 | 24.5 | 27.1 | 28.8 | 26 | 28.4 | 26.8 | 0
4471 | 28.2 | 25.7 | 23.5 | 24.8 | 28.5 | 21.5 | 20.4 | 23.4 | 28.2 | 28.8 | 28.2 | 28 | 29.7 | 26.8 | 22.1 | 25.6 | 23.8 | 27 | 26.6 | 29.9 | 31.3 | 23.4 | 23.5 | 24.5 | 27.5 | 28.5 | 30.9 | 25.9 | 26.2 | 28.2 | 34.5 | 25.3 | 26.4 | 29.6 | 28.1 | 21.9 | 24.3 | 27.1 | 24.8 | 30.1 | 26 | 28.1 | 24.1 | 26.6 | 26.1 | 24.3 | 24.6 | 28.2 | 27.7 | 24.2 | 27 | 22.2 | 29.7 | 24.4 | 27.3 | 30.3 | 26.3 | 28.6 | 28.2 | 0
4472 | 27.7 | 27.2 | 24.3 | 25.4 | 29.5 | 22.7 | 21.4 | 23.4 | 28.9 | 29.7 | 29 | 29.2 | 30.6 | 27.4 | 22.1 | 25.6 | 24.4 | 27.5 | 26.8 | 30.4 | 33.1 | 24.9 | 24.4 | 25.6 | 28.5 | 28.5 | 30.2 | 26.6 | 27.6 | 29.6 | 37 | 26.2 | 27.3 | 31.2 | 30.4 | 23.8 | 24.8 | 29.6 | 25.3 | 32.1 | 26 | 29 | 25.4 | 26.6 | 27 | 25.3 | 24.4 | 29.4 | 28.6 | 25 | 29.4 | 24.4 | 30.6 | 24.4 | 28.3 | 32 | 27 | 29 | 29.8 | 0
4473 | 29 | 29.1 | 25.5 | 26.6 | 30.6 | 23.7 | 23.9 | 24.6 | 31.2 | 32 | 30.8 | 30.6 | 31.5 | 28.7 | 23.9 | 25.5 | 24.6 | 28 | 27.9 | 31.5 | 35.3 | 26.8 | 23.9 | 26.4 | 29.4 | 29.1 | 31.4 | 28 | 28.6 | 31 | 36.9 | 28.1 | 28.5 | 34 | 32.7 | 25.7 | 26.2 | 31.6 | 25.9 | 33 | 27.2 | 30.6 | 26.2 | 29.1 | 28.6 | 26.5 | 24.6 | 30.8 | 29.4 | 26.4 | 32.5 | 25.5 | 30.9 | 24.5 | 29.9 | 32.8 | 28 | 29.8 | 31.6 | 0
4474 | 30.1 | 30.4 | 25.9 | 27.8 | 30.8 | 24.2 | 25.9 | 25.1 | 31.7 | 33.4 | 32.2 | 31.5 | 32.7 | 29.7 | 24.9 | 25.8 | 25.3 | 29.5 | 28.5 | 33.1 | 37 | 27.3 | 24.1 | 27.7 | 28.7 | 30.5 | 32.3 | 28.6 | 29.3 | 32.4 | 36.1 | 29.7 | 29.7 | 35 | 34.4 | 29.2 | 27.8 | 32.8 | 27.4 | 34.3 | 27.8 | 31.4 | 27.1 | 30.2 | 28.2 | 27.7 | 24.7 | 32.3 | 30.2 | 27.1 | 34.5 | 25.2 | 31 | 24.1 | 31.3 | 33.4 | 30.6 | 29.9 | 32.7 | 0
4475 | 31.3 | 32.1 | 26.4 | 29 | 31.5 | 25 | 27.5 | 25.4 | 32.7 | 34.4 | 33.6 | 32.4 | 33.6 | 30.4 | 26.8 | 25.9 | 25.8 | 30 | 29.4 | 35 | 38.4 | 29 | 24 | 28.4 | 30.6 | 31.6 | 34 | 29.4 | 29.5 | 33.6 | 34.2 | 30.8 | 30.9 | 34.8 | 35.7 | 30.4 | 29.6 | 33.8 | 29.8 | 36 | 28.4 | 31.6 | 27.6 | 32 | 28.4 | 28.6 | 25.4 | 33.6 | 30.8 | 28.8 | 36 | 23.8 | 31 | 24.3 | 32.9 | 33.4 | 30.7 | 29.9 | 33.4 | 0
4476 | 32.3 | 32.6 | 27.6 | 29.6 | 32 | 26.5 | 28.9 | 25.4 | 34.1 | 36.2 | 33.8 | 32.8 | 34.6 | 30.7 | 27.9 | 26.4 | 26.9 | 30.7 | 29.6 | 36.7 | 40 | 29.6 | 25.2 | 29.3 | 33 | 33.1 | 35.2 | 29.4 | 29.6 | 34.7 | 33.8 | 31.6 | 31.6 | 31.9 | 37 | 32.1 | 30.6 | 34.9 | 30.9 | 37.2 | 27.6 | 30.4 | 28.4 | 33.3 | 28.3 | 29.2 | 26.1 | 34.6 | 31.4 | 30.3 | 36 | 22 | 31.5 | 24.3 | 34 | 33.9 | 32.1 | 31.3 | 33.1 | 0
4477 | 33.7 | 33.2 | 28.7 | 30 | 32.2 | 25.5 | 30 | 25.2 | 34 | 37.3 | 34 | 33.3 | 35.3 | 31.6 | 27.9 | 26.3 | 27.4 | 31.7 | 30.2 | 37.8 | 41 | 31.1 | 25.8 | 29 | 34.7 | 34.1 | 36.1 | 29.9 | 29.7 | 35.2 | 33.7 | 32.1 | 32.2 | 29.4 | 37.5 | 32.2 | 31.1 | 35.4 | 31.6 | 37.8 | 24.8 | 29.2 | 28.9 | 34.6 | 28 | 29.6 | 27.2 | 35 | 31.7 | 31.6 | 36.2 | 20.9 | 32.2 | 24.4 | 35 | 34.3 | 33.5 | 31.3 | 32.8 | 0
4478 | 34.2 | 33.8 | 29.9 | 29.8 | 32.5 | 27 | 30.5 | 25.2 | 34 | 37.3 | 33.5 | 33.6 | 36 | 31.7 | 27.9 | 26.8 | 27.8 | 32.5 | 30.4 | 38 | 41.8 | 31.8 | 26.6 | 28.4 | 35.8 | 34.9 | 37.1 | 30.2 | 30 | 35.4 | 35 | 32 | 32.7 | 27.2 | 37.9 | 32.7 | 30.6 | 35.7 | 32.2 | 38.3 | 24.8 | 28 | 29.4 | 35.1 | 27.4 | 29.8 | 28.2 | 34.8 | 32 | 32.5 | 36 | 20.6 | 33 | 24.8 | 35.6 | 35 | 34.6 | 31.5 | 32.2 | 0
4479 | 35.1 | 34 | 30.1 | 29.5 | 32.7 | 27.6 | 31.2 | 24.8 | 33.5 | 37.3 | 33.6 | 34.1 | 36.2 | 31.7 | 27.9 | 28 | 27.2 | 33 | 31.1 | 37.3 | 42.1 | 32 | 25.7 | 26.7 | 36.7 | 35.6 | 37.9 | 31.1 | 30.1 | 34.9 | 35.4 | 32.2 | 33.2 | 27.8 | 38.1 | 32.7 | 29.9 | 34.8 | 32.3 | 38.6 | 26.4 | 28 | 29.1 | 36.1 | 27.2 | 29.9 | 29.3 | 34.1 | 31.9 | 33.6 | 36.7 | 21.2 | 33.3 | 24.6 | 35.8 | 35 | 35.3 | 31.5 | 32 | 0
4480 | 35.7 | 34.4 | 29 | 28.7 | 28.8 | 26.5 | 30.5 | 24.9 | 28.2 | 36.5 | 33.2 | 34 | 36.5 | 31.7 | 27.7 | 28.8 | 26.5 | 33 | 30.9 | 36.2 | 42.4 | 30.1 | 24.8 | 25.4 | 34.5 | 36.2 | 38.4 | 31 | 30.1 | 34.2 | 35.7 | 32.1 | 33.4 | 29 | 33.1 | 32.6 | 28.7 | 35.4 | 32.3 | 38.6 | 25.7 | 28.3 | 28.6 | 36.2 | 27.1 | 29.9 | 29.7 | 33.1 | 31.9 | 33.5 | 36.7 | 21.9 | 33.1 | 25 | 35.3 | 34.5 | 35.4 | 31.5 | 31.5 | 0
4481 | 36 | 34.1 | 27.8 | 27.8 | 27.6 | 26 | 30 | 25 | 26.7 | 35.5 | 33 | 33.6 | 36.4 | 31.3 | 27.2 | 28.8 | 25.4 | 33 | 30.4 | 35 | 42.4 | 27.4 | 23.2 | 24 | 35.4 | 36.1 | 38.6 | 30.4 | 29.5 | 33 | 34.4 | 31.9 | 33.6 | 31.2 | 29.3 | 32.2 | 27.8 | 34.7 | 32.4 | 38.6 | 26.9 | 29 | 27.5 | 35.6 | 26.7 | 29.7 | 29.8 | 32 | 31.6 | 34.1 | 36.4 | 22.2 | 32.2 | 24.9 | 34.5 | 33 | 35.3 | 31.5 | 31 | 0
4482 | 36.2 | 34.2 | 26.7 | 26.4 | 27.3 | 24.6 | 28.9 | 25 | 26.7 | 34.6 | 31.9 | 32.4 | 36.4 | 30.7 | 25.2 | 29 | 25.1 | 32.6 | 28.4 | 34.1 | 41.7 | 26.5 | 23 | 23.8 | 34.7 | 36.1 | 38.6 | 28.1 | 28.6 | 32 | 33.2 | 31.4 | 30.6 | 31.2 | 28.1 | 31.9 | 26.9 | 34.3 | 32 | 38.5 | 27.5 | 28.7 | 26.5 | 34.6 | 26.1 | 29.4 | 29.2 | 31 | 31.4 | 33.8 | 34.2 | 21.6 | 31.3 | 25 | 29.9 | 31.3 | 34.8 | 30.3 | 29.9 | 0
4483 | 34.9 | 33.9 | 26.2 | 25.2 | 27.3 | 23.5 | 27.9 | 24.4 | 26.7 | 32.8 | 31.1 | 31.2 | 36 | 30.2 | 25.2 | 27.9 | 24.7 | 32 | 26.6 | 33.4 | 40.6 | 27.2 | 22.9 | 23.6 | 33.3 | 35.1 | 38.3 | 25.9 | 27.3 | 30.8 | 31.1 | 31 | 29.1 | 30.5 | 28.5 | 31.4 | 26.7 | 31.6 | 30.7 | 37.9 | 27.1 | 28.3 | 25.3 | 33.3 | 26.4 | 28.9 | 28.6 | 30.2 | 30.8 | 33 | 31.7 | 20.3 | 30.3 | 25 | 28.7 | 29.2 | 33 | 29.8 | 28.9 | 0
4484 | 33.6 | 32.2 | 25.9 | 24.2 | 27.3 | 22.5 | 27.3 | 24.3 | 26.7 | 31.2 | 30 | 30 | 35.6 | 29.7 | 24.9 | 27.2 | 25 | 31.1 | 24.6 | 33 | 39.4 | 27.2 | 23.8 | 24 | 32 | 34 | 37.6 | 23.6 | 26.2 | 30 | 30 | 27.9 | 27.2 | 28 | 28.7 | 31.1 | 26.6 | 31.1 | 29.9 | 34.3 | 27.2 | 27 | 24.6 | 31.9 | 26.7 | 28.4 | 28 | 29.6 | 30.2 | 31.8 | 28.6 | 19 | 29.8 | 24.6 | 26.3 | 27.8 | 32.1 | 29.1 | 27.8 | 0
4485 | 32.7 | 30.9 | 25.7 | 24 | 27.3 | 22 | 26.4 | 24.3 | 26.7 | 30.2 | 29.8 | 29.4 | 34.8 | 28.3 | 24.4 | 26.5 | 24.9 | 27.5 | 24.1 | 32.6 | 38.3 | 27.2 | 23.8 | 23.7 | 32.3 | 33.1 | 36.8 | 22.9 | 25.3 | 29.2 | 28.7 | 26.6 | 26.5 | 26.7 | 28.7 | 30.8 | 26.9 | 31 | 29.5 | 33.5 | 27.2 | 26.4 | 23.9 | 30.6 | 26.7 | 28 | 27.9 | 29.2 | 29.2 | 30 | 26.9 | 18.2 | 29.5 | 24.6 | 24.8 | 26.7 | 31.5 | 29 | 27.5 | 0
4486 | 31.7 | 30.1 | 25.2 | 24 | 27.3 | 21.5 | 25.4 | 24.2 | 26.6 | 29.6 | 29.6 | 29 | 34.3 | 28.2 | 23.9 | 26.2 | 25.1 | 27 | 24.2 | 32 | 36.2 | 27 | 24.2 | 23.6 | 32.4 | 32.2 | 38.9 | 22.9 | 25 | 28.8 | 28.9 | 26.6 | 26.7 | 25.6 | 28.7 | 30.7 | 26.7 | 30.8 | 28.7 | 33.6 | 27 | 25.9 | 23.8 | 29.6 | 26.2 | 27.7 | 27.6 | 28.8 | 28.4 | 28.4 | 25.8 | 18.2 | 29.6 | 24.6 | 24.6 | 26.6 | 31.9 | 29 | 27.4 | 0
4487 | 31 | 29.4 | 25 | 24.6 | 27.2 | 21.2 | 24.7 | 24.2 | 26.4 | 29.4 | 30 | 28.8 | 33.6 | 27.2 | 23.4 | 25.8 | 24.8 | 27 | 25.4 | 31.4 | 35.1 | 27 | 23.4 | 23.2 | 32.3 | 31.6 | 34.7 | 24 | 25 | 28.4 | 28.8 | 26.6 | 27 | 26.8 | 28.5 | 30.7 | 26.4 | 30.5 | 28 | 33.4 | 25.1 | 26.4 | 23.6 | 28.9 | 26 | 27.6 | 27.4 | 28.5 | 27.6 | 27.6 | 26 | 18.6 | 29.4 | 24.5 | 24.7 | 26.8 | 30.7 | 28.9 | 27.8 | 0
4488 | 30.5 | 28.9 | 24.5 | 24.9 | 27.3 | 21.1 | 24.2 | 23.8 | 25.9 | 29.1 | 29.9 | 28.1 | 33.2 | 26.7 | 22.9 | 25.7 | 24.9 | 26.1 | 26.1 | 30.8 | 34.2 | 27 | 23.2 | 23.5 | 32.1 | 30.6 | 34.7 | 24.6 | 25.2 | 28.3 | 29.5 | 26.5 | 27.3 | 27.9 | 28.2 | 30.3 | 25.5 | 30.1 | 27.3 | 32.6 | 25 | 26.8 | 23.8 | 28.3 | 25.4 | 27.4 | 26.6 | 28.2 | 27.2 | 27.1 | 25.9 | 18.9 | 29.1 | 24.1 | 24.9 | 27.5 | 30.3 | 28.7 | 27.8 | 0
4489 | 30.3 | 28.4 | 24 | 25.3 | 27.3 | 20.8 | 23.7 | 23.8 | 25.9 | 28.8 | 30 | 27.4 | 32.6 | 26.3 | 22.5 | 25.7 | 24.6 | 26.1 | 27 | 30.4 | 33.4 | 27 | 22.1 | 23.6 | 31.2 | 30.5 | 33.7 | 25.3 | 25.1 | 28.1 | 28.9 | 26.5 | 27.2 | 30 | 28 | 30.2 | 24.8 | 29.3 | 27.3 | 32 | 25.3 | 27.6 | 23.6 | 27.8 | 25.4 | 27.1 | 25.9 | 27.8 | 26.9 | 27.1 | 26 | 18.8 | 28.4 | 24.1 | 24.8 | 27.6 | 30 | 28.7 | 27.7 | 0
4490 | 29.9 | 28.1 | 23.4 | 25.2 | 27.3 | 20.5 | 23.2 | 23.7 | 25.9 | 28.7 | 29.4 | 26.4 | 32 | 26.2 | 22.4 | 25.4 | 24.5 | 26.1 | 27 | 30.2 | 32.7 | 26.5 | 21.8 | 24.2 | 30.7 | 30.3 | 33.2 | 25 | 24.8 | 27.8 | 28.4 | 26.5 | 27.5 | 30.6 | 27.9 | 30 | 24 | 28.8 | 27.3 | 31.9 | 26 | 27.8 | 23.4 | 27.5 | 25.5 | 26.4 | 25 | 27.4 | 26.8 | 26.8 | 25.2 | 18 | 27.6 | 23.6 | 24.9 | 27.6 | 30 | 28.7 | 27 | 0
4491 | 29.4 | 27.9 | 23.3 | 25.1 | 27.3 | 20.5 | 22.7 | 23.7 | 25.8 | 28.5 | 29.2 | 25.9 | 31 | 26.2 | 22.4 | 25.2 | 23.8 | 26 | 27.3 | 30.1 | 32.5 | 26.1 | 20.9 | 24 | 30.2 | 30.1 | 32.9 | 25.1 | 24.3 | 27.3 | 27.1 | 26.5 | 27.5 | 31.1 | 27.5 | 30 | 23.9 | 28.8 | 27.2 | 31.7 | 26.2 | 28.1 | 22.7 | 27.1 | 25.6 | 25.5 | 24.7 | 27.1 | 26.6 | 26.3 | 24.7 | 17.2 | 26.9 | 23.4 | 24.9 | 27.1 | 29.9 | 28.7 | 26.5 | 0
4492 | 29 | 27.4 | 23 | 24.7 | 27.3 | 20.4 | 22.2 | 23.7 | 25.8 | 28.3 | 28.4 | 25.5 | 30.2 | 26.2 | 22.4 | 25.2 | 23.6 | 26 | 26.8 | 30.1 | 32.3 | 26 | 21.2 | 24.1 | 29.7 | 30.1 | 32.2 | 24.7 | 24 | 26.9 | 27.3 | 26.5 | 27.6 | 30 | 27.1 | 29.9 | 23.8 | 28.5 | 27.1 | 31.5 | 23.7 | 27.7 | 22.5 | 26.8 | 25.5 | 24.6 | 24.4 | 26.9 | 26.6 | 26.1 | 23.9 | 16.9 | 26.9 | 23.2 | 24.9 | 27 | 29.3 | 28.7 | 26 | 0
4493 | 28.6 | 27.2 | 23 | 24.6 | 27.3 | 20.6 | 21.9 | 23.6 | 25.8 | 28.3 | 28 | 27.2 | 30 | 25.8 | 22.4 | 25 | 24.2 | 26 | 26 | 29.8 | 32 | 25.1 | 22.8 | 23.6 | 29.2 | 30.1 | 31.4 | 25 | 24.3 | 28.5 | 26 | 26.5 | 26.8 | 27.2 | 27.1 | 29.9 | 25.6 | 28.1 | 26.7 | 31.4 | 25.7 | 26.2 | 23.6 | 26.6 | 25.3 | 23.4 | 25 | 26 | 26.4 | 26 | 23 | 18 | 28.6 | 23.1 | 24.9 | 26.6 | 27.3 | 28.8 | 28.3 | 0
4494 | 28.6 | 26.4 | 22.8 | 24.9 | 27.8 | 21 | 21.6 | 23.6 | 25.9 | 28.2 | 28 | 27.4 | 29.9 | 25.7 | 22.4 | 25 | 24.3 | 26 | 27 | 29.7 | 31.9 | 25 | 24 | 23.6 | 28.7 | 28.8 | 30.7 | 25.1 | 25.1 | 28.5 | 27.4 | 26.6 | 26.6 | 28.1 | 27 | 29 | 24.6 | 27.6 | 26.4 | 30.9 | 25.6 | 26.4 | 24 | 26.3 | 25.2 | 23.6 | 24.6 | 26.5 | 27.7 | 25.8 | 24.7 | 19.5 | 29.2 | 23.1 | 24.9 | 27 | 27.3 | 28.8 | 28.7 | 0
4495 | 28.6 | 26.8 | 22.8 | 25.9 | 27.9 | 20.9 | 21.5 | 23.6 | 26.2 | 28.2 | 28.1 | 28.2 | 30.3 | 25.7 | 22.4 | 25.3 | 24.6 | 26 | 27.7 | 30.3 | 32 | 24.1 | 25.2 | 23.8 | 28.8 | 28.7 | 30.4 | 25.6 | 25.4 | 29 | 28 | 27.1 | 26.5 | 29.2 | 27.5 | 28.9 | 24.8 | 28 | 26.3 | 30.9 | 26.1 | 27.2 | 24.6 | 26.2 | 25.1 | 23.9 | 24.9 | 27 | 28.8 | 25.7 | 27.6 | 21.1 | 29.8 | 23.2 | 24.9 | 27.8 | 27.8 | 28.8 | 29.3 | 0
4496 | 28.7 | 28.4 | 23.5 | 27 | 28.2 | 21.6 | 22.2 | 23.6 | 28.1 | 29.5 | 28.7 | 29.2 | 30.8 | 26.3 | 22.7 | 26.1 | 25.2 | 26 | 28.8 | 31 | 33.4 | 24.1 | 26.4 | 24.2 | 28.7 | 29.1 | 30.5 | 26 | 25.7 | 29.2 | 29 | 28.1 | 26.8 | 30.4 | 28.4 | 29 | 25 | 29 | 26.3 | 31.7 | 26.2 | 27.8 | 25.5 | 26.6 | 24.8 | 24.4 | 25.6 | 28 | 29.8 | 25.9 | 30.4 | 22.2 | 30.6 | 23.6 | 26 | 28.4 | 27.3 | 28.9 | 29.6 | 0
4497 | 30.2 | 31.8 | 25 | 28.6 | 27.5 | 22.1 | 23.5 | 24.6 | 30.4 | 31.7 | 29.2 | 30.5 | 31.6 | 28 | 24.4 | 28.2 | 26.2 | 29.8 | 29.5 | 32.1 | 36.3 | 24.4 | 26.8 | 25 | 28.5 | 29.5 | 31.3 | 26.9 | 25.2 | 30.3 | 28.2 | 30.3 | 28.3 | 31.5 | 29.9 | 31.1 | 26.4 | 30.2 | 25.9 | 33.2 | 26.2 | 28.7 | 26.5 | 30 | 25.2 | 25 | 26.7 | 28.3 | 30.1 | 26.3 | 32.9 | 22.3 | 31.3 | 24.8 | 27.9 | 29.2 | 25.4 | 29.4 | 30.1 | 0
4498 | 30.7 | 33.1 | 25.6 | 29.8 | 27.2 | 22.9 | 24.8 | 24.6 | 30.4 | 33.1 | 30.1 | 31.7 | 32.3 | 29 | 26.1 | 28.6 | 27.3 | 30.1 | 30.6 | 32.7 | 38.1 | 25.2 | 27 | 26 | 28.1 | 30.8 | 32.2 | 27.6 | 25 | 31.4 | 27.7 | 31.1 | 28.5 | 32.6 | 30.2 | 31 | 27 | 32 | 26.4 | 34.2 | 26.4 | 29 | 27.6 | 31 | 25.2 | 25.9 | 27.8 | 29 | 30.2 | 27.1 | 34 | 21.6 | 32 | 26 | 29.9 | 29.6 | 26.2 | 29.4 | 30.5 | 0
4499 | 31.7 | 34.2 | 23.8 | 30.8 | 26.7 | 24.4 | 25.2 | 24.6 | 31.4 | 34.7 | 31 | 32.6 | 33.2 | 30.5 | 26.4 | 29.7 | 28.4 | 29.3 | 31.4 | 33.2 | 39.5 | 25.9 | 26.8 | 27 | 29 | 32 | 32.8 | 28.4 | 25 | 33 | 26.6 | 32 | 29.3 | 33.6 | 31.4 | 31 | 27.6 | 32.6 | 27.9 | 35.4 | 26.7 | 29.2 | 28.4 | 32.7 | 25.2 | 27 | 28.8 | 29 | 30.2 | 29 | 34.4 | 20.4 | 32.6 | 26.5 | 31.9 | 29.8 | 26.9 | 29.9 | 31 | 0
4500 | 32.8 | 35 | 28.4 | 31.1 | 26.7 | 24.9 | 25.9 | 24.6 | 33 | 36.1 | 32.3 | 33.1 | 33.9 | 32 | 27.9 | 30.1 | 29.1 | 25.3 | 32.5 | 32.9 | 41 | 25.9 | 27 | 27.7 | 30.1 | 33.8 | 34.3 | 28.8 | 26.2 | 34.1 | 27.1 | 32.2 | 30.5 | 34.7 | 31.5 | 27 | 26.6 | 34.4 | 29.3 | 36.2 | 27.6 | 28.7 | 28.9 | 33.9 | 26.8 | 28.3 | 29.3 | 29.6 | 30.7 | 30.1 | 33.9 | 19.5 | 33.2 | 27.3 | 33 | 29.4 | 28.3 | 30.8 | 31.2 | 0
4501 | 33.8 | 35.6 | 29.4 | 31.2 | 27.3 | 24.6 | 27.2 | 24.8 | 31.7 | 37.3 | 33.5 | 33.2 | 34.7 | 32.7 | 29.1 | 29.7 | 29.3 | 25.3 | 32.6 | 32.8 | 41.8 | 25.9 | 27 | 28.1 | 31.4 | 35.1 | 36 | 29.1 | 27.7 | 35.4 | 27.4 | 30 | 30.7 | 35.4 | 31.4 | 27.6 | 26 | 35.3 | 30.4 | 37 | 28 | 28.5 | 28.7 | 34.8 | 26.8 | 29.5 | 29.8 | 29.6 | 31.2 | 30.5 | 34 | 19.4 | 33.5 | 27.1 | 32.5 | 29 | 29.7 | 31 | 31.5 | 0
4502 | 34.3 | 36 | 30 | 31 | 28.2 | 25.4 | 27.9 | 24.6 | 30.9 | 38 | 34.7 | 33 | 35.4 | 33 | 30 | 30.2 | 29 | 26 | 32.2 | 32.6 | 42.8 | 25.9 | 27.2 | 28 | 32.8 | 35.9 | 37.2 | 29 | 29.4 | 36 | 28.6 | 31 | 29.6 | 35.8 | 32 | 27.1 | 25.2 | 35.6 | 30.9 | 29.5 | 28.3 | 28.2 | 28 | 36.1 | 26.8 | 30.4 | 30 | 30 | 32 | 31 | 34.4 | 20 | 33.6 | 28.3 | 33.3 | 28.4 | 30.8 | 31 | 31.4 | 0
4503 | 35.6 | 36.3 | 30.6 | 31.2 | 29 | 25.7 | 28.8 | 24.6 | 31.4 | 38 | 35.2 | 32.7 | 36.2 | 33.2 | 30.5 | 31.1 | 28.3 | 27.2 | 30.5 | 33.1 | 43.5 | 26.4 | 26.9 | 27.7 | 33.8 | 36.5 | 37.9 | 29 | 29.9 | 36.7 | 28.5 | 31.5 | 29.9 | 35.4 | 32.9 | 27.3 | 25.9 | 36.9 | 31.3 | 25.7 | 28.8 | 28.5 | 26.8 | 36.1 | 26.8 | 30.7 | 30.3 | 29.6 | 32.3 | 32.2 | 35.7 | 20.9 | 33.2 | 29.2 | 27.6 | 28.2 | 32.6 | 31 | 31.2 | 0
4504 | 35.7 | 36.3 | 31 | 31.3 | 29.5 | 25.4 | 28.2 | 24.7 | 29.9 | 37.8 | 35.4 | 32.1 | 36.7 | 34 | 30.7 | 31.1 | 27.6 | 27.3 | 28.9 | 33.5 | 43.7 | 28.4 | 26.5 | 27 | 33.5 | 36.9 | 38.5 | 28.5 | 29.7 | 36.2 | 28.6 | 31.4 | 31.1 | 34.5 | 32.6 | 27.4 | 26.3 | 36.1 | 31.4 | 26.2 | 28.7 | 28.5 | 25.7 | 36.6 | 26.8 | 30.6 | 30.3 | 29.4 | 32.5 | 31.4 | 36.5 | 21.5 | 32.5 | 28.6 | 28.6 | 27.9 | 33 | 30.9 | 30.6 | 0
4505 | 35.2 | 36.3 | 30.5 | 31.4 | 29.5 | 25.3 | 26.7 | 24.9 | 29.9 | 37.2 | 34.8 | 31.4 | 37 | 33.5 | 31.1 | 29 | 27 | 27.4 | 27.2 | 34 | 42.6 | 28.4 | 25.6 | 26.2 | 30.6 | 36.7 | 38.5 | 28 | 28 | 35.4 | 27.6 | 29.4 | 32 | 33 | 32.5 | 27.5 | 27 | 30.6 | 31.4 | 24.5 | 28.6 | 28.6 | 24.8 | 36.6 | 26.8 | 30 | 30.2 | 28.7 | 32 | 31 | 36.6 | 21.4 | 31.6 | 28.3 | 30.6 | 27.8 | 32.3 | 30.9 | 29.8 | 0
4506 | 36.7 | 36.2 | 28.4 | 31 | 29.5 | 24.4 | 21 | 24.9 | 30.2 | 35.8 | 34 | 30.5 | 36.8 | 30.1 | 27.2 | 28.6 | 26.7 | 28.3 | 26.7 | 33.7 | 42.5 | 28.2 | 25.1 | 25.3 | 29.2 | 36.4 | 38.6 | 27 | 26.2 | 33.5 | 27.5 | 29.4 | 31.6 | 31.6 | 32 | 28 | 26.1 | 29.2 | 30.9 | 24.7 | 28.3 | 28 | 24.4 | 36 | 26.8 | 29.3 | 29.5 | 28.5 | 31.6 | 27.5 | 35.1 | 20.5 | 30.9 | 27.1 | 31 | 27.4 | 32.5 | 30.2 | 28.7 | 0
4507 | 35.7 | 35.2 | 25.2 | 30.2 | 29.8 | 22.9 | 21.3 | 24.6 | 30 | 33.8 | 32.9 | 29.6 | 36.5 | 29.3 | 25.4 | 28.2 | 26.7 | 28.3 | 26.7 | 33.3 | 39.4 | 27.5 | 24.5 | 24.6 | 27.9 | 35.1 | 37.9 | 26.3 | 24.1 | 31.9 | 26.8 | 28.8 | 29.7 | 30.2 | 30.9 | 28 | 25.1 | 29.3 | 29.8 | 24.7 | 27.2 | 27.4 | 24.3 | 34.3 | 26.8 | 28.6 | 28.8 | 27.8 | 30.9 | 26.8 | 33.1 | 19.2 | 30.3 | 26.1 | 28.6 | 27.1 | 31.4 | 29.9 | 27.9 | 0
4508 | 34.7 | 33.8 | 26 | 29 | 28.8 | 22.8 | 21.3 | 24.6 | 29.6 | 31.6 | 32 | 28.8 | 36 | 28.8 | 24.6 | 28 | 26.6 | 28.3 | 27.4 | 32.4 | 38 | 26.8 | 24.4 | 24 | 23.9 | 34.2 | 37.8 | 25.4 | 23 | 30.2 | 27 | 29 | 29 | 29.4 | 30 | 28 | 23.2 | 29.1 | 29.2 | 24.7 | 27.6 | 26.6 | 24.5 | 32.4 | 26.8 | 28 | 27.8 | 27.4 | 30.6 | 24.5 | 30.6 | 18 | 30 | 25.6 | 27.3 | 26.8 | 30.6 | 29.7 | 27.2 | 0
4509 | 32.7 | 31.2 | 26 | 27.8 | 28.5 | 22.6 | 21.6 | 24.6 | 29.4 | 30.3 | 31.1 | 28.3 | 35.8 | 28.5 | 23.5 | 27.3 | 26.4 | 28.3 | 27.6 | 31.9 | 36.4 | 26.4 | 24.3 | 23.8 | 24.6 | 33.4 | 36 | 25.1 | 22.3 | 29.6 | 26.3 | 28.8 | 28.5 | 28.8 | 29.2 | 28 | 22.6 | 28.9 | 28.8 | 24.7 | 27.7 | 26.5 | 24.5 | 31.1 | 25.2 | 27.3 | 27.2 | 26.5 | 30.1 | 23.6 | 29.1 | 17.3 | 29.8 | 25.6 | 25.7 | 26.9 | 29.8 | 29.4 | 27.1 | 0
4510 | 31.3 | 31.2 | 26 | 26.6 | 28 | 22.4 | 21.8 | 24.6 | 29 | 29.6 | 30.6 | 28 | 35.4 | 28.2 | 23.4 | 26.4 | 25.9 | 28.3 | 27.8 | 31.4 | 35.8 | 26.2 | 24.5 | 23.6 | 24.8 | 32.5 | 35.4 | 24.8 | 22.7 | 29 | 26.7 | 28.7 | 28.5 | 28.6 | 28.5 | 28 | 22.3 | 28.7 | 28.5 | 24.7 | 27.7 | 26.3 | 24.3 | 30.3 | 25.2 | 26.7 | 26.9 | 26.2 | 29.8 | 23.5 | 28 | 17.4 | 29.8 | 25.4 | 25.8 | 26.8 | 29.3 | 29.3 | 27.2 | 0
4511 | 30.8 | 30.5 | 25.4 | 25.8 | 27.5 | 22.3 | 21.8 | 24.5 | 28.8 | 29.3 | 30.2 | 28 | 35 | 28.2 | 23.4 | 26.2 | 25.4 | 28.3 | 27.2 | 31.4 | 35 | 26.1 | 24.4 | 23.6 | 24.8 | 31.8 | 34.8 | 24.8 | 23.2 | 29 | 26.4 | 28.3 | 28.2 | 28.3 | 28.1 | 28 | 23.4 | 28.4 | 28.4 | 24.7 | 26.8 | 26.6 | 24 | 29.7 | 25.2 | 26 | 27 | 25.8 | 29.2 | 23.5 | 27.8 | 17.8 | 29.6 | 25.3 | 25.8 | 27 | 29 | 29.2 | 27.4 | 0
4512 | 30.2 | 29.3 | 24.9 | 25 | 27.5 | 22 | 21.7 | 24.3 | 28.4 | 28.8 | 30.2 | 28 | 34.2 | 27.6 | 23.4 | 25.7 | 24.9 | 27.9 | 26.8 | 31.1 | 34.5 | 26 | 24.4 | 23.5 | 24.5 | 30.6 | 33.8 | 24.6 | 24.1 | 28.4 | 27.2 | 27.8 | 27.6 | 28.1 | 27.7 | 27.8 | 24.1 | 28.1 | 27.9 | 24.9 | 26.4 | 26.4 | 23.7 | 29.2 | 24.1 | 25.3 | 27.1 | 26.3 | 28.5 | 23.5 | 27.1 | 18.2 | 29.5 | 25.1 | 25.8 | 26.8 | 28.7 | 28.2 | 27.3 | 0
4513 | 29.7 | 29.1 | 24.5 | 24.7 | 26.5 | 22 | 21.2 | 24.3 | 28.1 | 28.6 | 30 | 28 | 33.2 | 27.7 | 23.4 | 25.6 | 24.6 | 27.9 | 26 | 31.1 | 34.3 | 25.9 | 23.7 | 23.5 | 24.3 | 30.3 | 33.7 | 24.6 | 24.4 | 28.2 | 27 | 27.8 | 27.8 | 27.6 | 27.4 | 27.8 | 25.5 | 28.1 | 27.3 | 24.9 | 26.8 | 26.4 | 23.5 | 28.9 | 24 | 24.6 | 27.1 | 26.6 | 27.5 | 23.2 | 26.1 | 18.2 | 29.1 | 25.1 | 25.8 | 26.6 | 28.4 | 28.2 | 27.3 | 0
4514 | 29.3 | 28.9 | 24.4 | 24.4 | 26.5 | 22 | 21 | 24.3 | 27.9 | 28.6 | 29.7 | 27.8 | 32 | 28 | 23.2 | 25.3 | 24.4 | 27.9 | 25.8 | 30.6 | 33.8 | 25.8 | 23.2 | 23.4 | 24.4 | 29.4 | 33.4 | 24.4 | 24.6 | 27.6 | 27.2 | 27.5 | 27.7 | 27.2 | 27 | 27.8 | 25.8 | 28.1 | 27.3 | 25 | 25.7 | 26 | 23.4 | 28.5 | 24 | 24 | 26.8 | 27 | 26.6 | 23 | 24.4 | 17.8 | 28.8 | 25.1 | 25.8 | 26.2 | 28.1 | 27.8 | 27.2 | 0
4515 | 29.2 | 28.4 | 24 | 24.4 | 26.5 | 22 | 21 | 24.2 | 27.9 | 28.3 | 29 | 27.6 | 31.1 | 27.7 | 23.2 | 25.1 | 24.3 | 27.9 | 25.4 | 30.4 | 33.5 | 25.4 | 22.5 | 23.5 | 24.5 | 29 | 32.7 | 24.6 | 24.2 | 27.9 | 26.2 | 27.3 | 27.5 | 26.8 | 26.7 | 27.7 | 26.4 | 28 | 27.2 | 25 | 25.8 | 26 | 23.3 | 28 | 23.8 | 23.6 | 26.3 | 26.6 | 25.8 | 22.3 | 23.1 | 17.3 | 28.5 | 25 | 25.8 | 26.2 | 27.8 | 27.7 | 27.4 | 0
4516 | 29.2 | 28 | 23.9 | 24.3 | 26.5 | 22 | 20.8 | 24.1 | 27.8 | 28.3 | 28.5 | 27.3 | 30.3 | 27.6 | 22.9 | 24.8 | 24.3 | 27.9 | 25.7 | 29.9 | 33.3 | 24.9 | 22.4 | 23.5 | 24.5 | 28.6 | 32.3 | 24.7 | 24.2 | 27.9 | 26.2 | 27 | 27.1 | 26.8 | 26.4 | 27.6 | 25.8 | 27.2 | 27.1 | 25 | 26.2 | 25.8 | 23.5 | 27.6 | 23.8 | 23.4 | 25.6 | 26.4 | 25.9 | 22.7 | 22.3 | 17.3 | 28.4 | 24.8 | 25.8 | 26.2 | 27.7 | 27.8 | 27.7 | 0
4517 | 29.2 | 27.6 | 23.9 | 24.4 | 26.5 | 21.9 | 20.8 | 24.1 | 27.7 | 28.3 | 27.2 | 27 | 31 | 27.4 | 22.8 | 24.7 | 25 | 27.9 | 25.2 | 29 | 33.1 | 24.9 | 22.4 | 23 | 24.3 | 28.5 | 31.4 | 24.8 | 22.8 | 28 | 26.2 | 26.9 | 25 | 28.2 | 26.3 | 27 | 23.4 | 27.2 | 26.7 | 25.2 | 26.6 | 26.4 | 24.2 | 27.3 | 23.8 | 23 | 24.6 | 25 | 27 | 22.7 | 27.6 | 16.8 | 28.6 | 24.3 | 25.5 | 25.4 | 27.6 | 27.8 | 27 | 0
4518 | 29.2 | 27.5 | 23.5 | 25.2 | 26.5 | 21.9 | 20.7 | 24.2 | 27.7 | 27.9 | 27 | 27.3 | 30.5 | 27 | 22.6 | 24.3 | 25.7 | 27.9 | 24.7 | 30.2 | 32.4 | 24.8 | 22.8 | 23.2 | 24.2 | 28.5 | 30.7 | 24.2 | 23.1 | 28.3 | 26.8 | 26.9 | 24.5 | 28.7 | 26.3 | 27 | 24.2 | 27.1 | 26.4 | 25.2 | 26.2 | 26.3 | 24.5 | 27.1 | 23.8 | 23.1 | 24.6 | 26.1 | 27 | 22.5 | 27.9 | 18.1 | 29 | 23.3 | 25.5 | 25.8 | 27.3 | 27.8 | 27.2 | 0
4519 | 28.9 | 27.8 | 23.5 | 26.7 | 26.6 | 22 | 20.7 | 24.1 | 27.9 | 27.9 | 27.5 | 27.9 | 30.6 | 27.5 | 22.4 | 24.2 | 26.4 | 27.9 | 24.9 | 29.9 | 32.5 | 23.4 | 23.5 | 23.6 | 24.1 | 28.5 | 30.5 | 24.6 | 23.4 | 28.8 | 27.8 | 27.3 | 24.6 | 28.6 | 26.4 | 27 | 24.5 | 27.1 | 26.3 | 25.3 | 26.3 | 27.3 | 24.9 | 27 | 23.7 | 23.8 | 25.3 | 27 | 27 | 22.6 | 29.3 | 19.6 | 29.8 | 23.5 | 26.2 | 26.3 | 27.7 | 27.8 | 28 | 0
4520 | 29.3 | 30 | 24 | 28 | 26 | 23.4 | 20.8 | 24.1 | 28.9 | 29.2 | 28.6 | 28.6 | 31.2 | 28.3 | 22.4 | 26.6 | 27.2 | 27.9 | 25.2 | 31.4 | 33 | 22.9 | 24.4 | 24.4 | 24.6 | 28.6 | 30.5 | 25.2 | 23.7 | 29.7 | 29 | 28.5 | 25 | 28.8 | 27 | 27.6 | 25 | 27 | 26.3 | 25.7 | 26.2 | 28.4 | 25.4 | 27.2 | 23.7 | 24.8 | 26.2 | 28.8 | 27.6 | 23 | 30.4 | 21.2 | 30.6 | 23.8 | 27.6 | 27.4 | 29.1 | 27.8 | 29 | 0
4521 | 30.8 | 32.5 | 24.8 | 29.2 | 26.2 | 24.6 | 21.2 | 24.7 | 29.3 | 32.3 | 30 | 29.4 | 32.4 | 30 | 23.7 | 29.1 | 27.8 | 27.8 | 26.7 | 31.2 | 35 | 23.6 | 25.4 | 25.5 | 25.5 | 29.1 | 31.5 | 26.6 | 23.9 | 30.7 | 30.1 | 30 | 25.6 | 27.8 | 29 | 27 | 24.7 | 24.7 | 25.9 | 26.5 | 26.8 | 30.4 | 25.8 | 31.4 | 26.1 | 26.4 | 27.5 | 29.8 | 27.9 | 23.9 | 32.3 | 21.9 | 31.4 | 24.8 | 29 | 28.1 | 29.4 | 28.5 | 30.4 | 0
4522 | 31.4 | 33.7 | 25.7 | 29.7 | 26.5 | 26.1 | 22.4 | 24.7 | 29.7 | 33.6 | 31.5 | 30.1 | 33.8 | 31.4 | 24.6 | 29.7 | 28.2 | 28.3 | 28.1 | 33.6 | 37 | 24.4 | 26.4 | 26.8 | 27 | 29.8 | 32.5 | 27.2 | 24.2 | 32.1 | 31.1 | 30.7 | 26.4 | 27.4 | 29.8 | 27.9 | 24.9 | 24.7 | 26.4 | 27.8 | 26.4 | 31.4 | 26.1 | 31.6 | 26.4 | 27.7 | 28.6 | 31.6 | 28.7 | 25.1 | 33.2 | 22.3 | 32.1 | 25.4 | 30 | 29.3 | 31.3 | 28.5 | 31.5 | 0
4523 | 32.4 | 34.4 | 26.2 | 30 | 26.5 | 26.8 | 24 | 25.1 | 30.8 | 35.3 | 32.9 | 30.8 | 35.2 | 32.1 | 26.7 | 30.4 | 28.6 | 28.8 | 29.8 | 35 | 38.8 | 26.7 | 27.2 | 28 | 28.7 | 31.5 | 33.8 | 27.4 | 24.6 | 33.4 | 31.8 | 31.5 | 27.6 | 26.6 | 31.6 | 28.7 | 25 | 26.5 | 27.9 | 30.3 | 27.1 | 32 | 26.2 | 32.6 | 27.3 | 29 | 29.6 | 32.6 | 29.2 | 25.8 | 34.2 | 22 | 32.6 | 27.4 | 31.4 | 30 | 32.3 | 28.7 | 32.4 | 0
4524 | 33.8 | 35.7 | 27.1 | 29.8 | 26.7 | 25.9 | 24.5 | 26.1 | 32.2 | 36.8 | 34.1 | 31.5 | 36.4 | 33.5 | 28.4 | 30.9 | 29 | 29.8 | 30.6 | 38.4 | 40.8 | 28 | 27.9 | 28.9 | 29.8 | 32.9 | 35.4 | 26.1 | 25.2 | 34.7 | 32.5 | 30.5 | 29.1 | 27.2 | 32.1 | 29.2 | 26 | 26.4 | 29.3 | 30.5 | 27.5 | 30.9 | 26.2 | 33.7 | 29.1 | 29.4 | 30.2 | 34.1 | 30 | 26.1 | 33.9 | 22 | 32.9 | 28.4 | 33 | 31.1 | 33.3 | 30.1 | 32.5 | 0
4525 | 34.7 | 34 | 27.5 | 30.1 | 26.8 | 26.6 | 25.1 | 27.2 | 31.5 | 37.3 | 35.2 | 32.3 | 37.3 | 34.6 | 28.5 | 31.7 | 29.4 | 30.3 | 31.3 | 38.7 | 41.8 | 29.3 | 28.3 | 29.2 | 29.7 | 33.6 | 36.7 | 24.6 | 25.7 | 35.6 | 33 | 29 | 30.5 | 27.6 | 31.6 | 29.6 | 26.5 | 27.9 | 30.4 | 31.5 | 27.4 | 29.9 | 26.3 | 34.2 | 29.2 | 29.4 | 30.8 | 34 | 30.3 | 26.9 | 34.2 | 22 | 33.1 | 29 | 33.9 | 31.5 | 33.8 | 30 | 32.4 | 0
4526 | 34.9 | 35.8 | 28.1 | 30.4 | 26.6 | 26.4 | 25.6 | 29 | 32.7 | 38.5 | 36 | 33 | 38 | 34.6 | 28.9 | 31.1 | 29.8 | 30.3 | 31.2 | 38 | 42 | 29.8 | 28.4 | 28.8 | 30.9 | 34.8 | 37.8 | 23 | 26 | 36 | 33.4 | 29.2 | 31.5 | 28.6 | 32.2 | 30.2 | 27 | 29.4 | 30.9 | 31.6 | 28.1 | 28.4 | 26.3 | 35.7 | 29.3 | 28.8 | 31.2 | 33.4 | 30.6 | 27.8 | 34.2 | 22.4 | 33.2 | 29 | 34.8 | 32 | 34.1 | 29.4 | 31.8 | 0
4527 | 29.5 | 35.9 | 28.3 | 31.2 | 26.5 | 26.3 | 25.6 | 29.2 | 30.2 | 38.8 | 36.5 | 33.5 | 38.5 | 34.1 | 25.7 | 26.4 | 29.9 | 30 | 31.5 | 32.8 | 41.3 | 30.8 | 28.1 | 27.8 | 31.6 | 34.9 | 38.3 | 22.6 | 25.9 | 35.5 | 33.4 | 28.8 | 32.2 | 28.4 | 32 | 31.2 | 26.2 | 29.6 | 31.3 | 30.6 | 28.6 | 28.3 | 26.4 | 36.5 | 29 | 28.2 | 31.7 | 30.8 | 30.2 | 27.9 | 35.4 | 22.4 | 33.1 | 28.6 | 35.6 | 31.6 | 34.9 | 29.2 | 31.3 | 0
4528 | 25.9 | 36.4 | 27.8 | 31.4 | 27 | 25.6 | 25.2 | 29.7 | 29.7 | 38.9 | 36.6 | 33.5 | 38.7 | 34.1 | 26.3 | 27.7 | 29.7 | 29.8 | 31.3 | 28.3 | 41.5 | 30.8 | 27.7 | 26.6 | 31.9 | 36 | 39 | 22.7 | 25.5 | 34.5 | 33.2 | 29 | 32.6 | 28.3 | 32.4 | 31.1 | 25.4 | 30.6 | 31.4 | 30.1 | 27.4 | 28.2 | 26.3 | 35.5 | 28.9 | 27.5 | 31.7 | 28.4 | 29.9 | 28.4 | 36 | 22.3 | 32.8 | 28.8 | 34.6 | 31.3 | 35.1 | 29.2 | 30.7 | 0
4529 | 27.4 | 36.2 | 28 | 31.4 | 27.5 | 25.1 | 25.4 | 29 | 29.3 | 38.4 | 36.1 | 33 | 38.6 | 32.4 | 28.7 | 28.7 | 29.2 | 29.7 | 31.4 | 23.4 | 40.6 | 30.9 | 27 | 25.4 | 32 | 35.8 | 38.7 | 23.6 | 25 | 33 | 32.4 | 23.9 | 32.6 | 27.2 | 32.2 | 30.8 | 24 | 30 | 31.4 | 31.1 | 27.3 | 29 | 26 | 34.7 | 27.7 | 27 | 31.6 | 25.6 | 29.4 | 28.9 | 36.6 | 21.4 | 32.2 | 28.8 | 33 | 30.5 | 34.4 | 28.4 | 30.2 | 0
4530 | 27.4 | 36.4 | 27.8 | 30.5 | 27.8 | 23.9 | 24.8 | 26.9 | 28.8 | 37.5 | 35.1 | 31.9 | 38.1 | 31.1 | 27.2 | 29 | 28.6 | 29.2 | 30.7 | 23.1 | 40.9 | 28.6 | 26.4 | 24.6 | 30.8 | 35.7 | 38.5 | 23.9 | 24.7 | 31.6 | 31.4 | 28.9 | 32.2 | 26.8 | 32.5 | 30.2 | 23.5 | 30.4 | 30.9 | 27.9 | 26.8 | 28.9 | 25.5 | 27.4 | 27.3 | 26.4 | 30.9 | 24.6 | 29.4 | 28.7 | 35.6 | 20.5 | 31.5 | 28 | 30.4 | 30.3 | 34.3 | 28.1 | 29.5 | 0
4531 | 27.9 | 35.9 | 27 | 29.5 | 27.6 | 23.2 | 24.3 | 26.7 | 27.8 | 35.7 | 33.7 | 30.7 | 37.4 | 29.1 | 25.1 | 28 | 27.8 | 29.3 | 30.3 | 23.4 | 39.7 | 28.8 | 25.7 | 24.1 | 29.2 | 34.7 | 38 | 24.1 | 24.4 | 30.4 | 29.9 | 27 | 31 | 25.9 | 31.4 | 29.9 | 23.1 | 29.5 | 29.7 | 27.7 | 26.6 | 28.8 | 24.9 | 27.8 | 27.6 | 26.1 | 30.2 | 23.9 | 29.1 | 28.4 | 34.4 | 19.1 | 30.8 | 27.7 | 29.9 | 29.5 | 33.6 | 28.3 | 29 | 0
4532 | 27.9 | 34.4 | 25.7 | 28.4 | 27.5 | 23.2 | 23.5 | 26.3 | 27.3 | 33.2 | 32.2 | 29.6 | 36.6 | 28.6 | 24.5 | 27.1 | 27.2 | 29.1 | 29.4 | 26.4 | 38.3 | 28 | 25.2 | 24 | 28.6 | 33.7 | 37 | 23.6 | 24.4 | 29.6 | 28.6 | 26.9 | 30 | 25.8 | 30.4 | 29.6 | 23.4 | 28.6 | 29.2 | 27.5 | 25.3 | 28 | 24.4 | 26.6 | 26.7 | 25.8 | 29.4 | 24.4 | 29 | 27.3 | 32.4 | 18.2 | 30.2 | 28.1 | 29.3 | 29 | 32.5 | 28.3 | 28.4 | 0
4533 | 27.5 | 32.9 | 25.2 | 28.1 | 27.5 | 23.2 | 22.9 | 26.3 | 27.2 | 31.7 | 31 | 28.9 | 35.9 | 28.6 | 24.4 | 27 | 26.7 | 28.8 | 29 | 26.9 | 36 | 28.1 | 24.7 | 24 | 28 | 32.8 | 36.1 | 23.5 | 24.3 | 29.1 | 27.3 | 26.6 | 29.5 | 25.2 | 29.8 | 29.4 | 23.2 | 26.9 | 29 | 26.7 | 25.8 | 27.8 | 24.1 | 25.5 | 26.5 | 25.8 | 29 | 24.2 | 28.5 | 26.8 | 31.5 | 17.4 | 29.8 | 26.4 | 28.9 | 27.8 | 31.9 | 28.2 | 28.2 | 0
4534 | 27.4 | 32.3 | 25.2 | 27.9 | 27.5 | 23.2 | 22.5 | 26.2 | 27.2 | 30.8 | 30.3 | 28.5 | 35.3 | 28.6 | 24.4 | 26.7 | 26.3 | 28.8 | 28.2 | 28.1 | 33.3 | 27.8 | 24.4 | 24.1 | 27.8 | 32.4 | 35.5 | 23.1 | 24.3 | 29.1 | 26.6 | 26.6 | 29.1 | 25.7 | 29.2 | 29.2 | 23.4 | 27.2 | 28.6 | 26.8 | 25.7 | 27.2 | 24.1 | 25.6 | 26.5 | 25.6 | 28.7 | 24.7 | 28.2 | 26.3 | 30.4 | 17.3 | 29.7 | 25.9 | 28.8 | 27.1 | 31.6 | 28.2 | 28 | 0
4535 | 27.3 | 31.9 | 24.8 | 28 | 27.5 | 23.1 | 22.4 | 25.7 | 26.8 | 30.3 | 30 | 28.4 | 35 | 28.1 | 23.9 | 26.9 | 26 | 28.7 | 27.8 | 27 | 32.3 | 27.5 | 24 | 24 | 27.7 | 31.7 | 34.8 | 23.6 | 24 | 29 | 26.2 | 26.7 | 28.9 | 26 | 28.9 | 29.1 | 23 | 26.9 | 28.2 | 26.9 | 26 | 27.4 | 24.2 | 25.6 | 26.6 | 25.4 | 28.6 | 24.4 | 27.8 | 25 | 30.2 | 17.4 | 29.6 | 25.6 | 27 | 26.2 | 31.3 | 28.2 | 28 | 0
4536 | 26.9 | 30.9 | 24.8 | 27.5 | 27.5 | 23 | 21.7 | 25.4 | 26.3 | 29.7 | 30 | 28.3 | 34.6 | 28.1 | 23.4 | 25.8 | 25.7 | 27.8 | 26.8 | 28.1 | 31.6 | 27 | 23.7 | 23.9 | 27.4 | 30.7 | 34.3 | 23.9 | 23.7 | 29 | 26.3 | 26.7 | 28.6 | 27.4 | 28.4 | 29 | 23.2 | 26.2 | 28.2 | 27 | 26.3 | 27 | 24.3 | 25.6 | 26.5 | 24.8 | 28.2 | 25 | 28 | 24.5 | 29.2 | 17.8 | 29.5 | 25.3 | 26.4 | 26.2 | 31.1 | 28.5 | 27.7 | 0
4537 | 26.9 | 30.1 | 24.8 | 26.7 | 27.5 | 23 | 21.4 | 25.2 | 26.3 | 29.4 | 30 | 28 | 34.3 | 27.8 | 23.4 | 25.8 | 25.3 | 27.8 | 26.3 | 27.9 | 31.3 | 26.7 | 23.3 | 23.6 | 26.9 | 29.8 | 33.8 | 24.7 | 23.3 | 28.8 | 26.3 | 26.6 | 28.6 | 28.1 | 28.2 | 28.7 | 22.9 | 26.2 | 27.9 | 27 | 25.9 | 27.1 | 24.3 | 25.6 | 26.6 | 24.3 | 27.6 | 24.9 | 28 | 24.5 | 28.7 | 17.7 | 29.3 | 25.3 | 26 | 26.1 | 30.2 | 28.5 | 27.6 | 0
4538 | 26.8 | 30.1 | 24.5 | 25.4 | 27.5 | 22.8 | 21.3 | 24.9 | 26.3 | 29.3 | 29.6 | 27.6 | 33.6 | 27.9 | 23.1 | 25.8 | 25 | 27.8 | 25.6 | 29.6 | 31.3 | 26.4 | 23 | 23.4 | 26.7 | 29.3 | 33.2 | 25 | 23 | 28.6 | 26.4 | 26.5 | 28 | 29 | 28.1 | 28.6 | 23.2 | 26.2 | 27.9 | 27.1 | 26 | 26.6 | 24.2 | 25.7 | 26.7 | 23.6 | 26.6 | 25.4 | 28.2 | 24.4 | 27.6 | 17.4 | 29 | 24.9 | 25.8 | 26.4 | 29.8 | 28.5 | 27.2 | 0
4539 | 26.8 | 29.9 | 24.3 | 24.5 | 27.5 | 22.8 | 21.2 | 24.6 | 26.2 | 29.2 | 28.8 | 27.2 | 32.8 | 27.8 | 23.1 | 25.7 | 24.7 | 27.8 | 25.6 | 29 | 31.3 | 26 | 22.6 | 23.2 | 26.3 | 28.9 | 32.5 | 25.4 | 22.7 | 28.2 | 26.2 | 26.5 | 26.6 | 28.6 | 27.9 | 28.2 | 22.9 | 26.1 | 27.6 | 27.2 | 26.5 | 26.7 | 24.1 | 25.8 | 26.2 | 23.3 | 25.7 | 24.9 | 27.8 | 24.3 | 27.4 | 16.7 | 28.7 | 24.7 | 25.6 | 26 | 30.9 | 28.5 | 27.1 | 0
4540 | 26.8 | 29.9 | 24.3 | 24 | 27.5 | 22.7 | 21.1 | 24.4 | 26 | 29.1 | 27.9 | 26.9 | 31.8 | 27.8 | 22.7 | 25.7 | 24.7 | 27.8 | 25.2 | 29.9 | 31.4 | 25.9 | 22.4 | 23 | 26.1 | 28.6 | 32.3 | 25 | 22.7 | 28.1 | 26.1 | 26.4 | 25.1 | 28.7 | 27.8 | 27.8 | 23.3 | 26.5 | 27.5 | 27.3 | 26.6 | 26.2 | 24 | 25.9 | 25.9 | 22.9 | 24.9 | 25.2 | 27.6 | 24.3 | 27 | 16.5 | 28.5 | 23.9 | 25.6 | 25.8 | 30.9 | 28.5 | 26.8 | 0
4541 | 26.8 | 29.9 | 24.3 | 26.4 | 27.5 | 22.7 | 21 | 24.2 | 26.1 | 28.9 | 28.2 | 26.6 | 32 | 27.8 | 22.6 | 25.7 | 24.8 | 27.8 | 27.6 | 27 | 31.5 | 25.5 | 23 | 25 | 26 | 28.3 | 32.1 | 23.2 | 23.8 | 28.4 | 25.7 | 26.4 | 23.9 | 26.2 | 27.8 | 27.6 | 23 | 25.8 | 27.4 | 27.3 | 26.3 | 27 | 23.2 | 25.8 | 25.4 | 25 | 27.2 | 24 | 25.8 | 24.3 | 28 | 16.2 | 27.2 | 23.7 | 25.6 | 26.6 | 31.1 | 28.5 | 26.4 | 0
4542 | 26.5 | 29.9 | 24.2 | 26.4 | 27.5 | 22.7 | 20.9 | 24.2 | 25.7 | 28.8 | 28.2 | 27.2 | 31.5 | 27.7 | 22.4 | 25.3 | 26.1 | 27.8 | 28.1 | 27.9 | 31.3 | 25.4 | 22.8 | 24.7 | 25.6 | 28.1 | 31.5 | 23.7 | 24 | 28.2 | 26 | 26.4 | 23.1 | 26.5 | 27.8 | 27.3 | 23.1 | 25.7 | 27.1 | 27.4 | 26.3 | 27.1 | 23.6 | 25.8 | 25.4 | 25.5 | 25.2 | 25.2 | 26.2 | 24.4 | 27.1 | 18.3 | 27.8 | 23.7 | 25.5 | 27.3 | 29.8 | 28.5 | 27.2 | 0
4543 | 26.5 | 29.9 | 24.3 | 27 | 27.6 | 22.9 | 20.9 | 24.2 | 26.2 | 28.7 | 28.5 | 28.1 | 32.1 | 27.6 | 22.4 | 25.6 | 27.4 | 27.8 | 28.6 | 28.3 | 31.4 | 25.4 | 23.3 | 24 | 25.7 | 28.1 | 31.5 | 24.3 | 24.3 | 28.7 | 27 | 26.5 | 23.6 | 27.3 | 27.9 | 27.3 | 23.7 | 26.7 | 27.4 | 27.5 | 26.3 | 27.3 | 24.1 | 25.7 | 25.8 | 26.5 | 23.9 | 25.9 | 27.1 | 24.4 | 28 | 20.4 | 28.6 | 23.9 | 25.7 | 28.3 | 29.8 | 28.5 | 27.9 | 0
4544 | 26.5 | 30.4 | 24.7 | 27.8 | 28.2 | 23.3 | 21.7 | 25.2 | 27.8 | 29.8 | 29.4 | 28.8 | 32.6 | 28.7 | 22.4 | 26.9 | 28.8 | 27.8 | 29.4 | 29.6 | 32.2 | 25.9 | 24 | 24 | 26.3 | 28.8 | 30.5 | 24.8 | 24.8 | 29.4 | 27.6 | 27.7 | 23.9 | 28 | 28.2 | 27.6 | 24.4 | 28 | 27.9 | 28 | 24.9 | 28 | 25 | 26.4 | 26.3 | 27.4 | 23.4 | 27.4 | 28.4 | 24.5 | 29 | 22.2 | 29.6 | 23.7 | 27.4 | 29.2 | 29.8 | 28.5 | 29 | 0
4545 | 28.2 | 30.7 | 25.8 | 29.4 | 29.8 | 23.7 | 22.7 | 26.2 | 30.5 | 31.8 | 30.5 | 29.4 | 34.1 | 30.5 | 22.6 | 29.1 | 29.4 | 29.2 | 30.2 | 30.3 | 34.4 | 27.1 | 25.4 | 24.2 | 26.7 | 29 | 31.9 | 25.2 | 25.3 | 30.9 | 29.2 | 29.4 | 25.7 | 29 | 29.3 | 28.9 | 25.8 | 30 | 29.9 | 30.2 | 26.1 | 28.9 | 25.5 | 28.9 | 27.5 | 28.4 | 24.7 | 28.2 | 29.8 | 25 | 32 | 22.5 | 30.5 | 23.1 | 29.2 | 30.4 | 31.9 | 29 | 29.4 | 0
4546 | 29.2 | 32.2 | 27.3 | 30.8 | 30 | 24.8 | 23.8 | 26.2 | 30.8 | 32.8 | 31.9 | 29.6 | 35.3 | 31.5 | 23.3 | 29.7 | 29.7 | 29.9 | 31.2 | 31.9 | 36 | 28.6 | 26.4 | 25.7 | 27.6 | 30 | 33.2 | 25.5 | 26 | 32.1 | 30.3 | 29.7 | 26.6 | 29.5 | 30.4 | 29.8 | 26.9 | 31.7 | 30.7 | 31 | 26.7 | 30.3 | 26.2 | 29.8 | 27.9 | 28.8 | 26.7 | 30.1 | 31.1 | 26.2 | 34.2 | 22.4 | 31.4 | 24.7 | 30.5 | 31.1 | 33.2 | 29.2 | 30 | 0
4547 | 30.7 | 33.5 | 28.7 | 32.4 | 30.5 | 25.7 | 25.5 | 27.2 | 31.8 | 35.1 | 33.2 | 29.7 | 37 | 33.1 | 24.9 | 30 | 29.4 | 30.9 | 32 | 33 | 38.3 | 29.5 | 27.4 | 27.4 | 29.5 | 31.5 | 34.6 | 26 | 26.6 | 33.4 | 31.8 | 30.1 | 27.5 | 30 | 31.8 | 30.8 | 28 | 32.5 | 31.8 | 32 | 26.7 | 31.6 | 26.4 | 31.5 | 28.3 | 29 | 29.2 | 31.4 | 32 | 27.7 | 36.6 | 21.6 | 32 | 26.1 | 32 | 31.8 | 33.6 | 29.5 | 30.2 | 0
4548 | 31.7 | 34.6 | 29 | 33.3 | 31.2 | 25.2 | 26.3 | 28.9 | 33 | 36 | 34.5 | 29.7 | 38 | 33.2 | 26.8 | 27.5 | 29.3 | 31.1 | 32.6 | 34.9 | 39.9 | 30.7 | 27.5 | 29.7 | 30.5 | 32.5 | 36.1 | 26.6 | 27.3 | 33.6 | 32.2 | 28.7 | 28.6 | 30.1 | 32.7 | 30.8 | 28.2 | 33.5 | 33.2 | 31.5 | 27.4 | 32.9 | 26.8 | 32.4 | 28.6 | 28.7 | 30.6 | 33.4 | 32.5 | 29 | 36.8 | 21.7 | 32.5 | 27.1 | 33.2 | 31.8 | 34 | 30.6 | 31 | 0
4549 | 32 | 35.2 | 29.1 | 34.2 | 32 | 26.2 | 26.5 | 30.2 | 32.8 | 36.8 | 35.3 | 30.1 | 39.5 | 35.1 | 27.6 | 24.4 | 29.1 | 31.7 | 32.8 | 35.4 | 41 | 31.6 | 27.5 | 30.8 | 30.9 | 33.5 | 36.8 | 27.4 | 27.7 | 33.8 | 32.9 | 27.7 | 29.7 | 30.5 | 33 | 30.8 | 28.3 | 34.5 | 33.5 | 32.5 | 25.7 | 33.4 | 26.9 | 33.4 | 28.4 | 28.6 | 31.4 | 33.6 | 32.8 | 29.9 | 37.2 | 21.9 | 32.9 | 27.7 | 33.9 | 31.7 | 34.3 | 30.6 | 31.4 | 0
4550 | 33.2 | 35.7 | 29.3 | 34.4 | 32.6 | 25.5 | 26.6 | 30.5 | 32.9 | 38.1 | 36 | 30.6 | 40.4 | 35.1 | 28.6 | 24.2 | 29.2 | 32.3 | 32.6 | 35.6 | 41.9 | 32.6 | 27 | 31 | 31.7 | 34.5 | 38.2 | 28 | 27.8 | 33.3 | 32.8 | 28.8 | 31.2 | 30.8 | 33.3 | 31.2 | 27.8 | 35.3 | 33.5 | 33 | 25.9 | 33.4 | 27 | 33.5 | 28.6 | 28.4 | 31.2 | 32.8 | 32.8 | 31.1 | 36.6 | 22.8 | 33 | 27.8 | 34.3 | 31.2 | 34.6 | 30.8 | 31.8 | 0
4551 | 32.9 | 36.2 | 29.8 | 34.8 | 32.5 | 24.5 | 27.5 | 31.5 | 33.1 | 38.2 | 36.1 | 31.3 | 41.6 | 35.1 | 29 | 23.5 | 28.9 | 32.7 | 32 | 33.9 | 41.6 | 32.7 | 26.9 | 29.3 | 31.6 | 35.5 | 38.4 | 28.4 | 27.4 | 33.4 | 33.3 | 29.1 | 32.7 | 31.5 | 32.6 | 30.3 | 27.6 | 36 | 32.7 | 33.4 | 25.8 | 32.5 | 26.6 | 34.2 | 29.1 | 28.6 | 31.1 | 29.4 | 32.8 | 31.4 | 37.4 | 23 | 32.8 | 27.6 | 34.7 | 30.9 | 35 | 30.8 | 31.2 | 0
4552 | 32.9 | 36.2 | 28 | 34.7 | 32.5 | 24.2 | 27.4 | 31.7 | 32.9 | 38.2 | 36 | 31.6 | 41.5 | 35.1 | 28.9 | 23.1 | 28.8 | 32.7 | 31.3 | 32.4 | 41.1 | 32.6 | 26.5 | 27.5 | 31.8 | 35.5 | 39.1 | 28.3 | 26.9 | 33.1 | 33 | 28.7 | 33.4 | 31.8 | 32.4 | 29.6 | 27 | 36 | 31.7 | 29.9 | 26.1 | 31.3 | 26.3 | 32.8 | 28.6 | 28.7 | 30.8 | 26 | 32.6 | 31.8 | 37.2 | 22.8 | 32.4 | 27.8 | 35.3 | 30.4 | 35.1 | 30.8 | 30.6 | 0
4553 | 32.8 | 36.2 | 28.3 | 34.6 | 32.8 | 22.8 | 27 | 31.7 | 32 | 38.3 | 35.5 | 31.4 | 40.8 | 29.4 | 29.9 | 23.2 | 28.2 | 32.7 | 30.6 | 30.4 | 41.3 | 32 | 26.4 | 25.4 | 32.1 | 35.5 | 38.9 | 27.8 | 26.2 | 33.2 | 32.8 | 28.2 | 33.3 | 31.8 | 32.3 | 29.5 | 26.8 | 35.8 | 31.4 | 29 | 26.1 | 30 | 25.6 | 33.7 | 27.6 | 28.6 | 31 | 22.2 | 32.2 | 32 | 37.4 | 21.6 | 31.8 | 27.6 | 33.7 | 30.2 | 34.9 | 30.8 | 29.4 | 0
4554 | 32.2 | 36.2 | 28.4 | 33.8 | 33 | 22.2 | 25.9 | 31.2 | 31 | 36.9 | 34.9 | 30.4 | 38.5 | 28.6 | 25.1 | 23 | 27.8 | 31.9 | 30.2 | 29.9 | 40.8 | 24.9 | 25.8 | 24.7 | 28.7 | 36 | 39.1 | 26.9 | 25.8 | 32.7 | 31.5 | 28.1 | 31.8 | 30.9 | 32 | 27.9 | 26.1 | 35.1 | 30.3 | 29 | 26.7 | 29.1 | 25.3 | 25.7 | 27.2 | 28 | 30.7 | 20.8 | 31.5 | 31.9 | 35.5 | 20.4 | 31.1 | 27.6 | 31 | 29.7 | 34.4 | 30.5 | 29 | 0
4555 | 31.9 | 35.7 | 27.5 | 33.1 | 32 | 22 | 25 | 30.1 | 30 | 34.8 | 33.9 | 29.3 | 36.3 | 27.6 | 25.2 | 23.4 | 27.2 | 31.3 | 29.7 | 29.2 | 39.6 | 25.6 | 25.2 | 24.3 | 29 | 35.5 | 38.8 | 26.2 | 25.4 | 32.4 | 30.7 | 27.9 | 31 | 29.9 | 31.8 | 26.8 | 25.9 | 33.5 | 30.5 | 28.5 | 24.7 | 28.3 | 24.8 | 25.7 | 27.2 | 27.3 | 30.4 | 20.2 | 30.8 | 31 | 34 | 18.8 | 30.4 | 26.9 | 30 | 29.6 | 33.7 | 30.4 | 28.4 | 0
4556 | 31.5 | 34.6 | 26.6 | 32 | 31 | 22.1 | 24.5 | 29.1 | 29.5 | 33.1 | 32.9 | 28.2 | 34 | 31.5 | 24.3 | 23.2 | 26.8 | 30.8 | 29.4 | 29.4 | 30.9 | 26.6 | 24.4 | 24.8 | 28.8 | 34.5 | 37.6 | 25.6 | 25.2 | 31.6 | 29.6 | 27.7 | 29.7 | 28.6 | 31.2 | 26.8 | 25.4 | 31.5 | 29.7 | 28.5 | 25.7 | 28 | 24.6 | 25.8 | 26.6 | 26.4 | 29.2 | 21.4 | 30 | 30.1 | 31.6 | 18 | 30 | 26.1 | 29 | 29.2 | 32.9 | 30 | 28.6 | 0
4557 | 30.7 | 33 | 26.3 | 31.4 | 30.5 | 22 | 22.7 | 28.2 | 29 | 31.8 | 31.8 | 27.7 | 33.3 | 30.7 | 23.8 | 23.1 | 26.3 | 30.6 | 28.9 | 28.5 | 29.2 | 27.5 | 24 | 24.6 | 28.5 | 34.4 | 36.8 | 25.4 | 24.9 | 31.4 | 29.6 | 27.7 | 28.7 | 28 | 30.9 | 26.8 | 25.4 | 30.8 | 29.5 | 28.2 | 26.2 | 27.6 | 24.1 | 26.1 | 25.8 | 26 | 28 | 22 | 29.4 | 29.5 | 31.1 | 17.3 | 29.7 | 25.3 | 25 | 29.1 | 32.5 | 29.8 | 28.4 | 0
4558 | 30.2 | 32.2 | 25.8 | 30.4 | 30 | 21.8 | 22.7 | 27.7 | 28.9 | 30.8 | 31 | 27.6 | 33.1 | 31.1 | 23.6 | 22.8 | 26.1 | 30.3 | 28.4 | 28 | 29.2 | 24.5 | 23.7 | 24.6 | 28.2 | 31.7 | 36.2 | 25.3 | 24.7 | 30.8 | 29 | 27.7 | 28.7 | 27.4 | 30.5 | 26.9 | 25.1 | 29.8 | 29.2 | 28.2 | 25.7 | 27.5 | 24.1 | 26.1 | 25.9 | 25.7 | 26.6 | 23 | 28.9 | 29 | 30.3 | 17.6 | 29.6 | 25.1 | 25.2 | 28.7 | 31.8 | 29.6 | 28.6 | 0
4559 | 29.7 | 31.4 | 25.5 | 29.8 | 29.5 | 21.8 | 22.5 | 27.2 | 28.7 | 30.2 | 30.4 | 27.8 | 34 | 31.1 | 23.6 | 22.7 | 25.8 | 29.7 | 27.8 | 26.8 | 29.2 | 24.5 | 23.8 | 24 | 27.9 | 33.5 | 35.8 | 25.2 | 24.4 | 30.6 | 28.8 | 27.7 | 28.2 | 27.4 | 29.8 | 27 | 25 | 28.8 | 29.1 | 28.2 | 26.2 | 27.2 | 24 | 26 | 25.7 | 25.8 | 26 | 23 | 28.6 | 28.5 | 31 | 17.6 | 29.4 | 24.9 | 25.5 | 28.2 | 30.5 | 29.6 | 28.4 | 0
4560 | 28.8 | 30.8 | 24.9 | 28.7 | 29 | 22 | 22.1 | 26.4 | 28 | 29.7 | 30.2 | 27.8 | 34.2 | 30.7 | 23.3 | 22.8 | 25.8 | 29.2 | 27.5 | 26.8 | 29.4 | 24.6 | 23.7 | 24.2 | 27.5 | 30.5 | 34.5 | 24.8 | 24.3 | 29.9 | 27.4 | 27.2 | 27.7 | 27 | 29.5 | 27.1 | 24.2 | 28.1 | 28.8 | 28.3 | 26.2 | 27.2 | 24.3 | 25.7 | 24.7 | 25.7 | 25.8 | 23.7 | 28.2 | 27.4 | 30.3 | 17.9 | 29.1 | 24.6 | 25.7 | 27.3 | 30.4 | 29.2 | 28.6 | 0
4561 | 28.7 | 30.5 | 24.7 | 27.9 | 28.5 | 22.2 | 21.9 | 26.3 | 28 | 29.4 | 30 | 27.6 | 34.4 | 30 | 23.3 | 22.7 | 25.3 | 29.2 | 27.2 | 26.4 | 29.4 | 24.6 | 23.8 | 24.2 | 27.2 | 30 | 35.4 | 24.1 | 24.1 | 29.5 | 26.4 | 27.1 | 27.2 | 26.8 | 29.2 | 27.1 | 23.7 | 27.5 | 28.6 | 28.5 | 26.2 | 27.1 | 24.4 | 25.6 | 24.9 | 25.6 | 26.7 | 23.5 | 27.7 | 26.8 | 30.4 | 17.3 | 28.6 | 24.6 | 25.7 | 26.5 | 30 | 29.2 | 28.1 | 0
4562 | 28.2 | 30.1 | 24.7 | 27 | 28.5 | 22.2 | 21.6 | 25.9 | 27.8 | 29.3 | 29.8 | 27 | 33.6 | 29.8 | 23 | 22.7 | 25 | 29.2 | 27.2 | 27 | 29.4 | 24.6 | 23.6 | 25 | 27.2 | 29 | 34.9 | 23.4 | 24 | 28.8 | 25 | 26.9 | 26.7 | 26.2 | 28.9 | 27.2 | 23 | 27.5 | 28.4 | 28.5 | 26.1 | 27.2 | 24.4 | 25.6 | 25 | 25.2 | 27.6 | 24 | 27 | 26.4 | 29.2 | 16.6 | 28 | 24.3 | 25.7 | 25.8 | 30 | 29.2 | 27.8 | 0
4563 | 27.7 | 29.8 | 24.3 | 26.7 | 28.5 | 22.2 | 21.6 | 25.7 | 27.7 | 29.1 | 29.3 | 26.6 | 33.2 | 28.6 | 22.8 | 22.4 | 24.4 | 29.2 | 27.2 | 26.7 | 29.5 | 24.6 | 23.5 | 25.2 | 26.9 | 29 | 34.4 | 23 | 23.8 | 28.7 | 24.9 | 26.7 | 26.7 | 26 | 28.9 | 27.3 | 22.9 | 27.5 | 28.1 | 28.5 | 26.3 | 27.1 | 23.9 | 25.4 | 25.2 | 25 | 28.5 | 23.6 | 26.4 | 26 | 29.1 | 15.5 | 27.4 | 24.2 | 25.7 | 25.7 | 30 | 29.2 | 26.9 | 0
4564 | 27.2 | 29.7 | 24.3 | 26.3 | 28.5 | 22 | 21.4 | 25.3 | 27.6 | 28.9 | 28.7 | 26.3 | 32.2 | 27.8 | 22.8 | 22.5 | 24.4 | 29.2 | 27.4 | 27.2 | 29.7 | 24.6 | 23.1 | 25.5 | 25.6 | 28.5 | 33.7 | 22.9 | 23.8 | 28.3 | 24.8 | 26.7 | 26.8 | 25.8 | 28.4 | 27.3 | 22.7 | 26.8 | 28.1 | 28.5 | 26.2 | 27.1 | 23.6 | 25.3 | 25.5 | 24.7 | 28.2 | 24 | 25.9 | 25.9 | 28 | 15.5 | 27.1 | 24.1 | 25.7 | 25.9 | 30 | 29.2 | 26.6 | 0
4565 | 26.7 | 29.7 | 24.3 | 26.6 | 28.5 | 21.7 | 21.4 | 25.2 | 27.5 | 28.6 | 28.5 | 27 | 32.8 | 27.7 | 22.8 | 22.5 | 25 | 28.7 | 27.4 | 27 | 29.9 | 24.6 | 23.4 | 23 | 25.3 | 28.5 | 33.2 | 24.4 | 23.6 | 26.8 | 25 | 26.7 | 26.8 | 25 | 27.7 | 27.3 | 23.8 | 26.8 | 28 | 28.5 | 26 | 26.4 | 22.7 | 25.4 | 25.8 | 25 | 24.4 | 23.8 | 26.4 | 25.7 | 27.6 | 17.8 | 28.4 | 24.1 | 25.7 | 27.6 | 30 | 29.2 | 27 | 0
4566 | 26.7 | 28.5 | 24.3 | 26.7 | 29 | 21.8 | 21.4 | 25 | 27.2 | 28.3 | 28.5 | 26.9 | 32.6 | 27.8 | 22.3 | 22.7 | 24.8 | 27.7 | 27.9 | 27.2 | 30 | 24.6 | 23.5 | 23 | 25.2 | 28 | 32.9 | 24.3 | 23.2 | 27.2 | 25.9 | 26.7 | 26.7 | 24.9 | 27.3 | 27.3 | 23.7 | 26.7 | 27.8 | 28.7 | 26 | 26.9 | 22.9 | 25.4 | 26 | 25.8 | 24.6 | 24.7 | 27.6 | 25.3 | 27 | 18.8 | 27.2 | 23.6 | 25.7 | 28.2 | 30.1 | 29.2 | 26.8 | 0
4567 | 26.7 | 27.2 | 24.3 | 27.2 | 29.5 | 21.8 | 21.3 | 25 | 27.5 | 28.3 | 28.7 | 28 | 33 | 28.5 | 22.3 | 23 | 24.9 | 25.2 | 28.2 | 28.3 | 30.1 | 24.5 | 23.3 | 23.6 | 25.2 | 28 | 32.9 | 25 | 24.2 | 28.2 | 26.9 | 26.8 | 26.7 | 25.9 | 27.3 | 27.4 | 24.4 | 26.7 | 27.9 | 28.7 | 25.7 | 27.8 | 22.9 | 25.6 | 26 | 26.6 | 24.8 | 26.1 | 29 | 25.5 | 28 | 20.3 | 25.8 | 23.6 | 25.7 | 28.7 | 30.5 | 29.2 | 27 | 0
4568 | 26.8 | 27.3 | 25 | 28 | 30 | 22 | 21.6 | 25 | 28.5 | 29.3 | 29.2 | 29.2 | 33.4 | 30.7 | 22.3 | 23.6 | 25.2 | 25 | 28.8 | 29 | 31.4 | 25.8 | 23.4 | 24.4 | 25.2 | 28 | 33.2 | 25.6 | 25 | 29.2 | 28.2 | 28.6 | 27.7 | 26.4 | 26.9 | 27.4 | 25.2 | 27.7 | 29.2 | 28.7 | 26.1 | 29 | 23.4 | 26.2 | 26.1 | 27.2 | 25.4 | 27.4 | 30.4 | 26.5 | 29 | 21.4 | 25 | 23.6 | 27.2 | 29.4 | 31.3 | 29.2 | 27.4 | 0
4569 | 29.5 | 29.3 | 24.7 | 29.2 | 30.2 | 22.4 | 22.7 | 25.8 | 31.3 | 32.1 | 30.2 | 31.3 | 34.4 | 30.5 | 22.5 | 24.5 | 25.8 | 25.3 | 28.9 | 30.9 | 30.2 | 26.2 | 23.1 | 25.9 | 25.3 | 29.2 | 33.3 | 27.1 | 27 | 30.7 | 28.9 | 30.3 | 29.2 | 27.9 | 26.9 | 27.3 | 26.8 | 29.8 | 31.3 | 27.2 | 26.9 | 30.1 | 23.8 | 28.1 | 27.3 | 27.7 | 26.5 | 28.8 | 31.3 | 28 | 31.4 | 22.3 | 24.7 | 25.2 | 28.5 | 29.9 | 31.8 | 29.6 | 28.4 | 0
4570 | 30 | 30.9 | 27 | 30.5 | 30.5 | 22.8 | 23.6 | 25.5 | 31.3 | 33 | 31.4 | 32.3 | 35.2 | 32.4 | 22.7 | 24.4 | 26.3 | 25.3 | 29.6 | 32.3 | 31 | 27.9 | 23.1 | 27.3 | 25.4 | 31.1 | 33.8 | 28.1 | 27.7 | 31.8 | 29.6 | 30.6 | 29.8 | 28.5 | 27.1 | 27.3 | 28.1 | 31.4 | 31.8 | 27.2 | 26.5 | 31 | 24.6 | 29.2 | 27.2 | 27.9 | 28.1 | 29.7 | 32 | 28.5 | 32.6 | 22.3 | 25.4 | 27 | 29.6 | 30.7 | 32.8 | 29.4 | 29.3 | 0
4571 | 31 | 32.4 | 27.2 | 31.8 | 31 | 23.1 | 23.9 | 25.4 | 32.2 | 35.5 | 32.8 | 32.8 | 36.4 | 33.6 | 23.9 | 24.4 | 26.8 | 25.8 | 30 | 34.2 | 32.8 | 29.6 | 23 | 28.8 | 25.7 | 32.1 | 35.3 | 29.4 | 28.4 | 33 | 30 | 31.3 | 31 | 29.6 | 27.2 | 28.5 | 29.4 | 31 | 32.8 | 27.7 | 27.5 | 31.6 | 25.4 | 28.8 | 25.8 | 28.4 | 29.8 | 30.2 | 32.4 | 29.4 | 34 | 22 | 26.5 | 27.7 | 30.8 | 31.4 | 33.3 | 29.3 | 30.2 | 0
4572 | 32 | 32.9 | 26.2 | 32.9 | 32.5 | 22 | 25.3 | 25.1 | 27.4 | 35.2 | 34.1 | 31.4 | 37.4 | 34.8 | 25.8 | 24.2 | 27.1 | 26.3 | 31.1 | 35 | 33.7 | 30.7 | 23.3 | 29.7 | 25.5 | 33.6 | 36.8 | 29.7 | 27.4 | 33.5 | 30.7 | 33 | 32.2 | 29.6 | 28.3 | 28.5 | 29.9 | 30.9 | 33.7 | 28.9 | 28.1 | 31.9 | 26.3 | 31.1 | 26 | 29 | 31.2 | 29.9 | 33 | 30.7 | 33.7 | 21.4 | 27.9 | 28.5 | 31.8 | 32.3 | 33.8 | 27.7 | 30.4 | 0
4573 | 32.8 | 34.4 | 25.7 | 33.8 | 33 | 22 | 25.1 | 24.8 | 27.3 | 36.6 | 35.2 | 30.2 | 38.9 | 35.5 | 26.6 | 25.2 | 27.5 | 26.3 | 31.6 | 36 | 40.3 | 31.8 | 23.5 | 30.5 | 25.8 | 34.6 | 37.8 | 30.4 | 27.2 | 34 | 31.2 | 32.5 | 33.5 | 30.3 | 28.8 | 27.4 | 30.2 | 31.7 | 33.7 | 30.1 | 27.1 | 31.8 | 26.5 | 32.3 | 25.6 | 29.8 | 32 | 29.5 | 33.4 | 31.8 | 34 | 21.3 | 28.8 | 28.9 | 32.8 | 32.9 | 34.8 | 27.7 | 30.4 | 0
4574 | 33 | 35.1 | 26.7 | 34.2 | 33.8 | 22.6 | 25.9 | 24.8 | 27 | 37.1 | 36 | 28.6 | 40 | 35.4 | 28.3 | 26 | 27.8 | 26.5 | 32 | 36 | 41 | 32.5 | 24 | 30.8 | 26.3 | 35.1 | 38.8 | 30.6 | 26.6 | 34 | 31.8 | 31.8 | 34.2 | 30.4 | 29.3 | 26.8 | 30 | 32 | 34.6 | 30 | 28.1 | 31.6 | 26.4 | 32.1 | 25 | 30.6 | 32 | 28.6 | 34 | 32.1 | 34 | 21.6 | 29.2 | 29.2 | 33.2 | 33.2 | 35.5 | 27.2 | 29.8 | 0
4575 | 33.5 | 35.7 | 25.9 | 34.3 | 34 | 22.1 | 23.7 | 24.8 | 27.6 | 38.6 | 36.6 | 28.7 | 41.1 | 35.8 | 28.9 | 26.4 | 28.2 | 26.8 | 31.3 | 36.6 | 40.9 | 33.2 | 24.1 | 31.3 | 27.1 | 35.6 | 39.6 | 31.4 | 27.7 | 34.1 | 31.7 | 31.3 | 34.2 | 31.5 | 29.9 | 26.7 | 30.1 | 31.9 | 34.2 | 29.4 | 25 | 31.1 | 25.4 | 32.6 | 24.9 | 31.1 | 31.4 | 28 | 34.1 | 32.6 | 35.6 | 22.4 | 28.9 | 28.1 | 33.3 | 32.8 | 36.1 | 27.4 | 29.3 | 0
4576 | 34.5 | 35.8 | 27.2 | 34 | 34.2 | 22.5 | 24.1 | 24.8 | 28.3 | 37.7 | 36.7 | 28.9 | 41 | 35.4 | 29 | 25.9 | 28.2 | 26.9 | 30.5 | 36.2 | 40.2 | 33.8 | 24.3 | 31.2 | 26.7 | 36.1 | 39.8 | 31.5 | 28 | 33.6 | 31.4 | 30.8 | 34.7 | 31.4 | 29.7 | 27.3 | 29.9 | 31 | 33.2 | 29.2 | 26 | 30.6 | 24.5 | 33.1 | 24.7 | 31.1 | 30.5 | 27.1 | 34 | 32.8 | 36.4 | 22.7 | 28.6 | 27.2 | 32.2 | 32.2 | 35.9 | 27.4 | 28.8 | 0
4577 | 34.5 | 35.7 | 25.9 | 33.4 | 33.8 | 22.2 | 24.5 | 25.3 | 28.7 | 38.1 | 36.5 | 30 | 40 | 34.7 | 28.5 | 22.9 | 28 | 27.8 | 29.2 | 36.2 | 39.7 | 33.3 | 24.2 | 31 | 26.2 | 35.8 | 39.8 | 31.4 | 28.4 | 33 | 30.4 | 30.8 | 34.1 | 31.2 | 29.6 | 27.8 | 29.8 | 29.8 | 32 | 28.2 | 26.5 | 30 | 23.5 | 33.1 | 24.7 | 30.6 | 29.6 | 26.3 | 33.4 | 33 | 37.2 | 22.6 | 28.2 | 27.2 | 30.2 | 31.2 | 35.7 | 27.6 | 28.6 | 0
4578 | 34.4 | 36 | 25.5 | 32.7 | 33.6 | 21.3 | 23.8 | 25.3 | 29.2 | 37.8 | 35.8 | 30 | 37.6 | 34 | 27.7 | 22.7 | 27.3 | 27.8 | 28.5 | 35.1 | 39.5 | 32.6 | 24.3 | 30 | 26.1 | 35.1 | 39.8 | 30 | 26.6 | 31.9 | 29.5 | 29.8 | 33.4 | 29.4 | 29.2 | 27.8 | 29.1 | 28.7 | 31.2 | 29.5 | 27.8 | 29.5 | 23.3 | 32.6 | 24.7 | 29.7 | 29 | 25.2 | 32.7 | 32.5 | 35.8 | 21.4 | 28.3 | 27.4 | 29.9 | 30.5 | 35 | 28.3 | 28.3 | 0
4579 | 33.1 | 35.6 | 25 | 32 | 32.8 | 21.5 | 23 | 25.3 | 28.8 | 34.8 | 34.9 | 30.1 | 35.1 | 33.6 | 25 | 22.6 | 26.4 | 27.8 | 27.8 | 34.6 | 38.6 | 27.5 | 24 | 29 | 26.1 | 34.1 | 39.3 | 28.7 | 24.9 | 31 | 28.6 | 29.1 | 31.6 | 28.1 | 29.1 | 26.8 | 28.4 | 28.2 | 30.3 | 28.7 | 27.7 | 29.1 | 23.3 | 32 | 24.7 | 28.9 | 28.5 | 24.6 | 31.8 | 32 | 34.1 | 19.8 | 28.2 | 26.7 | 29.3 | 29.7 | 31.1 | 28.3 | 28.1 | 0
4580 | 32 | 34.2 | 24.5 | 31.4 | 32.5 | 20.5 | 22.7 | 25.3 | 28.8 | 33.1 | 33.7 | 29.2 | 32.6 | 32.9 | 23.4 | 22.4 | 25.4 | 27.8 | 27.6 | 33.6 | 37.5 | 26.7 | 23.8 | 27.6 | 25.3 | 32.8 | 38.3 | 27 | 22.5 | 30.2 | 28.2 | 28.8 | 28.2 | 26.6 | 28.6 | 26.8 | 27.4 | 27.8 | 29.7 | 28.2 | 25.3 | 28.8 | 23.8 | 30.8 | 24.7 | 28.2 | 28 | 24 | 31.2 | 31.5 | 31.4 | 18.2 | 28.2 | 26.2 | 28.8 | 29.2 | 26 | 28.3 | 27.8 | 0
4581 | 31 | 33 | 24.1 | 31 | 31.6 | 21.2 | 22.6 | 25.3 | 28.6 | 32.1 | 32.6 | 29 | 31.5 | 32.1 | 22.8 | 22.4 | 24.9 | 27.8 | 27.1 | 33.5 | 36.1 | 26.5 | 23.3 | 26.6 | 25.3 | 32.1 | 37.8 | 26.4 | 22 | 30.1 | 27.9 | 28.3 | 24.7 | 26.9 | 28.2 | 26.8 | 26.8 | 27.7 | 28.5 | 27.8 | 25.6 | 28.5 | 24 | 30.1 | 24.7 | 27.9 | 27.3 | 24.1 | 30.6 | 30.8 | 30.3 | 17.4 | 27.7 | 24.7 | 28.2 | 28.6 | 26.1 | 28.3 | 27.6 | 0
4582 | 30.5 | 32.3 | 23.7 | 30.6 | 31.4 | 21 | 22.4 | 25.3 | 28.4 | 31.2 | 31.4 | 28.4 | 31.1 | 31.4 | 22.5 | 22.5 | 24.6 | 27.8 | 27.1 | 32.7 | 33.3 | 26.2 | 23 | 25.5 | 25.2 | 31.6 | 34.8 | 25.8 | 21.8 | 30 | 28 | 28.3 | 24.7 | 27.2 | 27.8 | 26.9 | 26.1 | 27.4 | 28.3 | 27.7 | 26.2 | 28.4 | 24.1 | 29.6 | 24.7 | 27.7 | 26.3 | 24.1 | 30.2 | 29.3 | 29.3 | 17.2 | 27.2 | 24.7 | 27.6 | 28.3 | 26.1 | 28.3 | 27.3 | 0
4583 | 30 | 31.7 | 23.6 | 30.2 | 30.9 | 21 | 22.3 | 25.3 | 28.3 | 30.5 | 30.5 | 28.6 | 31.8 | 30.9 | 22.2 | 22.4 | 24.8 | 27.8 | 26.8 | 32 | 32.2 | 26.2 | 22.8 | 24.8 | 25 | 31.1 | 34.3 | 26 | 23.2 | 30 | 28 | 28.3 | 24.9 | 28.2 | 27.6 | 26.8 | 25.8 | 27.1 | 28.2 | 27.7 | 26.3 | 28.2 | 23.8 | 28.6 | 24.7 | 27.4 | 25.2 | 24.4 | 29.6 | 28.6 | 29.8 | 17.6 | 26.8 | 24.3 | 27.4 | 27.8 | 26 | 28.3 | 27.2 | 0
4584 | 29.5 | 31 | 23.6 | 29.7 | 29.2 | 21 | 21.8 | 25.3 | 27.8 | 30.1 | 29.7 | 28.1 | 32.3 | 30.9 | 21.7 | 22.3 | 25 | 27.8 | 27.2 | 30.1 | 29.7 | 25.7 | 23.1 | 23.9 | 25.1 | 30.8 | 34.3 | 25.4 | 23.6 | 29.4 | 28 | 27.2 | 24.8 | 27.7 | 27.4 | 26.7 | 25.1 | 26.8 | 27.9 | 27.5 | 25.9 | 28 | 23.7 | 28.1 | 23.8 | 26.7 | 24.3 | 24.1 | 28.9 | 27.7 | 29.5 | 17.8 | 27.1 | 24.2 | 26.9 | 27.7 | 25.8 | 28.7 | 27 | 0
4585 | 29.5 | 30.9 | 23.6 | 29 | 29 | 21 | 21.7 | 24.7 | 27.8 | 29.9 | 29.2 | 28.1 | 33 | 30.4 | 21.7 | 22.2 | 25.4 | 27.5 | 27.2 | 28.6 | 29.7 | 25.7 | 23.2 | 23.5 | 25.1 | 30.8 | 33.8 | 25.2 | 24.5 | 28.7 | 27.4 | 26.2 | 24.5 | 27.3 | 27.2 | 26.8 | 24.8 | 26.4 | 27.9 | 27.4 | 25.3 | 27.6 | 23.3 | 27.5 | 23.8 | 25.9 | 23.7 | 23.8 | 27.9 | 27.2 | 29.9 | 17.8 | 27.8 | 24.2 | 26.5 | 27.4 | 25.8 | 28.6 | 27 | 0
4586 | 29 | 30.8 | 23.6 | 28.2 | 28.5 | 21 | 21.5 | 24.3 | 27.7 | 29.6 | 28.8 | 27.4 | 33 | 29.9 | 21.5 | 22.2 | 25.4 | 27.5 | 27.6 | 26.8 | 29.1 | 25.6 | 23.6 | 23 | 25.2 | 30.1 | 33.3 | 24.4 | 24 | 27.6 | 26.6 | 25.8 | 24.7 | 25.8 | 27.2 | 26.8 | 24.2 | 26.1 | 27.8 | 26.7 | 25.5 | 27.2 | 23.2 | 27.2 | 23.9 | 25 | 23.6 | 23.2 | 27 | 26.6 | 29 | 17.4 | 28.8 | 24.2 | 26.5 | 27.4 | 25.9 | 28.6 | 27 | 0
4587 | 29 | 30.5 | 23.4 | 27.5 | 28.5 | 21 | 21.5 | 24.1 | 27.5 | 29.5 | 28.7 | 27.4 | 33.1 | 29.4 | 21.5 | 22.1 | 25.4 | 27.5 | 27.4 | 26.5 | 29.1 | 25.2 | 23.6 | 23 | 25.3 | 29.6 | 30.8 | 24.4 | 24.2 | 27 | 25.5 | 25.4 | 24.6 | 25.3 | 27.2 | 26.7 | 24.1 | 25.8 | 27.7 | 26.7 | 25.3 | 26.7 | 22.9 | 27 | 24.6 | 24.5 | 23.8 | 23.1 | 26.1 | 26.2 | 28.8 | 17.2 | 29.3 | 24.2 | 26.2 | 27.3 | 25.9 | 28.6 | 27.1 | 0
4588 | 28.7 | 30.1 | 23.4 | 26.9 | 28.3 | 21 | 21.4 | 24.1 | 27.3 | 29.3 | 28.5 | 26.8 | 32.8 | 29 | 21.5 | 21.9 | 25.2 | 27.5 | 27.5 | 26.2 | 29.1 | 25.2 | 23.6 | 22.8 | 25.3 | 29.1 | 29.3 | 24 | 23.4 | 26.5 | 25.1 | 25.4 | 24.8 | 24.5 | 27.1 | 26.7 | 23.7 | 25.4 | 27.5 | 26.8 | 25.4 | 26.4 | 22.9 | 26.6 | 24.8 | 24.5 | 24.2 | 23.1 | 26 | 25.5 | 27.7 | 17.1 | 29.3 | 24.2 | 25.8 | 27.4 | 25.9 | 28.6 | 27 | 0
4589 | 28.5 | 30 | 23.4 | 27 | 28 | 21 | 21.4 | 23.8 | 27.3 | 29 | 27.5 | 27.2 | 31 | 28.4 | 21.4 | 21.9 | 24 | 27.5 | 25 | 31 | 29.1 | 25.1 | 21.6 | 23 | 25.3 | 28.6 | 29.3 | 25.4 | 23 | 28 | 27.6 | 25.4 | 24.7 | 26.4 | 26.9 | 26.8 | 24.8 | 25 | 27.2 | 27 | 25.3 | 27.4 | 23.4 | 26.4 | 24.9 | 26 | 24.6 | 23.6 | 27.4 | 25.5 | 27 | 17.8 | 25.6 | 24.2 | 25.7 | 27.4 | 25.9 | 28.6 | 26 | 0
4590 | 28.5 | 27.6 | 23.3 | 26.8 | 28 | 21 | 21.3 | 23.8 | 27 | 29.1 | 27.5 | 27.7 | 31.8 | 28.4 | 21.3 | 21.9 | 24.3 | 27.5 | 24.9 | 30.6 | 28.7 | 24.9 | 21.7 | 23.6 | 25.3 | 28.1 | 29.3 | 25.4 | 23.3 | 27.8 | 28.5 | 25.8 | 24.6 | 26.6 | 26.9 | 26.8 | 24.7 | 24.6 | 27.2 | 26.7 | 25.6 | 27.9 | 23.5 | 26.3 | 25.2 | 26.6 | 25.2 | 23.6 | 28.9 | 25.6 | 29 | 19.4 | 26.1 | 24.2 | 25 | 28.1 | 26.3 | 28.6 | 26.6 | 0
4591 | 28.3 | 27.3 | 23.4 | 27.2 | 28.5 | 21.1 | 21.2 | 23.8 | 27.3 | 29.1 | 28 | 28.4 | 32.6 | 28.4 | 21.2 | 22.2 | 24.5 | 27.5 | 25.1 | 31.3 | 28.8 | 24.8 | 22.6 | 24.7 | 25.1 | 28.1 | 29.4 | 26.1 | 23.5 | 28.4 | 29.4 | 25.8 | 24.7 | 27 | 27 | 27 | 24.4 | 24.8 | 27.3 | 26.9 | 25.7 | 28.6 | 24.1 | 26.3 | 25.2 | 27.1 | 25.8 | 24.2 | 30.2 | 25.6 | 30 | 20.9 | 26.8 | 24.4 | 25 | 28.7 | 26.1 | 28.6 | 26.7 | 0
4592 | 28.5 | 27.4 | 23.6 | 27.8 | 29 | 21.2 | 22.7 | 23.8 | 27.7 | 29.7 | 28.5 | 29.4 | 33.6 | 28.3 | 21.3 | 22.4 | 24.8 | 27.5 | 25.6 | 31.6 | 30 | 25.5 | 23.4 | 26 | 24.6 | 28.6 | 30.8 | 27 | 24 | 29 | 30.8 | 27 | 25.8 | 27.6 | 27.6 | 27.1 | 24.4 | 25.3 | 28.9 | 27 | 26.4 | 29.4 | 24.5 | 26.4 | 25.2 | 28.2 | 26.4 | 25.2 | 31.8 | 25.7 | 32.4 | 22.4 | 27.4 | 25.1 | 26.5 | 29.6 | 25.4 | 28.6 | 27 | 0
4593 | 29.7 | 28.2 | 25 | 29 | 31.5 | 22.2 | 23.6 | 23.5 | 28.7 | 32.5 | 29.7 | 30.3 | 34.5 | 27.6 | 23 | 23.7 | 24.8 | 28.5 | 26.1 | 32.7 | 32.8 | 26.5 | 25 | 27.2 | 24 | 29.5 | 32.7 | 28.5 | 24.3 | 30.4 | 31.4 | 30.6 | 26.8 | 28.2 | 28.6 | 27.6 | 24.3 | 31.4 | 31.1 | 27.1 | 27 | 30.1 | 25.5 | 27.9 | 27.6 | 29 | 26.5 | 26.4 | 32.3 | 25.9 | 33.3 | 23 | 27.5 | 25.5 | 29.1 | 30.1 | 24.4 | 28.8 | 26.5 | 0
4594 | 30.4 | 30.2 | 26.1 | 30.1 | 32.2 | 23.2 | 25 | 23.1 | 29.1 | 33.5 | 30.9 | 31.4 | 35.5 | 28.6 | 23.5 | 24.7 | 24.9 | 28.5 | 26.5 | 32.5 | 35.2 | 27.6 | 26.2 | 28.4 | 24.2 | 30.3 | 34.6 | 29.5 | 24.9 | 31.2 | 32.1 | 30.7 | 27.3 | 28.9 | 29.1 | 27.7 | 24.6 | 31.3 | 31.8 | 27.6 | 27.6 | 30.8 | 26.3 | 28.8 | 27.5 | 30.2 | 26.7 | 27.2 | 32.8 | 27 | 35.9 | 23.2 | 27 | 26.3 | 30.6 | 30.9 | 24.8 | 28.5 | 26.3 | 0
4595 | 31.5 | 31.7 | 27 | 31.4 | 33.2 | 23.7 | 26.5 | 23.2 | 29.6 | 34.8 | 32.5 | 32.4 | 36.6 | 29.1 | 24.3 | 24.7 | 24.8 | 28.3 | 26.6 | 32.4 | 35.8 | 29.9 | 27.4 | 29.2 | 25.4 | 30.9 | 35.7 | 30.4 | 25.4 | 32.2 | 32 | 30.9 | 28.5 | 29.6 | 30.4 | 27.6 | 25 | 31.6 | 32.7 | 28.8 | 27.8 | 31.4 | 27.2 | 30.3 | 27.6 | 31 | 26.8 | 27.4 | 32.8 | 28.3 | 37.4 | 23 | 26 | 27 | 31.8 | 31.4 | 24.2 | 28.4 | 26 | 0
4596 | 32.4 | 33.7 | 28 | 32.2 | 34.6 | 22.7 | 27.5 | 24.2 | 30.2 | 36.5 | 33.8 | 33.5 | 37.8 | 30.4 | 25.7 | 25.5 | 25 | 28.3 | 26.5 | 31.1 | 35 | 30.6 | 27.4 | 30 | 27.3 | 32.5 | 36.6 | 30.4 | 26.3 | 32.2 | 32.4 | 31.3 | 28.9 | 30.3 | 31.7 | 27.6 | 25.9 | 29.5 | 33.7 | 28.6 | 28.1 | 32 | 27.4 | 31.8 | 28.3 | 32 | 27.6 | 26.8 | 33.5 | 29.1 | 40.1 | 23.2 | 25 | 28.8 | 33 | 32.2 | 24.2 | 29.8 | 26.6 | 0
4597 | 33 | 34.5 | 29.5 | 32.9 | 35.2 | 22.8 | 28 | 23.7 | 30.4 | 37.3 | 35.3 | 34.4 | 38.8 | 30.7 | 27.1 | 26.3 | 25.1 | 28.8 | 26.3 | 31 | 34 | 30.6 | 27.3 | 30.6 | 27.4 | 33.6 | 37 | 30.3 | 26.9 | 32.5 | 32.3 | 30.3 | 30 | 30.9 | 32.2 | 28.5 | 26.7 | 30.4 | 34.2 | 28.6 | 28.1 | 32.3 | 27.7 | 32.3 | 28.4 | 32.1 | 28.5 | 25.7 | 33.9 | 30 | 40 | 23.3 | 24.5 | 28.7 | 34.3 | 32.6 | 24.2 | 29.9 | 27.1 | 0
4598 | 33.5 | 35 | 30 | 33.2 | 35.1 | 22.4 | 28 | 23.7 | 31.2 | 37.5 | 36.3 | 35 | 39.6 | 30.9 | 27 | 26.6 | 25.4 | 28.8 | 26.2 | 31.2 | 34.6 | 29.5 | 26.4 | 31.2 | 28 | 35 | 37.6 | 30 | 27.5 | 32.4 | 32.6 | 30.6 | 30.5 | 31.4 | 32.8 | 28.8 | 27.4 | 30.1 | 34.5 | 28.6 | 28.2 | 32.4 | 27.4 | 33 | 28.5 | 31.8 | 29.6 | 24.4 | 34.6 | 30.8 | 39 | 23.6 | 24.6 | 28.9 | 34.7 | 33 | 24.2 | 30.1 | 28 | 0
4599 | 33.7 | 35.2 | 30.2 | 33.6 | 34.7 | 20.7 | 27.7 | 23.8 | 31.2 | 38 | 37.3 | 35 | 39.7 | 31.3 | 27.7 | 26.6 | 25.4 | 28.6 | 26.2 | 33.3 | 36.2 | 30.4 | 26 | 31.4 | 27.6 | 35.2 | 38.9 | 30.2 | 27.3 | 33.1 | 32.2 | 31.3 | 31.5 | 31.6 | 32.8 | 26.8 | 27.5 | 31.3 | 34.5 | 28.1 | 29.4 | 32.1 | 27.4 | 33.4 | 28.5 | 30.2 | 30.1 | 23.4 | 34.3 | 31.8 | 34.7 | 23.3 | 25.3 | 29 | 33.7 | 32.7 | 24.6 | 30.1 | 28.2 | 0
4600 | 34.5 | 35.6 | 30.2 | 33.6 | 34.7 | 20.8 | 27 | 24.1 | 30.6 | 36.8 | 37.4 | 34.4 | 39.4 | 31.4 | 27.6 | 26.1 | 25.4 | 28.5 | 26.4 | 35 | 36.5 | 31 | 25.4 | 31.3 | 25.9 | 35.5 | 39.3 | 30 | 27 | 33.3 | 32.3 | 31.3 | 32.1 | 31.6 | 32.9 | 27.2 | 27.5 | 31.1 | 33.9 | 27.1 | 28.9 | 31.7 | 26.8 | 33.8 | 28.5 | 28.6 | 30.2 | 22.9 | 34 | 32.3 | 31.3 | 22.8 | 26.2 | 28.8 | 33.5 | 32.4 | 25 | 30.1 | 28.5 | 0
4601 | 35.2 | 35.5 | 29.8 | 33.6 | 34.7 | 20.8 | 25.6 | 24.5 | 30.7 | 36.8 | 37.1 | 33.4 | 38.6 | 31.3 | 26.4 | 25.7 | 25 | 28.5 | 26.6 | 36.6 | 35.3 | 26.6 | 25.2 | 30.6 | 26.2 | 35.5 | 39.5 | 30 | 26.2 | 33.4 | 31.8 | 31.8 | 32.4 | 31.2 | 32.5 | 27.9 | 27 | 31 | 33.9 | 27 | 25.1 | 31 | 26.4 | 33 | 28.5 | 26.8 | 29.6 | 22.8 | 33 | 32.3 | 28 | 21.6 | 26.8 | 28.6 | 33.4 | 31.6 | 25.5 | 30.1 | 28.2 | 0
4602 | 34.8 | 35.2 | 29.2 | 33.1 | 34.3 | 21 | 25.2 | 24.3 | 30.2 | 35.8 | 35.9 | 32.3 | 37.7 | 30.6 | 25.6 | 25.3 | 24.7 | 28.5 | 26.7 | 35.9 | 34.6 | 25 | 24.5 | 29.4 | 26.2 | 35.5 | 39.6 | 29.2 | 25.6 | 32.2 | 31.7 | 31.7 | 31.5 | 30.6 | 31.9 | 27.5 | 26.7 | 28.2 | 32 | 26.6 | 25.6 | 30.4 | 25.3 | 31.5 | 28.5 | 25.9 | 29.1 | 22.8 | 32.5 | 31.9 | 28.7 | 20.5 | 26.9 | 28.3 | 33.1 | 31.2 | 25.9 | 30.1 | 28.3 | 0
4603 | 34.3 | 34.5 | 28.6 | 32.6 | 33.5 | 20.8 | 24.4 | 24.2 | 29.5 | 35.5 | 34.6 | 31.2 | 36.8 | 30.3 | 24 | 24.7 | 24.2 | 28.5 | 26.5 | 34.8 | 33.3 | 25.9 | 24.3 | 27.9 | 26.2 | 35.4 | 38.1 | 28.3 | 24.9 | 31.1 | 30.7 | 30.3 | 30.1 | 30 | 31 | 26.6 | 26.3 | 25 | 31 | 26.4 | 25.6 | 29.8 | 24.7 | 31.5 | 28.5 | 25.3 | 28.4 | 22.7 | 31.6 | 29.6 | 30.1 | 19.2 | 26.3 | 24.5 | 32.2 | 30.5 | 25.7 | 30.1 | 27.9 | 0
4604 | 32.5 | 33.5 | 27.3 | 31.8 | 32.5 | 20.9 | 23.6 | 24 | 29.2 | 35 | 33.1 | 30.4 | 36 | 30 | 23.4 | 24.6 | 24 | 28.3 | 26.2 | 32.6 | 32.5 | 26 | 23.8 | 26.4 | 26.1 | 35 | 36.7 | 27 | 24.6 | 29.4 | 29.8 | 29.3 | 29 | 29.4 | 30.1 | 26.2 | 26 | 25.6 | 30 | 26.3 | 25.7 | 29.4 | 24 | 30.4 | 28.2 | 25.4 | 28.2 | 22.4 | 31.2 | 29.7 | 33.4 | 18.6 | 25.6 | 24.5 | 31.8 | 30 | 25.4 | 30.1 | 28 | 0
4605 | 31.5 | 32 | 26.7 | 31.2 | 32.2 | 21.1 | 23.3 | 24 | 28.7 | 28 | 32.2 | 29.8 | 35.2 | 27.1 | 23 | 24.3 | 23.7 | 28.3 | 25.8 | 31.8 | 31.3 | 26 | 23.9 | 25.1 | 25.9 | 34.1 | 36.5 | 26.4 | 24.1 | 28.7 | 28 | 29 | 28.6 | 28.9 | 29.5 | 25.8 | 25.5 | 25.6 | 30 | 26.3 | 25.7 | 29 | 24.2 | 29.6 | 28.2 | 25.2 | 28.1 | 22.1 | 30.2 | 26.8 | 34.1 | 18.2 | 25 | 24.7 | 30.2 | 29.2 | 25.4 | 30.1 | 27.6 | 0
4606 | 30.5 | 31.3 | 26.3 | 30.5 | 31.7 | 21.1 | 23.1 | 24 | 28.5 | 28.3 | 31.2 | 29.5 | 34.5 | 27.2 | 22.7 | 24.1 | 23.8 | 28.3 | 25.5 | 31.2 | 30.7 | 26 | 23.5 | 24.4 | 25.6 | 33.5 | 30.6 | 25.9 | 24 | 28.1 | 27 | 28.8 | 28.6 | 28.6 | 29.1 | 25.9 | 25.3 | 25.3 | 29.5 | 26.3 | 26.1 | 28.7 | 24.1 | 29.1 | 28.1 | 25.5 | 28.3 | 22 | 29.8 | 26.5 | 34.5 | 18.3 | 24.9 | 24.7 | 29.3 | 28.7 | 25 | 30.1 | 27.5 | 0
4607 | 30.5 | 30.5 | 25.6 | 30 | 31.4 | 20.7 | 23 | 23.3 | 28.2 | 28.3 | 30.6 | 29.2 | 33.6 | 27.2 | 22.7 | 24.1 | 23.8 | 28 | 25.4 | 32 | 30.4 | 26 | 23.4 | 24 | 25.6 | 33 | 27.4 | 26 | 23.8 | 28.4 | 26 | 28.4 | 28.4 | 28.4 | 28.8 | 26 | 25 | 24.1 | 29.2 | 26.3 | 26.1 | 28.4 | 24.4 | 28.7 | 28.1 | 25.4 | 28.2 | 22.2 | 29 | 26.5 | 32.2 | 18.4 | 25.2 | 24.7 | 28.3 | 28 | 25 | 30.1 | 27 | 0
4608 | 30.3 | 30.1 | 25.4 | 29.3 | 30.7 | 20.7 | 22.7 | 23 | 27.7 | 27.8 | 29.7 | 29 | 32.8 | 27.4 | 22.5 | 23.7 | 24 | 27.3 | 25.6 | 32 | 30 | 26 | 22.6 | 23.9 | 25.7 | 32.5 | 25.6 | 25.9 | 23.9 | 28.2 | 26.4 | 28.2 | 28 | 28.2 | 28.4 | 27 | 25.1 | 23.9 | 29.1 | 26.3 | 26.1 | 28.2 | 23.9 | 27.8 | 27.8 | 25.8 | 28.1 | 22.8 | 28.8 | 26.4 | 30.9 | 18.6 | 25.8 | 24.8 | 27.7 | 27.9 | 25 | 29.2 | 27 | 0
4609 | 30 | 30 | 24.7 | 28.7 | 30.7 | 21.2 | 22.6 | 22.7 | 27.7 | 27.3 | 29 | 28.5 | 31.9 | 27.5 | 22.2 | 23.6 | 24.1 | 27.3 | 25.7 | 32.5 | 29.8 | 25.9 | 22.2 | 23.8 | 25.5 | 31.9 | 25.6 | 26.1 | 23.8 | 28.4 | 26.8 | 28.1 | 27.4 | 27.8 | 28.2 | 25.7 | 25.2 | 23.9 | 29 | 26.4 | 26.1 | 27.9 | 23.7 | 27.7 | 27.6 | 25.9 | 27.3 | 23.5 | 28.1 | 26.2 | 28.5 | 18.2 | 26.1 | 24.8 | 27.7 | 27.6 | 24.9 | 29.2 | 26.7 | 0
4610 | 29.5 | 29.7 | 24.7 | 28 | 30.7 | 21 | 22.5 | 22.6 | 27.3 | 27.3 | 28.1 | 28 | 31.2 | 27.5 | 22 | 23.7 | 24.2 | 27.3 | 25.8 | 31.8 | 29.5 | 25.6 | 21.4 | 23.6 | 25.1 | 31.4 | 25.7 | 25.8 | 23.8 | 28 | 27.6 | 27.8 | 26.6 | 27.4 | 28 | 25.7 | 25.4 | 23.9 | 28.9 | 26.5 | 26.3 | 27.6 | 23 | 27.4 | 27.1 | 26.2 | 26.4 | 24 | 27.8 | 25.8 | 28 | 17.8 | 26.2 | 24.7 | 27.2 | 27.6 | 24.9 | 29.2 | 26.6 | 0
4611 | 29.1 | 29.7 | 24.7 | 27.6 | 30.2 | 20.7 | 22.3 | 22.6 | 27.2 | 27.6 | 27.8 | 27.4 | 30.7 | 27.4 | 22 | 23.7 | 24 | 27.3 | 25.6 | 31.7 | 29.4 | 25.5 | 21.4 | 23.2 | 25 | 31 | 26 | 25.8 | 23.4 | 28.1 | 27.5 | 27.8 | 26 | 26.9 | 28 | 25.7 | 25.2 | 23.9 | 28.8 | 26.6 | 26.4 | 27.3 | 23 | 26.9 | 27.1 | 26 | 25.3 | 24.1 | 27 | 25.5 | 26.6 | 17.1 | 25.9 | 24.7 | 27 | 27.3 | 24.9 | 29.2 | 26.1 | 0
4612 | 28.6 | 29.7 | 24.7 | 27.1 | 30 | 20.7 | 22.2 | 22.6 | 27 | 27.3 | 27.4 | 27.2 | 30.7 | 27.2 | 22 | 23.6 | 24 | 27.3 | 25.3 | 30.9 | 29.3 | 25.5 | 21.2 | 22.9 | 25 | 30.7 | 26.1 | 25.4 | 23.2 | 27.8 | 27.7 | 27.9 | 25.5 | 26.5 | 27.7 | 25.7 | 25.2 | 23.9 | 28.7 | 26.6 | 26.4 | 27.3 | 22.9 | 26.8 | 27 | 26.1 | 24.8 | 23.9 | 27.1 | 25.2 | 27.1 | 17.2 | 25.6 | 24.7 | 26.6 | 27.4 | 24.9 | 29.2 | 26.1 | 0
4613 | 28.2 | 29.7 | 24.3 | 27 | 29.7 | 20.8 | 22.2 | 22.5 | 26.7 | 27.3 | 28 | 27.2 | 31.8 | 26.9 | 21.7 | 23.6 | 24.4 | 27.3 | 25.2 | 30.4 | 29.3 | 25 | 22.4 | 23.2 | 25 | 30.5 | 26.1 | 25 | 23.4 | 27.2 | 25.6 | 27.9 | 25.5 | 26.4 | 27.5 | 25.8 | 23.6 | 23.9 | 28.7 | 26.8 | 26.9 | 26.2 | 23.7 | 26.8 | 27 | 25.2 | 23.6 | 21.8 | 27.4 | 25 | 30.2 | 17.2 | 25 | 24.3 | 26.5 | 26.4 | 24.9 | 28.3 | 26 | 0
4614 | 28 | 29.2 | 24.1 | 26.9 | 29.7 | 21.1 | 21.7 | 22.5 | 26.7 | 27.3 | 28.1 | 27.5 | 32.2 | 26.6 | 21.7 | 23.6 | 25.9 | 27.3 | 25.2 | 30.6 | 29.3 | 24.6 | 23.6 | 23.4 | 24.8 | 30 | 26.1 | 25.4 | 24 | 28.1 | 26.2 | 27.9 | 25 | 26.6 | 27.5 | 26 | 23.5 | 23.9 | 28.5 | 27 | 26.2 | 25.9 | 24.2 | 26.8 | 26.9 | 25.2 | 23.8 | 22.2 | 28.1 | 24.5 | 30 | 17.9 | 25 | 24.1 | 26.1 | 26.4 | 24.9 | 28.3 | 26.1 | 0
4615 | 28 | 29.2 | 24.1 | 27 | 30.1 | 21.1 | 21.6 | 22.5 | 27.4 | 27.5 | 28.6 | 27.8 | 32.9 | 26.9 | 21.7 | 23.7 | 27.6 | 27.2 | 25.3 | 31.1 | 29.3 | 25 | 24.7 | 24 | 24.8 | 30 | 26.5 | 25.7 | 25 | 28.3 | 27 | 28.1 | 25 | 26.7 | 27.5 | 26.2 | 23.6 | 23.9 | 28.4 | 27.1 | 25.6 | 26.1 | 24.8 | 26.8 | 26.9 | 25.7 | 24 | 23 | 28.6 | 24.6 | 31.1 | 19.2 | 25.5 | 24.3 | 26.3 | 26.6 | 25 | 28.3 | 26.4 | 0
4616 | 28.4 | 29.7 | 24.1 | 27.4 | 30.7 | 21.3 | 21.8 | 22.5 | 29 | 28 | 29 | 28.6 | 33.4 | 27.9 | 21.6 | 24.1 | 29 | 27.2 | 25.2 | 32.2 | 29.5 | 25.5 | 26 | 25 | 24.9 | 30 | 27.1 | 26 | 26 | 29.2 | 28 | 28.8 | 25.9 | 27.2 | 27.6 | 26.7 | 23.8 | 24.2 | 29.2 | 27.1 | 25.2 | 27 | 25.6 | 26.9 | 26.9 | 26.3 | 24.8 | 24 | 29.6 | 25.3 | 32.6 | 20.4 | 26 | 24.6 | 27.4 | 27.2 | 25.4 | 28.3 | 26.8 | 0
4617 | 30.7 | 30.8 | 25.6 | 27.8 | 32.5 | 22.4 | 22.7 | 23.5 | 30 | 29.6 | 29.9 | 29.5 | 34.4 | 29.5 | 23 | 25.3 | 30.1 | 29.1 | 25.3 | 33.2 | 32 | 25.5 | 26.6 | 26.4 | 25.1 | 30.3 | 28.2 | 25.7 | 27.1 | 29.3 | 28.9 | 30.2 | 27.4 | 27.7 | 28.1 | 28.3 | 24.3 | 24.7 | 29.8 | 27.8 | 27.3 | 28.2 | 26.3 | 28.8 | 27 | 27.4 | 25.3 | 25.2 | 30.1 | 27 | 34.5 | 21.1 | 27.2 | 25.6 | 29 | 28.2 | 26 | 29.3 | 27.3 | 0
4618 | 30.6 | 32.1 | 26.9 | 28.4 | 33.2 | 21.9 | 24.3 | 23.5 | 30 | 29.9 | 30.7 | 30.8 | 35.5 | 30.3 | 24.6 | 27.5 | 30.7 | 29.2 | 25.5 | 34.1 | 34.2 | 26.7 | 27.2 | 28 | 25.5 | 30.8 | 29.6 | 25.5 | 27.8 | 30.4 | 29.7 | 30.5 | 27.9 | 28.6 | 29.5 | 28.3 | 24.8 | 26 | 30.4 | 27.8 | 27.8 | 29.5 | 26.8 | 29.8 | 27 | 28.4 | 26.5 | 26.3 | 30.9 | 28 | 35.4 | 20.8 | 28.3 | 25.8 | 30.4 | 29.6 | 26.5 | 29.3 | 27.9 | 0
4619 | 31.4 | 34 | 29.2 | 29 | 34.2 | 22.9 | 25.5 | 24 | 30 | 31.6 | 32 | 32 | 37 | 30.8 | 25.6 | 27.9 | 31 | 30.8 | 26 | 34.4 | 35.7 | 29.3 | 27.4 | 29.4 | 26.1 | 32.4 | 31.3 | 25 | 28.2 | 31.2 | 30.2 | 32.5 | 29.3 | 29.6 | 30.3 | 28.6 | 25.4 | 26.8 | 30.9 | 28.8 | 28.4 | 30.6 | 27.2 | 29.8 | 27 | 29.4 | 27.6 | 27.2 | 31.4 | 29.5 | 36 | 19.8 | 29.7 | 26.8 | 32.1 | 31 | 27.1 | 29.3 | 28.6 | 0
4620 | 31.6 | 35.1 | 29.9 | 29.9 | 34.6 | 24.3 | 27.4 | 24.1 | 29.5 | 33.3 | 33.2 | 33.2 | 38.2 | 32.4 | 26 | 29.6 | 31.1 | 32.1 | 26.6 | 34.6 | 37.5 | 30 | 28 | 30.4 | 27.1 | 33.8 | 32.5 | 25 | 28.1 | 33 | 30.6 | 32.7 | 30.6 | 30.9 | 29.2 | 29.8 | 25.6 | 28.3 | 32.8 | 28.2 | 29.2 | 31.4 | 27.4 | 31.8 | 28.4 | 29.8 | 29.4 | 27.6 | 32.3 | 29.8 | 35.8 | 18.6 | 30.4 | 28.4 | 33.4 | 32.2 | 28.1 | 30.3 | 29.3 | 0
4621 | 32.8 | 36 | 30.4 | 30.6 | 35.2 | 24.2 | 28 | 24.1 | 28.4 | 35.1 | 34.8 | 33.7 | 39.4 | 33.6 | 27.3 | 29.3 | 31.2 | 33.1 | 27.4 | 34.3 | 30.5 | 31 | 28.2 | 31.1 | 28.3 | 34.1 | 34 | 25 | 27.9 | 33.6 | 30.8 | 33.2 | 31.8 | 31.7 | 31 | 29.8 | 25.5 | 29.2 | 34 | 29.5 | 29.2 | 31.9 | 27.4 | 33.2 | 28.4 | 30.2 | 30.5 | 27.6 | 32.8 | 30.8 | 36.3 | 17.9 | 31.2 | 27.3 | 34.4 | 32.5 | 28.3 | 30.3 | 30 | 0
4622 | 34.3 | 36.5 | 30 | 31.4 | 36.1 | 24.8 | 29.2 | 24.1 | 27 | 35.2 | 36 | 33.6 | 40 | 33.3 | 28 | 28.7 | 31.2 | 33.3 | 28 | 34 | 29.5 | 31.8 | 28.4 | 31.4 | 28.1 | 34.9 | 35.3 | 25.4 | 27.6 | 34 | 31 | 33.5 | 32.3 | 32.4 | 31.6 | 29.6 | 25 | 30 | 34.4 | 29.1 | 29.2 | 32 | 27.2 | 33.8 | 28.4 | 30.2 | 31.4 | 27.3 | 33.2 | 31 | 37 | 18 | 31.2 | 27.9 | 35.4 | 32.2 | 29.2 | 30.3 | 30.4 | 0
4623 | 34.6 | 36.6 | 27.9 | 31.7 | 36.7 | 23.8 | 27.2 | 24.1 | 27 | 36.7 | 37.1 | 32.6 | 40.4 | 33.6 | 28.3 | 25.9 | 31.1 | 33.6 | 28.5 | 33.5 | 29.8 | 32.7 | 27.9 | 31.4 | 28.6 | 35.3 | 35.8 | 25.5 | 27.4 | 32.4 | 31 | 33.1 | 32.8 | 32.4 | 33.1 | 28.8 | 24.5 | 30.8 | 34.8 | 29.6 | 29.3 | 31.8 | 26.8 | 31.6 | 28.3 | 30.4 | 31 | 26.9 | 32.8 | 32 | 38.4 | 18.9 | 31.4 | 27.7 | 35.2 | 31.2 | 29.8 | 29.9 | 30.6 | 0
4624 | 34.5 | 36.5 | 30.2 | 31.8 | 36.1 | 22.8 | 27.5 | 24.4 | 27 | 36.7 | 37.3 | 31.3 | 40.2 | 33.3 | 28.1 | 25.3 | 30.6 | 33.6 | 28.5 | 33.1 | 29.7 | 32.8 | 27.4 | 31.1 | 27.1 | 35.4 | 36 | 25.8 | 27.2 | 30.8 | 30.8 | 31.7 | 33.1 | 32.2 | 33 | 29.3 | 24 | 30.7 | 34.9 | 29.4 | 27.7 | 31.3 | 26.2 | 33.3 | 27.9 | 30.2 | 30.3 | 26.3 | 32.6 | 32.5 | 38.7 | 19.8 | 30.9 | 28.6 | 34.6 | 30.1 | 30.2 | 29.7 | 30.4 | 0
4625 | 34.1 | 36.5 | 30 | 31.4 | 35.2 | 22.8 | 26.7 | 25 | 27 | 37.2 | 36.8 | 30 | 39.8 | 32.8 | 27 | 24.7 | 29.8 | 33.6 | 28.2 | 32.4 | 29.1 | 32.8 | 26.4 | 30.6 | 26.2 | 35.8 | 36.4 | 25.6 | 27 | 28.6 | 30.4 | 30.6 | 32.3 | 31.7 | 32.7 | 29.6 | 23.8 | 30.6 | 34.9 | 28.8 | 27.6 | 30.4 | 25.6 | 33.3 | 27.6 | 30 | 29 | 25.7 | 32 | 32.3 | 37.8 | 20.4 | 30.6 | 28.1 | 34.2 | 29.2 | 30.3 | 29.2 | 30 | 0
4626 | 33.9 | 36 | 29.5 | 31 | 34.6 | 21.9 | 25.7 | 25 | 27 | 33.9 | 35.4 | 29.3 | 39 | 32.8 | 25.2 | 24.8 | 28.8 | 33.1 | 27.6 | 31.7 | 28.5 | 31.8 | 25.8 | 29.7 | 26.6 | 35.8 | 36.5 | 25.6 | 26.5 | 27.8 | 29.8 | 31.1 | 31.7 | 31.5 | 28.8 | 28.6 | 23.7 | 29.3 | 34.4 | 27 | 27.8 | 29.2 | 25 | 32.1 | 27.5 | 29.2 | 28.4 | 25.1 | 32 | 32.3 | 34.6 | 20.1 | 29.7 | 27.6 | 33.3 | 28.9 | 29.5 | 28.8 | 29.5 | 0
4627 | 33.3 | 34.6 | 28.6 | 30.3 | 34.1 | 21.6 | 24.9 | 25 | 26.9 | 28.7 | 33.9 | 28.9 | 38.5 | 31.3 | 24.2 | 24.7 | 28 | 32.7 | 27.2 | 30.6 | 28 | 29.8 | 25.2 | 28.6 | 27.1 | 35.3 | 36 | 25.2 | 26 | 27.2 | 29 | 29.7 | 30.8 | 31.2 | 27.5 | 27 | 23.9 | 28.9 | 33.5 | 26.5 | 27.3 | 28 | 24.5 | 31.7 | 27.5 | 28.5 | 27.9 | 24.5 | 31.7 | 32 | 30.6 | 19.1 | 29.2 | 26.3 | 32 | 29 | 29.3 | 28.8 | 29 | 0
4628 | 32.5 | 33.6 | 27.5 | 29.8 | 33.6 | 21.6 | 23.5 | 25 | 26.8 | 29.1 | 32.4 | 29 | 38 | 31.3 | 24.2 | 24.3 | 27.4 | 29.3 | 26.8 | 29.6 | 27.5 | 27.3 | 25 | 27.2 | 26.9 | 34.7 | 35.3 | 25 | 25.4 | 27.6 | 28.2 | 29.2 | 29.8 | 31 | 27.5 | 27 | 24 | 28.4 | 31.9 | 26.3 | 27.1 | 27 | 24.2 | 30.5 | 27.5 | 27.6 | 28 | 24 | 31.6 | 29 | 26.4 | 17.8 | 28.6 | 25.6 | 31.2 | 29.2 | 28.7 | 28.8 | 28.6 | 0
4629 | 31.2 | 33 | 27 | 29.2 | 33.1 | 21.4 | 23.3 | 24.4 | 26.5 | 29.1 | 31.6 | 29 | 37.8 | 30.5 | 24.2 | 23.8 | 27.3 | 28.1 | 26.8 | 28.6 | 27.4 | 27.3 | 24.5 | 25.9 | 26.4 | 34.2 | 34 | 24.6 | 25 | 27.3 | 27.5 | 29 | 29.5 | 30.5 | 27.5 | 27 | 24.2 | 27.6 | 30.9 | 26.2 | 27.1 | 26.5 | 24 | 29.8 | 27.5 | 27.1 | 27.8 | 23.6 | 30.8 | 28 | 24.2 | 17 | 28.7 | 25.2 | 30.7 | 29 | 28 | 28.8 | 28.4 | 0
4630 | 30.5 | 32.2 | 26.2 | 29 | 33 | 21.4 | 23 | 24.4 | 26.5 | 29.2 | 30.9 | 29.1 | 37.1 | 30.4 | 23.8 | 23.8 | 27.1 | 27.8 | 26.7 | 28.2 | 27.3 | 26.4 | 24.3 | 24.8 | 26.1 | 33.8 | 33.2 | 24.6 | 24.6 | 27.4 | 27.1 | 28.8 | 29.3 | 29.9 | 27.5 | 27.2 | 24.1 | 27.4 | 30.4 | 26.1 | 27.1 | 26.5 | 24 | 29.3 | 27.6 | 26.6 | 27.8 | 23.3 | 30.2 | 27.8 | 24 | 16.9 | 28.4 | 25.1 | 30 | 28.6 | 27.7 | 28.8 | 28.2 | 0
4631 | 29.5 | 31.5 | 25.6 | 28.8 | 32.9 | 21.4 | 22.9 | 24.4 | 26.5 | 28.9 | 30.7 | 28.8 | 36.2 | 30.3 | 23.2 | 23.8 | 26.8 | 27.8 | 26.6 | 28.4 | 27.3 | 23.5 | 23.8 | 24 | 25.9 | 33 | 32.6 | 24.6 | 24.4 | 26.8 | 26.8 | 28.7 | 29.2 | 29 | 27.6 | 27.3 | 24 | 27.3 | 29.9 | 26.1 | 27 | 27 | 24 | 28.7 | 27.3 | 26.4 | 27.4 | 23 | 29.2 | 27.7 | 26 | 17.4 | 28.2 | 25 | 29.6 | 27.9 | 27.7 | 28.8 | 28 | 0
4632 | 29.1 | 31 | 25 | 28.9 | 32.5 | 21.4 | 22.5 | 24.4 | 26.1 | 28.4 | 30.1 | 28.6 | 34.5 | 29.6 | 22.5 | 23.3 | 26 | 28.1 | 26.2 | 29.3 | 27.2 | 23.5 | 23.5 | 23.5 | 25.9 | 32.4 | 32.1 | 25 | 24.1 | 27 | 26.6 | 28.3 | 28.8 | 28.3 | 27.5 | 27.3 | 23.7 | 27 | 29.4 | 26.1 | 26.4 | 27.7 | 24 | 27.8 | 27.6 | 26 | 27.3 | 22.7 | 28.8 | 27.2 | 28.5 | 18 | 27.3 | 24.6 | 28.9 | 27.3 | 27.2 | 29 | 27.7 | 0
4633 | 29.1 | 31 | 24.6 | 28.8 | 32 | 21.5 | 22 | 24.4 | 26 | 28.3 | 29.6 | 28.2 | 33 | 29.7 | 22.5 | 23.5 | 24.9 | 28 | 25.7 | 30.2 | 27.2 | 23.5 | 22.8 | 23.3 | 25.8 | 31.8 | 32 | 25.2 | 23.8 | 26.8 | 26.3 | 28.1 | 28.1 | 27.6 | 27.5 | 26.8 | 23.5 | 26.9 | 29.4 | 26.1 | 24.4 | 28.2 | 23.9 | 27.2 | 26.5 | 25.8 | 26.5 | 22.4 | 28.1 | 26.9 | 30.9 | 18.4 | 26.5 | 24.6 | 28.7 | 26.8 | 27.2 | 29 | 27.3 | 0
4634 | 29.1 | 27.4 | 24.5 | 28.6 | 31.6 | 21.7 | 21.5 | 24.3 | 26 | 28.3 | 28.8 | 28 | 31.6 | 29.6 | 22 | 23.4 | 23.8 | 27.6 | 25.2 | 31 | 27.2 | 23.3 | 22.4 | 23.2 | 25.7 | 31.2 | 31.6 | 25.4 | 23.4 | 27.2 | 26 | 28 | 27.4 | 27.2 | 27.4 | 26.8 | 23.4 | 26.1 | 28.9 | 26.1 | 24.1 | 28.2 | 23.7 | 27.2 | 26.5 | 25.4 | 26 | 22 | 28 | 26.5 | 31.8 | 18.2 | 25.4 | 24.4 | 28.4 | 26.6 | 27 | 29 | 26.8 | 0
4635 | 29.1 | 26.5 | 24.2 | 28 | 31.1 | 21.5 | 21.5 | 24.3 | 26 | 28.2 | 28.3 | 27.6 | 31.2 | 29.3 | 22 | 23.4 | 23.3 | 27.6 | 25 | 31 | 27.2 | 22 | 21.8 | 23.2 | 25.6 | 30.3 | 31.3 | 25.1 | 23.2 | 26.9 | 25.6 | 27.7 | 27.1 | 26.7 | 27.2 | 27.3 | 23.5 | 26 | 28.8 | 26.1 | 25.1 | 27.7 | 23.5 | 26.9 | 26.7 | 25.3 | 24.9 | 21.8 | 27.5 | 26 | 31.8 | 17.7 | 25.1 | 24.3 | 27.9 | 26.5 | 27.5 | 29 | 26.4 | 0
4636 | 28.8 | 26.5 | 24 | 27.5 | 30.6 | 21.8 | 21.4 | 24.2 | 26 | 28.1 | 27.9 | 27.4 | 31.2 | 28.3 | 21.9 | 23.4 | 23.4 | 27.6 | 25 | 30.8 | 27 | 22.4 | 22 | 23.1 | 25.3 | 30.1 | 30.8 | 25.1 | 23.1 | 27.3 | 25.5 | 27.4 | 26.9 | 26.6 | 26.7 | 27.7 | 23.5 | 26 | 28.8 | 26.2 | 25.4 | 26.9 | 23.5 | 26.8 | 26.7 | 25.1 | 24.3 | 21.6 | 27.5 | 25.8 | 30.8 | 17.1 | 24.7 | 24.3 | 27.6 | 26.5 | 27 | 29 | 26.1 | 0
4637 | 28.4 | 26 | 24 | 26.8 | 30.1 | 21.5 | 21.4 | 24.2 | 26 | 28.2 | 26.6 | 27.4 | 31 | 27.8 | 21.8 | 23.4 | 26.4 | 27.6 | 26.2 | 27 | 27 | 22.7 | 23 | 23.4 | 25.1 | 29.3 | 30 | 24.4 | 23.8 | 25.6 | 25.4 | 27.2 | 26.8 | 27.2 | 26.4 | 27.6 | 23 | 26 | 28.8 | 26.3 | 25.6 | 26.6 | 23.1 | 26.5 | 26.7 | 25.4 | 25.6 | 22.8 | 26.8 | 25.5 | 25.2 | 17.4 | 27.2 | 24.3 | 27.4 | 26.2 | 27 | 29 | 27 | 0
4638 | 28 | 26 | 24 | 26.6 | 30 | 21.5 | 21.2 | 24.2 | 26 | 28.2 | 26.8 | 27.2 | 30.8 | 27.3 | 21.7 | 23.5 | 27.1 | 27.6 | 26.6 | 26.9 | 26.9 | 22.8 | 23.4 | 23.1 | 25.1 | 28.9 | 29.6 | 24.9 | 24.8 | 25.6 | 26.7 | 27.2 | 26.4 | 27.5 | 26.1 | 27.6 | 23 | 25.8 | 28.7 | 26.2 | 25.6 | 26.9 | 23.6 | 26.5 | 26.7 | 25.6 | 25.9 | 23.5 | 27.3 | 25 | 25.2 | 18.5 | 27 | 24.3 | 27 | 27.2 | 26.5 | 29 | 27.5 | 0
4639 | 27.8 | 26 | 23.7 | 26.8 | 30.1 | 21.5 | 21.3 | 24.2 | 26.2 | 28.4 | 27.8 | 27.9 | 30.5 | 27.3 | 21.7 | 23.8 | 28 | 27.6 | 27 | 27.1 | 27 | 22.8 | 24 | 23.4 | 25.3 | 28.8 | 29.5 | 25.6 | 25.3 | 26.2 | 28.1 | 27.6 | 26.4 | 27.9 | 26.1 | 28.2 | 23.1 | 26 | 28.8 | 26.3 | 25.3 | 26.9 | 23.9 | 26.5 | 26.7 | 26 | 26.2 | 24.3 | 27.9 | 25 | 25.6 | 19.7 | 27.3 | 24.3 | 26.9 | 28.9 | 26.5 | 29 | 28.1 | 0
4640 | 28.3 | 27.8 | 23.9 | 27.2 | 30 | 21.8 | 21.7 | 24.1 | 27.4 | 29.2 | 28 | 28.8 | 31.2 | 27.7 | 21.6 | 25 | 29.2 | 27.6 | 27.4 | 27.4 | 28.4 | 24.7 | 24.6 | 23.4 | 25.1 | 28.8 | 30 | 26.2 | 26 | 27 | 29.8 | 28.2 | 26.8 | 28.8 | 26.5 | 28.2 | 23.4 | 26.4 | 29.2 | 27 | 24.7 | 27 | 24 | 26.6 | 26.6 | 26.7 | 26.8 | 25.1 | 28.6 | 25.2 | 26 | 20.6 | 28 | 24.6 | 27 | 30.4 | 28.1 | 28.9 | 29.2 | 0
4641 | 29.8 | 28.1 | 23.5 | 28.1 | 29 | 23.1 | 21.8 | 24.8 | 29.1 | 27.5 | 29.6 | 30.5 | 31.7 | 28.8 | 21.3 | 27 | 30.4 | 26 | 27.7 | 28.1 | 30.9 | 27 | 25.2 | 24.6 | 25.5 | 29.9 | 31.2 | 26.8 | 25.2 | 27.9 | 30.5 | 29.1 | 28.2 | 29.7 | 27.6 | 28.4 | 23.6 | 27 | 30.2 | 28.4 | 24.6 | 27 | 23.5 | 30.5 | 28.2 | 27.5 | 27.1 | 25.8 | 29.1 | 26 | 27.1 | 20.8 | 29.4 | 26.1 | 28 | 31.8 | 30.2 | 28.7 | 30.2 | 0
4642 | 30.6 | 30.8 | 24.5 | 29.1 | 30 | 23.7 | 23.2 | 24.7 | 29.2 | 27.3 | 30.5 | 31.7 | 33 | 30.6 | 22.9 | 27.7 | 31.6 | 25.8 | 27.9 | 29.1 | 32.4 | 27.4 | 25.6 | 25.6 | 25.5 | 30.9 | 32 | 27.4 | 24.5 | 28.4 | 31.1 | 29.4 | 29.6 | 31.1 | 28 | 28.3 | 23.6 | 28.6 | 30.2 | 29.3 | 25.7 | 27.3 | 23 | 30.5 | 28.2 | 28.4 | 27.8 | 26.5 | 29.7 | 27 | 28 | 20.5 | 30.9 | 27.8 | 29.6 | 32.2 | 31.2 | 28.7 | 31.3 | 0
4643 | 31.6 | 31.9 | 24.2 | 30.4 | 31.3 | 23.6 | 24.6 | 25.4 | 30 | 30.3 | 32 | 32.6 | 34 | 30.8 | 23.4 | 29 | 32.6 | 26.5 | 28.2 | 30.4 | 33.7 | 28 | 26 | 27.4 | 25.6 | 32.4 | 33.6 | 28 | 23 | 28.4 | 30.8 | 30.7 | 30.3 | 32.4 | 27.7 | 28.7 | 23.4 | 29.4 | 30.6 | 31.3 | 27.2 | 27.8 | 22.4 | 29 | 26.7 | 29.2 | 28.4 | 27.4 | 30.4 | 28 | 29.4 | 19.8 | 32.4 | 28.5 | 31 | 32.2 | 32.5 | 29 | 32.2 | 0
4644 | 32.1 | 33.4 | 25.2 | 31.5 | 32.5 | 23.9 | 25.7 | 26 | 30.6 | 31.8 | 32.1 | 32.3 | 35.7 | 32.6 | 24.4 | 30.1 | 33.4 | 27.2 | 28.5 | 31.7 | 34.7 | 29.9 | 26.2 | 28.4 | 27.5 | 32.9 | 35.3 | 28.6 | 22.7 | 27.9 | 30.9 | 32 | 30.7 | 33.9 | 27.9 | 29 | 23.3 | 30.2 | 31.2 | 32.4 | 28.7 | 28.8 | 22.4 | 31 | 27 | 29.8 | 29.5 | 28.4 | 31.3 | 29.2 | 30.4 | 19.3 | 33.2 | 29.7 | 32 | 31.5 | 33.5 | 30.3 | 33.2 | 0
4645 | 32.6 | 34.2 | 26.1 | 32.7 | 32.7 | 24.1 | 26.7 | 26.2 | 30.7 | 33.2 | 32.7 | 31.8 | 36.7 | 32.6 | 24.7 | 30 | 33.7 | 28.3 | 28.8 | 33.1 | 35.3 | 30.2 | 26.4 | 29.9 | 28.6 | 34.9 | 36.5 | 29.2 | 22.3 | 27.2 | 30.4 | 32.7 | 31.7 | 34.9 | 29.4 | 28.6 | 23.2 | 30.5 | 30.9 | 33.1 | 28.7 | 29.7 | 22.6 | 33 | 27 | 30.1 | 30.5 | 29.5 | 32.1 | 30.1 | 31.5 | 19.2 | 33.4 | 29.7 | 32.1 | 30.9 | 34.1 | 30.3 | 33.7 | 0
4646 | 34.1 | 35 | 27.1 | 33.4 | 33 | 25 | 26.7 | 26.9 | 31.3 | 35.2 | 32.4 | 30.8 | 37.8 | 32.3 | 25 | 28.4 | 33.6 | 28.3 | 29 | 34 | 35.8 | 31.1 | 26.6 | 30.6 | 29.8 | 35.9 | 37.4 | 29.6 | 23 | 26.6 | 30.4 | 27.9 | 32.2 | 35.6 | 30.2 | 28.8 | 23.4 | 30.6 | 30.9 | 34 | 28.4 | 30.6 | 23.2 | 32.4 | 27.2 | 30.2 | 31.4 | 30.2 | 32.6 | 30.5 | 32.2 | 19.6 | 32.8 | 30.1 | 34 | 30.4 | 34.6 | 30.3 | 34 | 0
4647 | 34.7 | 35.7 | 27 | 34 | 33.2 | 24.6 | 27.5 | 27.3 | 29.3 | 35.4 | 33.3 | 30.6 | 37.9 | 32.6 | 25.9 | 26.2 | 33 | 27.8 | 29.1 | 34.4 | 35.8 | 31.3 | 26.8 | 31.7 | 30.8 | 36.4 | 38.4 | 29.6 | 23 | 26.4 | 29.7 | 29.9 | 32.2 | 35.4 | 31.4 | 28.2 | 23.7 | 29.8 | 30.7 | 34.5 | 28.8 | 30.9 | 23.6 | 32.7 | 27.5 | 30.1 | 31.6 | 30.4 | 32.5 | 31.5 | 32.9 | 20 | 32 | 30.3 | 35.4 | 30.5 | 35 | 30.3 | 33.7 | 0
4648 | 35.1 | 35.1 | 23.1 | 33.9 | 32.6 | 23.2 | 27.5 | 27.3 | 26.6 | 35.5 | 33.4 | 30.2 | 38.2 | 31.6 | 26 | 25.4 | 32.1 | 27.8 | 29.1 | 34 | 36 | 31.9 | 26.7 | 31.7 | 30.7 | 36.4 | 38.9 | 29.1 | 23.5 | 26.6 | 29.4 | 30.5 | 29.1 | 35 | 31.2 | 27.8 | 23.9 | 31.2 | 31.2 | 34.4 | 29.2 | 30.8 | 24 | 31.4 | 27.3 | 29.9 | 31.3 | 30 | 32 | 31.8 | 32.7 | 20.3 | 31 | 30.2 | 34 | 30.6 | 35.3 | 30.3 | 33.3 | 0
4649 | 35.6 | 35 | 23.4 | 33.4 | 31.6 | 23.1 | 27 | 26.9 | 26.4 | 34.9 | 34 | 30.2 | 37.8 | 31.2 | 24.9 | 25.5 | 31 | 27.8 | 28.8 | 33 | 30.5 | 29.9 | 26.4 | 31.4 | 30.5 | 36.4 | 38.6 | 28.2 | 23.2 | 26.8 | 28.6 | 29.9 | 32.2 | 34.2 | 31.4 | 28.6 | 24 | 29.8 | 31.2 | 33.9 | 28.6 | 30.4 | 24 | 30.7 | 27.3 | 29.6 | 30.4 | 29 | 31 | 31.7 | 32.2 | 20 | 30.2 | 29.9 | 33.5 | 30.6 | 24 | 30.3 | 32.4 | 0
4650 | 32.1 | 34.8 | 24.1 | 32.3 | 31 | 23.1 | 25.7 | 24.4 | 26.4 | 33.7 | 33.1 | 29.5 | 37.9 | 31 | 24.6 | 25.7 | 30.1 | 27.9 | 28.4 | 31.6 | 30.3 | 28.4 | 25.6 | 29.7 | 30 | 36.4 | 38.5 | 27.1 | 23.5 | 26.8 | 28.4 | 29.4 | 31.2 | 33.6 | 31.1 | 27.5 | 23.9 | 28.3 | 31.7 | 33.9 | 27.2 | 30.1 | 24 | 28.8 | 27.6 | 29.3 | 29.5 | 27.8 | 30.1 | 31 | 30.7 | 19.4 | 29.4 | 29.1 | 32.7 | 30 | 25 | 29.8 | 31.7 | 0
4651 | 31.6 | 32.8 | 24.6 | 31.2 | 30.8 | 22.9 | 24.9 | 24.4 | 26.4 | 33 | 32.8 | 29 | 37.1 | 30.3 | 24.1 | 25.7 | 29.2 | 27.9 | 27.9 | 30.3 | 30.4 | 27.4 | 24.8 | 28.3 | 29.5 | 35.9 | 38.1 | 26.1 | 23 | 26.4 | 27.9 | 29 | 30.7 | 33 | 30.9 | 27.8 | 23.4 | 27.6 | 31.2 | 33.6 | 25.9 | 29.7 | 23.8 | 28.5 | 27.4 | 28.9 | 28.4 | 26.8 | 29.3 | 29.4 | 29.2 | 18.6 | 29 | 27.7 | 31.7 | 29.3 | 25.6 | 29.8 | 30.7 | 0
4652 | 31 | 31.6 | 24.6 | 30 | 30.5 | 22.6 | 24 | 24.4 | 26.4 | 31.3 | 31.6 | 28 | 36.4 | 30.3 | 23.4 | 25.4 | 28.6 | 27.9 | 27.4 | 29.4 | 30 | 27.4 | 24 | 26.4 | 29 | 34.9 | 37.2 | 25.4 | 23 | 25.8 | 27.8 | 28.9 | 29.7 | 32.6 | 30 | 27.8 | 23 | 27 | 30.9 | 31.6 | 24.2 | 29.6 | 23.8 | 28 | 27.3 | 28.4 | 27.8 | 26 | 29 | 27.4 | 27.6 | 18 | 28.6 | 27 | 30.9 | 28.4 | 26 | 29.6 | 30 | 0
4653 | 29.6 | 30 | 24.6 | 29.3 | 30.5 | 22.6 | 23.6 | 24.4 | 26.4 | 30.5 | 31.5 | 27.7 | 34.7 | 31.3 | 22.8 | 24.8 | 28.1 | 27.9 | 26.9 | 29.1 | 29.5 | 27.1 | 23.6 | 25.7 | 29 | 34.4 | 32.9 | 25.2 | 22.2 | 25.2 | 27.2 | 28.9 | 28.4 | 31.9 | 29.1 | 27.6 | 22.7 | 26.8 | 30.7 | 30.5 | 24.2 | 29.3 | 23.7 | 27.8 | 27.2 | 27.9 | 27.2 | 25.5 | 28.8 | 27.2 | 26.8 | 17.7 | 28.5 | 26.8 | 30.4 | 27.9 | 26.2 | 29.6 | 29.1 | 0
4654 | 29.5 | 29.5 | 24.1 | 28.7 | 30.1 | 22.6 | 23.1 | 24.4 | 26.4 | 30 | 30.3 | 27.3 | 33.6 | 30.8 | 22.4 | 24 | 27.7 | 27.9 | 26.5 | 29.1 | 28.7 | 27 | 23.4 | 24.9 | 28.4 | 33.9 | 29.3 | 25.3 | 22.3 | 24.9 | 27.2 | 28.7 | 28 | 31.3 | 28.9 | 27.8 | 22.7 | 26.7 | 30.7 | 30 | 24.5 | 29 | 23.8 | 27.9 | 27.3 | 27.3 | 27.1 | 25.2 | 28.8 | 27 | 26.1 | 17.8 | 28.3 | 26.5 | 29.8 | 27.6 | 26.4 | 29.6 | 28.5 | 0
4655 | 29.3 | 29.2 | 24.1 | 28.4 | 29.5 | 22.6 | 22.7 | 24.4 | 26.3 | 29.8 | 29.6 | 27.6 | 32.4 | 30 | 22.4 | 24.1 | 27.4 | 27.9 | 26.2 | 29.2 | 28.2 | 26.5 | 23.4 | 24.8 | 28 | 32.9 | 29.3 | 25.4 | 22.2 | 25 | 26.8 | 28.1 | 27.6 | 30.4 | 28.6 | 27.6 | 23 | 26.5 | 30.2 | 29.4 | 24.7 | 28.4 | 23.8 | 28 | 27.3 | 26.8 | 27 | 24.8 | 28.6 | 27 | 26 | 18 | 28.2 | 26.3 | 29.3 | 27.6 | 26.4 | 29.6 | 28 | 0
4656 | 29.1 | 29.2 | 23.6 | 28 | 29 | 22.5 | 22.3 | 24.4 | 25.9 | 29.4 | 27.4 | 27.5 | 32.5 | 29.3 | 22 | 24.2 | 27.2 | 27.8 | 25.9 | 29 | 27.7 | 25.8 | 23.3 | 23.9 | 27.9 | 31.9 | 28.9 | 25.3 | 23.2 | 25.4 | 27 | 27.9 | 27.3 | 29.7 | 28 | 27 | 23.5 | 25.8 | 30.1 | 29.1 | 25.2 | 27.9 | 23.9 | 28.1 | 27.6 | 26.4 | 27.2 | 24.2 | 28.4 | 26.8 | 25.6 | 18.1 | 28 | 26.1 | 29 | 27.3 | 26.4 | 28.4 | 27.9 | 0
4657 | 29.1 | 29.1 | 23.6 | 27.8 | 29 | 22.4 | 22.2 | 24.4 | 25.9 | 29.4 | 26.1 | 27.8 | 32.5 | 29.1 | 21.8 | 24.1 | 26.9 | 27.8 | 25.7 | 28.6 | 27.7 | 25.6 | 23.3 | 23.6 | 27.6 | 30.9 | 30 | 25 | 23.5 | 25.9 | 26.6 | 27.5 | 27.2 | 28.9 | 27.9 | 27 | 23.9 | 25.7 | 30.1 | 28.9 | 25.2 | 27.2 | 23.6 | 28 | 27.7 | 26.1 | 27 | 23.5 | 27.9 | 26.5 | 25.4 | 17.9 | 28 | 26.1 | 28.8 | 26.9 | 26.4 | 28.4 | 27.7 | 0
4658 | 28.6 | 29.1 | 23.7 | 27.4 | 28.6 | 22.4 | 22.2 | 24.4 | 25.9 | 29.5 | 24.5 | 27.6 | 33 | 28.7 | 21.7 | 23.8 | 26.6 | 27.7 | 25.6 | 28 | 27.7 | 24.9 | 23 | 22.8 | 27.5 | 30 | 30.4 | 24.6 | 24.2 | 26.2 | 26.4 | 27.4 | 25.3 | 28.4 | 27.8 | 26.9 | 24 | 25.6 | 30.1 | 28.9 | 25.2 | 26.8 | 23.4 | 27.7 | 27.7 | 25.8 | 26.8 | 22.8 | 27.4 | 26 | 25 | 17.4 | 27.8 | 25.6 | 28.6 | 26.2 | 26.6 | 28.4 | 27.6 | 0
4659 | 27.6 | 28.9 | 23.6 | 27.2 | 28.5 | 22.4 | 21.7 | 24.4 | 25.9 | 29 | 24.9 | 27.7 | 32.5 | 27.3 | 21.4 | 23.6 | 26.3 | 27.3 | 25.6 | 27.5 | 27.7 | 24.5 | 22.9 | 23 | 27.3 | 29.9 | 30.1 | 24.3 | 23.8 | 26.2 | 25.5 | 27.3 | 25.5 | 27.7 | 27.8 | 27 | 23.7 | 25.6 | 29.6 | 28.9 | 25.1 | 26.5 | 23 | 27.3 | 27 | 25.6 | 26.2 | 22.4 | 26.9 | 25.7 | 25.1 | 16.9 | 27.7 | 25.4 | 28.5 | 25.8 | 26.6 | 28.4 | 27.2 | 0
4660 | 27.6 | 28.5 | 23.6 | 26.9 | 28.3 | 22.4 | 21.4 | 24.4 | 25.9 | 28.8 | 25.2 | 27.4 | 32.1 | 27.1 | 21.2 | 23.6 | 26.2 | 27 | 25.9 | 27.1 | 27.2 | 24.4 | 22.8 | 22.9 | 27 | 29.4 | 29.8 | 24.1 | 23.9 | 25.9 | 25.4 | 27 | 25.3 | 27.4 | 27.5 | 27.3 | 23.4 | 25.5 | 29.4 | 28.9 | 25.1 | 26.5 | 23 | 27 | 27.1 | 25.4 | 25.9 | 22.4 | 26.7 | 25.5 | 24.9 | 16.9 | 27.4 | 25.3 | 28.3 | 25.6 | 26.3 | 28.4 | 27.1 | 0
4661 | 27.3 | 28.5 | 23.6 | 23.6 | 28 | 22.2 | 21.4 | 24.4 | 25.9 | 28.6 | 27.5 | 26.6 | 30.2 | 26 | 21.1 | 23.4 | 26.2 | 26.8 | 25.6 | 26 | 27.2 | 24 | 22.4 | 22 | 27 | 29.1 | 29.8 | 24.2 | 21.8 | 24.4 | 26.6 | 26.9 | 25.2 | 28 | 27 | 27.3 | 23 | 25.3 | 29.1 | 28.9 | 24.8 | 25.4 | 23.2 | 26.9 | 27.2 | 25.4 | 26 | 23.4 | 26.6 | 25.2 | 25 | 18.2 | 26.8 | 25.1 | 28.4 | 25.8 | 26 | 28.3 | 27.4 | 0
4662 | 27.1 | 25 | 23.6 | 24 | 28 | 22.3 | 21.4 | 24.4 | 25.9 | 28.6 | 26.7 | 26.1 | 30.4 | 25.9 | 20.9 | 23.2 | 25.6 | 26.8 | 26.3 | 26.6 | 27.1 | 24 | 23.2 | 21.7 | 27.3 | 28.9 | 29.8 | 24.1 | 21.8 | 25.1 | 27.2 | 26.9 | 25.2 | 27.9 | 27 | 27.3 | 23.4 | 25.3 | 28.7 | 28.9 | 24.8 | 25.4 | 22.9 | 26.9 | 26.5 | 25.5 | 26.2 | 24.1 | 27.8 | 25 | 25.7 | 19.5 | 26.7 | 24.9 | 28.4 | 26.1 | 25.7 | 28.3 | 27.8 | 0
4663 | 27.1 | 23.1 | 23.6 | 25 | 28 | 22.5 | 21.3 | 24.4 | 25.9 | 28.6 | 27.6 | 26.8 | 30.5 | 27 | 20.9 | 23.6 | 25.6 | 26.8 | 27.2 | 27.7 | 27.2 | 24 | 24.1 | 22.6 | 27.9 | 28.9 | 29.9 | 24.2 | 22.4 | 26 | 27.3 | 27.2 | 25.2 | 28.3 | 27 | 27.6 | 23.6 | 25.3 | 28.3 | 29 | 24.7 | 26.1 | 23.3 | 26.8 | 26.5 | 25.8 | 26.9 | 25.3 | 29 | 24.9 | 25.9 | 20.9 | 27 | 24.8 | 28.4 | 26.8 | 25.7 | 28.2 | 28.4 | 0
4664 | 27.1 | 23.1 | 23.6 | 26 | 28.1 | 23 | 21.7 | 24.4 | 25.9 | 29.2 | 29 | 27.6 | 32 | 29.3 | 20.9 | 24.9 | 25.8 | 26.8 | 28 | 29.4 | 27.7 | 24 | 25.2 | 24 | 28 | 28.9 | 30.3 | 24.4 | 23 | 27 | 27.6 | 28 | 25.8 | 29.4 | 27.6 | 27.7 | 23.4 | 25.3 | 27.7 | 29.4 | 24.7 | 26.6 | 24 | 26.8 | 26.5 | 26.4 | 27.6 | 26.4 | 30 | 25 | 26.2 | 22.2 | 27.6 | 25.1 | 28.6 | 27.6 | 25.7 | 28.2 | 29.4 | 0
4665 | 28.2 | 23.9 | 24.2 | 27.1 | 28 | 23.4 | 23.5 | 24.3 | 26.6 | 30.8 | 32.1 | 29.8 | 33 | 30.8 | 21.4 | 26.3 | 26.9 | 26.4 | 28.8 | 31 | 30.9 | 24.2 | 26.2 | 26.2 | 27.2 | 29.7 | 31 | 25 | 24.1 | 27.9 | 27.5 | 29.6 | 27 | 30.7 | 30.1 | 27.8 | 23.2 | 25.9 | 27.2 | 30.5 | 25.3 | 27.7 | 25.4 | 29.2 | 27.5 | 27 | 28.8 | 27.6 | 30.5 | 26.3 | 25.6 | 22.4 | 28.2 | 26.8 | 29.6 | 28.5 | 26 | 29.1 | 30.6 | 0
4666 | 28.5 | 25.2 | 24.8 | 27.8 | 28.3 | 24.9 | 23.7 | 24.7 | 26.6 | 31.2 | 34.5 | 31.2 | 34.7 | 32.3 | 22.6 | 27.5 | 28 | 26.9 | 29.2 | 32.6 | 32.8 | 25.8 | 27.1 | 27.9 | 27.5 | 31.6 | 31.4 | 25.6 | 24.7 | 28.6 | 28 | 29.8 | 27.9 | 31.8 | 31 | 29 | 22.8 | 25.9 | 27.7 | 31.7 | 25.8 | 28.3 | 26.5 | 30.2 | 27.8 | 27.7 | 29.7 | 28.4 | 31 | 27.1 | 25.4 | 22 | 28.3 | 27.5 | 31 | 29 | 27 | 29.1 | 32.1 | 0
4667 | 30.2 | 26.7 | 25.7 | 28.4 | 29.8 | 25 | 24.1 | 24.7 | 27.1 | 30.8 | 36.6 | 32.6 | 35.4 | 33.1 | 24 | 28.7 | 29.4 | 27.7 | 29.6 | 33.4 | 34.8 | 26.8 | 28 | 29.4 | 29.8 | 32.6 | 33 | 26.6 | 25.2 | 29 | 28.6 | 30.6 | 28 | 32.2 | 31.5 | 29.6 | 23 | 26.3 | 28.6 | 31.5 | 26.2 | 29 | 27.4 | 31.6 | 27.9 | 28.4 | 30.8 | 29.2 | 31.4 | 27.6 | 25.4 | 20.8 | 28.1 | 28.1 | 32.1 | 29.2 | 28 | 29.1 | 33.4 | 0
4668 | 30.8 | 28.9 | 26.7 | 28.8 | 31.8 | 25.6 | 25.1 | 26.2 | 28.1 | 31.9 | 36.6 | 32.3 | 36.2 | 34.8 | 25.1 | 29.6 | 30 | 30.3 | 29.8 | 33.9 | 34.4 | 27.8 | 28.7 | 29.9 | 29.6 | 34.6 | 34 | 27.4 | 25 | 29.1 | 29.9 | 30.3 | 28.6 | 31.8 | 32.5 | 30.4 | 23.4 | 26.7 | 29.7 | 27.8 | 27.6 | 29.1 | 27.3 | 32.6 | 29.1 | 29.1 | 31.3 | 29.8 | 32.2 | 28.4 | 26.7 | 19.9 | 27.6 | 28.6 | 33 | 29.1 | 29.8 | 29.9 | 34.6 | 0
4669 | 30.9 | 25.5 | 26.9 | 29.5 | 33 | 24.9 | 25.6 | 26.4 | 28.5 | 33.2 | 36.2 | 32.1 | 35.3 | 35 | 24.3 | 29.6 | 30.6 | 30.7 | 30 | 33.6 | 35.1 | 28.8 | 29.3 | 30.3 | 29.6 | 35.5 | 35.3 | 28.2 | 24.8 | 29 | 30.6 | 28.5 | 28.9 | 30.6 | 32.5 | 30.6 | 24.2 | 27.3 | 30.3 | 27.2 | 27.9 | 29.7 | 26.9 | 32.9 | 28.8 | 29.6 | 32 | 30.5 | 33.2 | 28.6 | 28.2 | 19.2 | 27.2 | 28.6 | 34.3 | 29 | 31.3 | 29.9 | 35.1 | 0
4670 | 31.6 | 25.4 | 27.7 | 30.4 | 33 | 25 | 27 | 26 | 29.1 | 34.8 | 35 | 31.2 | 34 | 34.5 | 22.1 | 30.2 | 30.6 | 31.7 | 30.2 | 33 | 35.7 | 29.3 | 29.4 | 30.4 | 29.5 | 37.2 | 36 | 28.6 | 24.4 | 28.8 | 31 | 29.7 | 29.1 | 29 | 28.8 | 30.6 | 25 | 28.5 | 31.1 | 27.2 | 28.6 | 30 | 26 | 34.5 | 28.7 | 30 | 32.2 | 31 | 34.2 | 29.7 | 30.2 | 19.4 | 27.2 | 29.6 | 34 | 29 | 31.6 | 29.9 | 35 | 0
4671 | 32.2 | 26.3 | 25.4 | 31.6 | 33.1 | 23.6 | 26.6 | 27.4 | 30.1 | 33.2 | 34.9 | 31.5 | 31.2 | 34.1 | 24.9 | 29.3 | 30.9 | 32.2 | 30.4 | 31.9 | 36.5 | 30.4 | 29.1 | 30.9 | 29.2 | 37.1 | 36.3 | 28.8 | 24.6 | 28.5 | 30 | 30.3 | 29.6 | 27.5 | 28.7 | 30.5 | 25.8 | 29.2 | 32.1 | 27 | 28.7 | 30.9 | 25.4 | 34.3 | 29 | 30.1 | 32.6 | 31.3 | 34.7 | 31 | 31 | 19.8 | 27.7 | 29 | 33.9 | 29.2 | 31.8 | 30.9 | 34.2 | 0
4672 | 32.4 | 26.2 | 24 | 32.3 | 33.7 | 24.4 | 27 | 24.8 | 29.1 | 34.9 | 34.7 | 31.3 | 29.2 | 34 | 22.4 | 27.6 | 30.8 | 32.2 | 30.3 | 30.9 | 36.7 | 30.3 | 28.4 | 31 | 29.1 | 37.2 | 37.3 | 28.5 | 24.7 | 28.1 | 28.8 | 30.3 | 29.6 | 26.4 | 28.6 | 30 | 26.1 | 26.1 | 32.1 | 26.3 | 28.6 | 31.3 | 24.8 | 32.2 | 27.7 | 30 | 32.3 | 30.8 | 34.7 | 31.4 | 31.3 | 20.4 | 28.2 | 29.6 | 33.8 | 29.1 | 32.7 | 30.8 | 33.3 | 0
4673 | 32.4 | 25.4 | 24 | 32.6 | 33.2 | 24.7 | 26 | 26.6 | 28.4 | 34.1 | 35.2 | 31.6 | 27 | 34.8 | 21.8 | 26.5 | 30.8 | 32.2 | 30 | 29.8 | 37 | 29.8 | 27.4 | 31 | 29.6 | 37.1 | 38 | 28 | 25 | 27.6 | 27.2 | 27.8 | 30.1 | 25.8 | 28.6 | 29.7 | 26.2 | 26.5 | 31.8 | 26.1 | 28 | 31.6 | 24.6 | 32.3 | 27.7 | 29.6 | 31.8 | 29.8 | 34 | 29.4 | 30.4 | 20.4 | 28.6 | 28.2 | 32.4 | 28.8 | 32.9 | 29.4 | 32.2 | 0
4674 | 32.2 | 26.4 | 23.8 | 31.9 | 32.3 | 24.2 | 25.4 | 26.7 | 27.6 | 32.7 | 34.4 | 30.6 | 26.5 | 34.3 | 21.9 | 26.5 | 30.2 | 32.1 | 29.4 | 29 | 37.2 | 27.9 | 26.5 | 29.9 | 29.3 | 36.4 | 38 | 27.3 | 24.8 | 27.1 | 26.5 | 26.3 | 30.2 | 25.7 | 28.6 | 29.7 | 26 | 25.9 | 31.6 | 25.7 | 27.9 | 30.9 | 24.2 | 32.1 | 27.1 | 29.1 | 30.6 | 28 | 33.2 | 26.9 | 29.6 | 20.1 | 28.3 | 27.1 | 32 | 27.9 | 32.6 | 28.8 | 31.5 | 0
4675 | 30.7 | 27.2 | 24.2 | 30.9 | 31 | 23.5 | 24.3 | 24.4 | 27.5 | 31.8 | 33.6 | 29.8 | 25.8 | 31.8 | 21.9 | 26.4 | 29.8 | 31.8 | 28.9 | 28 | 36.2 | 27.8 | 25.9 | 28.5 | 28.9 | 35.7 | 38 | 26.7 | 24.6 | 26.7 | 26.1 | 26.8 | 29.6 | 25.6 | 28.5 | 27.9 | 26 | 25.5 | 31 | 25.7 | 25.1 | 30.3 | 24 | 31.6 | 26.9 | 28.4 | 29.6 | 26.4 | 32.4 | 26.7 | 28.2 | 19 | 27.5 | 26.1 | 31.4 | 26.9 | 31.3 | 28.8 | 31 | 0
4676 | 30 | 26.9 | 24 | 29.6 | 30.3 | 22.9 | 23.9 | 24.4 | 27.1 | 30.7 | 31.7 | 28.2 | 26 | 30.3 | 21.8 | 26.4 | 29 | 31.3 | 28.4 | 27.4 | 35 | 27.8 | 25.6 | 26.6 | 28.5 | 35.2 | 37 | 26.2 | 24 | 26.4 | 26.6 | 27 | 29 | 25.6 | 28.5 | 27.7 | 26 | 25.3 | 30.6 | 25.5 | 25.3 | 29.4 | 23.5 | 26.8 | 25.5 | 27.8 | 28.6 | 25 | 31.8 | 26.7 | 27.6 | 18 | 26.4 | 25.3 | 31 | 25.8 | 30.4 | 28.8 | 30.8 | 0
4677 | 29.6 | 26.9 | 23.5 | 28.8 | 30.2 | 22.5 | 23.1 | 24.4 | 26.6 | 30.2 | 30.6 | 27.8 | 25.4 | 30 | 21.4 | 26.4 | 28.7 | 31.2 | 28.2 | 26.7 | 34 | 25.4 | 25.6 | 25.4 | 28 | 34.1 | 36.2 | 26.1 | 23.8 | 26.3 | 26.8 | 27.1 | 28.7 | 25.5 | 28.5 | 27.4 | 26.3 | 25.2 | 30.2 | 25.4 | 25.1 | 29.2 | 23.4 | 27.1 | 24.6 | 27.2 | 28.4 | 24.6 | 31.3 | 26.3 | 26.8 | 17 | 25.5 | 25.1 | 30.4 | 25.3 | 30.2 | 28.8 | 30.4 | 0
4678 | 28.8 | 26.8 | 23.5 | 28.2 | 30 | 22.4 | 22.9 | 24.4 | 26.6 | 29.9 | 29.3 | 27.2 | 25.7 | 29.5 | 21.4 | 26.3 | 28.2 | 30.9 | 28 | 26.5 | 33.2 | 22.2 | 25.6 | 24.6 | 27.6 | 33.1 | 35.7 | 25.9 | 23.4 | 26.2 | 27.1 | 27 | 27.2 | 25.7 | 28.6 | 27.4 | 26.3 | 25.3 | 30.1 | 25.4 | 25.1 | 28.9 | 23.2 | 27.3 | 24.2 | 26.7 | 28.1 | 24.6 | 30.9 | 26.3 | 26.7 | 16.7 | 25.2 | 25 | 29.7 | 25.2 | 29.8 | 28.8 | 30 | 0
4679 | 28.2 | 26.3 | 23.5 | 28 | 29.8 | 22.3 | 22.1 | 24.5 | 26.6 | 29.7 | 29.1 | 27.6 | 26 | 29.3 | 21.2 | 26.2 | 28 | 29.9 | 27.8 | 26.4 | 32.7 | 22.2 | 25.4 | 24.6 | 27.3 | 32.1 | 35.5 | 25.8 | 23.3 | 26 | 26.8 | 27.1 | 26 | 26.2 | 28.6 | 27 | 26 | 25.3 | 29.8 | 25.3 | 25.3 | 29 | 23.4 | 27.3 | 24.1 | 26.4 | 28.2 | 25 | 30.2 | 25.9 | 26.4 | 16.8 | 25.6 | 24.6 | 29.5 | 25.6 | 29.8 | 28.8 | 29.4 | 0
4680 | 27.8 | 25.9 | 23.5 | 27.4 | 29.7 | 22 | 22 | 24.5 | 25.9 | 29.3 | 28.6 | 27.3 | 27.8 | 28.6 | 20.7 | 25.8 | 27.4 | 29.1 | 27.3 | 26.8 | 32 | 22.3 | 24.8 | 24.5 | 27.3 | 31 | 35.2 | 25.4 | 22.8 | 25.6 | 26.7 | 27.3 | 25.6 | 27.1 | 28.6 | 26 | 25 | 25.2 | 29.3 | 25.3 | 25 | 28.4 | 23.4 | 26.9 | 24.1 | 26.3 | 27.7 | 24.9 | 29.3 | 25.1 | 26.6 | 17.5 | 26.4 | 24.6 | 29 | 26 | 29.3 | 28.6 | 28.8 | 0
4681 | 27.6 | 25.7 | 23.2 | 26.6 | 29.7 | 22 | 21.9 | 24.5 | 25.9 | 29.2 | 28.9 | 27.5 | 29.2 | 27.8 | 20.7 | 24.6 | 27.3 | 29.1 | 26.6 | 26.9 | 31.7 | 22.7 | 23.9 | 24.6 | 27.2 | 30.6 | 32.5 | 25.1 | 22.5 | 25.2 | 26.2 | 27.3 | 25.5 | 27.9 | 28.4 | 26.1 | 23.9 | 25.2 | 29.1 | 25.3 | 25 | 27.7 | 23.7 | 26.9 | 24.5 | 26.1 | 27.2 | 24.6 | 28.1 | 24.6 | 26.2 | 17.8 | 27.2 | 24.6 | 28.5 | 26.3 | 28.2 | 28.6 | 28.2 | 0
4682 | 27.4 | 25.7 | 22.8 | 25.4 | 29.3 | 22 | 21.8 | 24.3 | 25.9 | 28.9 | 28.6 | 27 | 31 | 28.3 | 20.7 | 24.5 | 26.8 | 29 | 25.8 | 27 | 31.3 | 22.7 | 23 | 24 | 27.1 | 30.2 | 31.7 | 24.6 | 22 | 24.6 | 26.2 | 27.3 | 25.2 | 28.6 | 28.3 | 25.9 | 22.8 | 25.2 | 29.1 | 25.3 | 25 | 26.6 | 23.6 | 26.8 | 24.4 | 26 | 26.4 | 23.8 | 27 | 24.6 | 26 | 18 | 27.6 | 24.6 | 28.4 | 26.2 | 27.9 | 28.6 | 27.8 | 0
4683 | 27 | 25.7 | 22.8 | 24.4 | 29.3 | 22 | 21.7 | 24.1 | 25.9 | 29.9 | 28.7 | 27.2 | 31.1 | 28.4 | 20.7 | 24.4 | 26.8 | 29.2 | 25.3 | 26.6 | 31 | 22.8 | 22.3 | 23.5 | 27 | 30 | 30.7 | 24.4 | 21.9 | 24.2 | 26 | 27.3 | 25.4 | 28.7 | 28.3 | 26.2 | 22.4 | 24.7 | 28.4 | 25.4 | 25 | 26 | 23.7 | 26.7 | 24.8 | 25.7 | 26.1 | 23.3 | 26.1 | 24.6 | 25.2 | 17.7 | 27.6 | 24.6 | 28.4 | 26 | 27.8 | 28.6 | 27.4 | 0
4684 | 26.8 | 25.5 | 22.9 | 23.6 | 29 | 22 | 21.4 | 23.5 | 25.9 | 28.7 | 27.9 | 26.6 | 31.2 | 28.5 | 20.7 | 24.4 | 26.4 | 29.2 | 25.2 | 26.2 | 30.5 | 22.8 | 22.1 | 22.5 | 26.9 | 29.6 | 29.9 | 24.2 | 21.6 | 24.1 | 26.4 | 27.3 | 24.9 | 28.5 | 28.3 | 26 | 22.4 | 24.7 | 28.4 | 25.4 | 25 | 25.3 | 23.4 | 26.7 | 25.3 | 25.5 | 25.7 | 23 | 26.1 | 24.6 | 25.1 | 17.8 | 27.2 | 24.6 | 28.4 | 25.7 | 27.8 | 28.6 | 27.4 | 0
4685 | 26.6 | 25.6 | 22.9 | 25.4 | 28.8 | 22 | 21.3 | 23.5 | 25.9 | 28.7 | 27.3 | 27.4 | 26.4 | 28.3 | 20.7 | 24.4 | 25.8 | 29.2 | 25.4 | 26.4 | 30.1 | 22.8 | 23.4 | 23.2 | 26.8 | 29.1 | 29.5 | 25.3 | 22.8 | 26.4 | 24.8 | 26.7 | 23.6 | 26.2 | 28.3 | 26.3 | 25.4 | 24.7 | 28.4 | 25.5 | 25.1 | 25.2 | 23.8 | 26.6 | 26 | 25.6 | 26.4 | 24.8 | 27.4 | 24.7 | 25 | 17.4 | 25.4 | 24.6 | 28.1 | 25 | 27.8 | 28.6 | 27.6 | 0
4686 | 26.4 | 25.6 | 22.9 | 25.7 | 28.8 | 22 | 21.3 | 23.6 | 25.9 | 28.7 | 27.5 | 27.6 | 26.5 | 27.8 | 20.7 | 24.4 | 24.9 | 29.2 | 25.2 | 26 | 29.7 | 22.8 | 24.4 | 23.3 | 26.9 | 28.6 | 29.4 | 25.2 | 22.7 | 26.8 | 25 | 26.3 | 23.1 | 26.1 | 28.3 | 26.6 | 25.5 | 24.8 | 28.1 | 26 | 25.3 | 26.6 | 23.7 | 26.5 | 26.3 | 26.1 | 26.6 | 25.2 | 27.2 | 24.5 | 25.3 | 18.4 | 26.3 | 24.5 | 28 | 25.1 | 27.7 | 28.6 | 27.5 | 0
4687 | 26.3 | 25.5 | 23 | 26.1 | 29.3 | 21.7 | 21.4 | 23.6 | 26 | 28.7 | 27.9 | 28.4 | 26.7 | 28.3 | 20.7 | 24.6 | 24.7 | 29.5 | 24.8 | 26 | 29.7 | 22.8 | 25.7 | 23.8 | 27.1 | 28.6 | 29.3 | 25.4 | 23.3 | 27.8 | 25 | 26.3 | 23.5 | 26.7 | 28.3 | 26.3 | 26.2 | 25.2 | 28.1 | 26 | 24.8 | 28.2 | 23.5 | 26.4 | 25.7 | 27.1 | 26.7 | 26.6 | 26.6 | 24.7 | 26 | 19.6 | 27.3 | 24.6 | 27.8 | 25.1 | 28.1 | 28.6 | 27.6 | 0
4688 | 26.4 | 24 | 23.1 | 27 | 30.5 | 21.7 | 21.6 | 24 | 27.1 | 29.7 | 28.4 | 29.4 | 26.8 | 29.8 | 20.7 | 25.4 | 25 | 30.2 | 25 | 26.4 | 30 | 22.8 | 27.4 | 24.6 | 27.5 | 28.8 | 29.3 | 26 | 24 | 28.2 | 25.4 | 26.5 | 24.1 | 27 | 29.5 | 25.7 | 27 | 25.8 | 29.1 | 26.2 | 25.4 | 29.2 | 23.5 | 26.5 | 25.1 | 28 | 27 | 28 | 26.8 | 24.9 | 27 | 20.4 | 28.4 | 25.3 | 28.6 | 25.2 | 28.4 | 28.5 | 28 | 0
4689 | 29.3 | 24.4 | 24.5 | 27.7 | 31.8 | 22.6 | 22.6 | 25.1 | 29.5 | 31.7 | 29.1 | 30.9 | 27.6 | 31.2 | 22.3 | 27.8 | 26.4 | 30.9 | 24.8 | 27.4 | 31 | 23.7 | 28.7 | 25.8 | 27.9 | 29.3 | 30.2 | 26.5 | 25.5 | 29 | 25.6 | 26.6 | 25.6 | 28.1 | 30.5 | 26.3 | 28.2 | 25.3 | 30.3 | 26.9 | 25.7 | 30.1 | 23.6 | 25.7 | 25.3 | 28.9 | 27.1 | 29.6 | 26.6 | 25.5 | 28.3 | 20.5 | 29.1 | 28.6 | 30 | 25.3 | 29.5 | 28.7 | 28.4 | 0
4690 | 29.3 | 24.7 | 24.5 | 28.6 | 32.3 | 21.7 | 24.3 | 25.5 | 29.6 | 32.8 | 30 | 32 | 28.5 | 32.3 | 22.6 | 27.8 | 28 | 30.9 | 25.2 | 28.5 | 31.8 | 24.6 | 29.7 | 26.9 | 25.9 | 31.2 | 31.5 | 27.3 | 26.7 | 29.2 | 26.3 | 26.4 | 26.7 | 28.8 | 31.5 | 26.7 | 28.9 | 25.3 | 30.6 | 29.2 | 27.2 | 30.6 | 23.8 | 29.6 | 25.3 | 29.2 | 27.6 | 30.4 | 26.9 | 26.1 | 29.7 | 20 | 29.7 | 29.1 | 31.5 | 25.5 | 30.2 | 28.7 | 28.9 | 0
4691 | 30.6 | 24.8 | 24.5 | 29.4 | 32.7 | 21.7 | 26.1 | 26.3 | 30.1 | 33.8 | 31.2 | 32.8 | 30 | 33.3 | 23.5 | 28.8 | 29.8 | 31.2 | 25.4 | 29.4 | 32.9 | 26.1 | 30.2 | 28 | 26.2 | 32.8 | 33.8 | 28 | 27.8 | 29.8 | 27 | 26.6 | 28.7 | 29.8 | 32.2 | 26.5 | 29.4 | 25.5 | 31.8 | 29.7 | 28.2 | 31.2 | 24 | 31.3 | 25.3 | 29.4 | 28.2 | 30.4 | 27 | 27.6 | 31 | 19.2 | 30 | 29.3 | 32.8 | 25.8 | 30.2 | 28.7 | 29.2 | 0
4692 | 32.1 | 25.1 | 24.5 | 30.4 | 33.3 | 21.8 | 28.5 | 27.1 | 30.5 | 35.2 | 32.6 | 32.7 | 30.9 | 34.4 | 25.8 | 29.3 | 30.9 | 32.2 | 26.4 | 29.7 | 34.4 | 27.2 | 30.5 | 28.8 | 26.1 | 33.8 | 34.8 | 28.9 | 27.9 | 29.9 | 28.1 | 26.4 | 30 | 30.1 | 33.1 | 27.4 | 29.1 | 26 | 33.1 | 31.4 | 29.2 | 31.6 | 24.2 | 32.3 | 25.8 | 29.1 | 29.5 | 29.3 | 27.7 | 28.5 | 32.1 | 18.6 | 30.4 | 30.3 | 33.6 | 26.3 | 31.5 | 29.9 | 29.5 | 0
4693 | 33.3 | 24.2 | 22.8 | 31 | 33.3 | 22.7 | 28 | 27.8 | 31.7 | 35.4 | 33.9 | 32.4 | 31.8 | 35.6 | 26.4 | 25.8 | 31.7 | 33 | 27 | 29.6 | 35.3 | 27.2 | 30.4 | 29.7 | 27 | 33.4 | 36.3 | 29.8 | 27.8 | 30.7 | 28.9 | 25.9 | 30.3 | 30.8 | 33.9 | 27.8 | 29 | 26.3 | 33.8 | 31.4 | 29.2 | 32.3 | 24.1 | 32.3 | 25.7 | 29.2 | 30.6 | 28.2 | 27.6 | 28.6 | 33 | 18.5 | 30.5 | 30.7 | 34.2 | 26.8 | 31.2 | 29.9 | 29.5 | 0
4694 | 33.6 | 25.7 | 23 | 31.4 | 32.8 | 23 | 28.3 | 27.8 | 31.6 | 36 | 35 | 31.6 | 31.8 | 36.4 | 24.7 | 25.2 | 31.8 | 33.5 | 27.8 | 29 | 35.5 | 27.1 | 30.2 | 30.2 | 28.8 | 33.8 | 37.8 | 30.6 | 27.2 | 31.3 | 29.4 | 25.9 | 31 | 31 | 32.8 | 28 | 28.6 | 27 | 34.4 | 31.7 | 29.2 | 32.6 | 23.8 | 32.4 | 25.7 | 29.4 | 31.8 | 27 | 27.7 | 29.1 | 33.6 | 19 | 30.6 | 30.8 | 34.2 | 27.2 | 31.7 | 29.9 | 29.6 | 0
4695 | 33.5 | 27.3 | 22.8 | 31 | 31.3 | 23.2 | 28.3 | 28.8 | 31.3 | 37.3 | 35.5 | 31.2 | 31.7 | 36.4 | 25.3 | 26.1 | 31.9 | 33.5 | 27.7 | 28.5 | 35.8 | 26.2 | 29.7 | 30.7 | 29.8 | 34 | 38 | 31 | 27.1 | 32.5 | 29 | 25.9 | 31.3 | 31.8 | 32.2 | 28.1 | 28.8 | 27.3 | 34.1 | 31.7 | 29.3 | 32.8 | 23.4 | 33 | 25.3 | 30.1 | 32.2 | 26.6 | 26.8 | 29.8 | 34 | 19.8 | 30.2 | 30.6 | 34 | 27.4 | 31.9 | 29.9 | 29.4 | 0
4696 | 34.6 | 28.1 | 22.8 | 30.4 | 31.3 | 22.9 | 28 | 28.8 | 29.4 | 35.4 | 35.6 | 30.7 | 31 | 32.8 | 26.1 | 28.4 | 31.6 | 32.5 | 27.8 | 27.8 | 36 | 27.3 | 29.2 | 30.7 | 29.3 | 34 | 37.8 | 31.1 | 26.6 | 32.8 | 28.5 | 25.9 | 30.7 | 31.7 | 31.8 | 28.3 | 28.8 | 27.5 | 34 | 32.1 | 29.2 | 32.4 | 23 | 33.3 | 25.2 | 30.6 | 32.2 | 26.2 | 26.3 | 29.6 | 33.8 | 20.4 | 29.6 | 30.7 | 34.1 | 27.3 | 32 | 29.9 | 29.3 | 0
4697 | 34.6 | 29.3 | 22.8 | 29.4 | 31.3 | 23 | 27.3 | 28.7 | 29.4 | 32.5 | 35 | 30.4 | 30.6 | 31.5 | 26 | 29.2 | 31.2 | 32 | 27.2 | 27.2 | 36.5 | 27.2 | 28.4 | 30.4 | 29.6 | 33.8 | 35.2 | 30.8 | 26.6 | 32.8 | 27.6 | 26 | 28.7 | 31.6 | 30.9 | 27.1 | 29 | 27.6 | 33.6 | 30.5 | 28.4 | 31.8 | 22.8 | 33.4 | 25.2 | 31 | 31.6 | 26 | 25.4 | 28.6 | 33.2 | 20.4 | 28.6 | 30.3 | 33.7 | 27 | 31.7 | 30 | 29 | 0
4698 | 33.4 | 28.5 | 22.8 | 28.7 | 31.3 | 22.9 | 26.3 | 26.6 | 29.7 | 32.3 | 34.1 | 29.7 | 30 | 29.6 | 25.2 | 29.2 | 30.2 | 31.5 | 27.1 | 26.4 | 36.4 | 28.2 | 27.7 | 29.4 | 28.7 | 33.3 | 25.3 | 30.3 | 26 | 31.5 | 27.2 | 26.4 | 28.7 | 30.3 | 30.4 | 27.4 | 28.6 | 27 | 33.2 | 30.1 | 28.2 | 30.8 | 22.9 | 33.4 | 25.2 | 30.5 | 31.1 | 25.1 | 25.4 | 28.3 | 32 | 19.8 | 27.8 | 29.2 | 32 | 26.7 | 30.7 | 29.4 | 28.8 | 0
4699 | 32.1 | 28.2 | 22.7 | 27.8 | 30.8 | 22.4 | 25.6 | 26.4 | 28.5 | 31.1 | 33 | 29.2 | 30.1 | 29.6 | 22.4 | 28.8 | 29.3 | 31.5 | 26.6 | 25.7 | 35 | 28 | 26.9 | 28.2 | 28.2 | 32.8 | 25.1 | 29.6 | 25.6 | 30.4 | 26.8 | 26.4 | 29.8 | 29.3 | 29.5 | 27.8 | 28.1 | 26.4 | 31.8 | 30 | 27.8 | 30.3 | 23 | 31.9 | 25.2 | 29.8 | 30.4 | 24.2 | 25.2 | 28 | 30.6 | 18.7 | 27 | 28 | 30.8 | 26.5 | 30.1 | 29.4 | 28.4 | 0
4700 | 30.9 | 27.3 | 22.7 | 27.4 | 30.3 | 22.3 | 24.6 | 25.8 | 28.5 | 30.5 | 32 | 28.4 | 30.2 | 29.4 | 22.3 | 28.1 | 28 | 31 | 26.4 | 25 | 33.5 | 27.7 | 26.4 | 26.8 | 27.7 | 31.7 | 25.6 | 29 | 24.8 | 29 | 26.8 | 26.7 | 28.7 | 28 | 29.4 | 27.7 | 27.4 | 26.3 | 30.1 | 30 | 27.2 | 30 | 23.2 | 31.4 | 25.1 | 28.8 | 30 | 23 | 25.4 | 27.2 | 29.2 | 17.8 | 26.6 | 27.3 | 30.5 | 26.4 | 29.7 | 29.4 | 28.2 | 0
4701 | 30.6 | 27 | 22.2 | 26.8 | 29.8 | 22.1 | 23.6 | 25.3 | 28.4 | 29.8 | 31 | 28.1 | 30.7 | 29 | 22.3 | 27.2 | 27.2 | 30.8 | 25.7 | 24.7 | 32.4 | 26.7 | 25.9 | 25.7 | 27.3 | 30.8 | 25.5 | 28.4 | 24.6 | 28.7 | 26.5 | 26.9 | 28.2 | 27.8 | 29.4 | 27.6 | 27.2 | 25.1 | 30 | 29.8 | 27.1 | 30.2 | 23.2 | 31 | 25.1 | 28.2 | 29.4 | 22.7 | 25 | 26.2 | 28.1 | 17.3 | 26.3 | 26.8 | 29.8 | 26.4 | 29.4 | 29.2 | 28 | 0
4702 | 30.2 | 26.6 | 22.2 | 26.7 | 29.3 | 22.1 | 23 | 25.2 | 28 | 29 | 30.2 | 27.8 | 30.5 | 29 | 22.3 | 26.8 | 26.5 | 30.5 | 25.6 | 24.6 | 31.7 | 25.9 | 25.8 | 24.8 | 26.9 | 30 | 25.6 | 28.2 | 24.1 | 28.3 | 26.5 | 26.9 | 27.7 | 27.6 | 29.2 | 26.4 | 26.9 | 24.6 | 27.5 | 29.3 | 27.1 | 30 | 23.1 | 29.3 | 25.1 | 27.6 | 29.1 | 22.7 | 25.3 | 26.1 | 27.3 | 17.3 | 26.3 | 26.5 | 29.5 | 26.5 | 29 | 29.2 | 28 | 0
4703 | 29.1 | 26.1 | 22.2 | 26.4 | 29.3 | 22.1 | 22.6 | 24.9 | 28 | 29.4 | 29.4 | 27.9 | 30 | 29 | 22.3 | 26.4 | 26.4 | 30.5 | 25.4 | 25 | 31.2 | 25.7 | 25.6 | 24.4 | 26.8 | 29.4 | 26.2 | 28 | 24 | 28.4 | 26.2 | 26.9 | 27.1 | 28 | 29 | 26.4 | 27 | 24.4 | 27.1 | 28.6 | 27.1 | 29.4 | 23 | 28.8 | 25.1 | 27.4 | 28.6 | 23.6 | 25.4 | 25.8 | 26.8 | 17.6 | 26.2 | 26.1 | 29.2 | 26.4 | 28.7 | 29.2 | 28.2 | 0
4704 | 29.1 | 25.6 | 22.2 | 26.6 | 29.2 | 21.9 | 22.1 | 24.8 | 28 | 29.3 | 28.8 | 27.7 | 28.5 | 28.8 | 22 | 26.1 | 26.3 | 30 | 26 | 25.5 | 30.6 | 24.4 | 25.5 | 24 | 26.7 | 28.9 | 26.3 | 28 | 23.5 | 27.7 | 26.2 | 26.9 | 26.7 | 27.5 | 28.6 | 26.4 | 26.7 | 24 | 27.1 | 28.4 | 27.1 | 27.8 | 23 | 28.3 | 24.3 | 26.9 | 28.3 | 24.3 | 26.5 | 25.5 | 26.4 | 17.9 | 26.1 | 26 | 28.7 | 26.2 | 28.5 | 28.8 | 28.6 | 0
4705 | 29 | 25.3 | 22.2 | 26.4 | 28.8 | 21.9 | 22 | 24.6 | 28 | 29 | 28.2 | 27.7 | 27.2 | 28.6 | 22 | 26 | 26.6 | 30 | 26.3 | 26.2 | 30.5 | 24.4 | 25 | 23.9 | 26.4 | 28.5 | 26.3 | 27.7 | 23.3 | 27.1 | 25.9 | 26.9 | 26.4 | 27.3 | 27.9 | 26.4 | 26.6 | 24 | 27.1 | 28.4 | 27.2 | 26.1 | 23.1 | 27.9 | 24.4 | 26.5 | 27.8 | 25 | 27.3 | 25.3 | 26 | 17.8 | 25.7 | 25.8 | 28.6 | 25.9 | 28.3 | 28.8 | 28.8 | 0
4706 | 28.6 | 24.9 | 22.2 | 26.4 | 28.3 | 21.9 | 21.9 | 24.3 | 28 | 29 | 27.8 | 27.4 | 26 | 28 | 22 | 24.4 | 26.6 | 30 | 26.8 | 26.6 | 30.5 | 24.4 | 24.4 | 23.6 | 26.1 | 28.3 | 26.3 | 27.3 | 22.8 | 26 | 25.8 | 26.8 | 26.2 | 26.4 | 27.5 | 26.4 | 26 | 24 | 27 | 28.2 | 27.2 | 24.4 | 23.4 | 27.7 | 24.4 | 25.8 | 27.4 | 25 | 28.4 | 25.1 | 25.6 | 17.4 | 25.4 | 25.8 | 28.4 | 25.6 | 28.1 | 28.8 | 28.8 | 0
4707 | 28.6 | 24.7 | 22.1 | 25.9 | 28.3 | 21.9 | 21.8 | 24.3 | 27.1 | 29.1 | 27.4 | 27.4 | 25.8 | 27.6 | 22 | 23.8 | 26.8 | 30 | 26.4 | 26.9 | 30.1 | 24.3 | 23.6 | 23.4 | 25.9 | 27.9 | 26.3 | 26.5 | 22.9 | 25.8 | 25.3 | 26.7 | 25.9 | 26.3 | 27.2 | 26.5 | 25.7 | 24.2 | 26.7 | 28.2 | 26.8 | 23.8 | 23.6 | 27.5 | 24.4 | 25.5 | 26.8 | 25 | 28.4 | 25.1 | 25.3 | 17 | 25 | 25.8 | 28.4 | 25.3 | 28 | 28.8 | 28.5 | 0
4708 | 28.2 | 24.6 | 22.1 | 25.7 | 28.3 | 21.9 | 21.1 | 24.3 | 26.5 | 28.9 | 27.3 | 27.2 | 25.8 | 27.4 | 22 | 23.9 | 26.3 | 30 | 26.2 | 26.7 | 30 | 24.2 | 23.3 | 23.2 | 25.8 | 27.8 | 25.8 | 25.9 | 22.6 | 25.6 | 25.1 | 26.8 | 25.7 | 25.9 | 26.8 | 26.4 | 25.3 | 24.3 | 26.7 | 26.9 | 26.7 | 23.9 | 23.8 | 27.4 | 24.4 | 25.2 | 26.6 | 24.6 | 28.3 | 25.1 | 25 | 16.9 | 25 | 25.8 | 28.5 | 25.1 | 28 | 28.8 | 28.1 | 0
4709 | 28.1 | 24.6 | 22.2 | 25 | 28.6 | 21.9 | 21 | 24.3 | 26.5 | 28.3 | 27.8 | 26.2 | 28.6 | 27.6 | 22 | 24 | 26.2 | 29.9 | 24.6 | 24.8 | 30 | 24.1 | 23.8 | 23 | 25.8 | 27.8 | 25.7 | 26.6 | 23.2 | 27.8 | 24.6 | 26.8 | 25.4 | 26.2 | 26.7 | 26.6 | 26.8 | 24.3 | 26.7 | 26.4 | 24.6 | 28 | 22.5 | 27.4 | 24.4 | 26.6 | 25.6 | 23.8 | 25 | 25.1 | 24.6 | 17.6 | 26 | 25.8 | 28.6 | 25.2 | 28 | 28.8 | 26.4 | 0
4710 | 26.1 | 24.1 | 22.2 | 24.9 | 28.6 | 21.8 | 20.9 | 24.3 | 26.5 | 27.8 | 27.9 | 26.5 | 28.8 | 27.4 | 21.8 | 24.2 | 26 | 29.8 | 25 | 26.1 | 29.9 | 23.7 | 25 | 23.6 | 25.8 | 27.4 | 25.7 | 27.1 | 23.8 | 28 | 24.5 | 26.9 | 25.2 | 26.1 | 26.7 | 26.9 | 26.7 | 24.3 | 26.6 | 26.4 | 24.8 | 28.5 | 22.8 | 27.3 | 24.5 | 26.3 | 24.9 | 23.9 | 24.8 | 24.8 | 25.2 | 18.9 | 25.4 | 25.7 | 28.1 | 25.6 | 28 | 28.8 | 26.4 | 0
4711 | 25.9 | 25.1 | 22.2 | 25 | 29 | 21.8 | 20.9 | 24.3 | 26.5 | 27.9 | 28 | 27.2 | 29.7 | 27.8 | 21.8 | 24.3 | 26.4 | 29.8 | 26.3 | 27.9 | 29.9 | 23.7 | 26.3 | 24.7 | 26.7 | 27.3 | 25.7 | 27.4 | 24.3 | 27.8 | 24.8 | 26.9 | 25.2 | 26.3 | 27.3 | 27 | 26.5 | 24.3 | 26.6 | 26.5 | 25.3 | 29 | 23 | 27.3 | 24.6 | 26.6 | 24.4 | 24.8 | 24.6 | 25 | 26.1 | 20.1 | 25.7 | 24.8 | 28.1 | 26 | 28.1 | 28.7 | 26.5 | 0
4712 | 25.6 | 26.2 | 22.2 | 25.8 | 29.5 | 22 | 21.4 | 24.3 | 26.9 | 28.4 | 28.7 | 28.2 | 30.4 | 29.3 | 21.8 | 24.8 | 27 | 30 | 27.8 | 29 | 30.5 | 23.7 | 28 | 25.8 | 27.7 | 27.8 | 26 | 28.4 | 25 | 28.4 | 25.4 | 26.9 | 26.2 | 26.8 | 29.1 | 26.9 | 26.6 | 25 | 27 | 26.8 | 24.6 | 29.8 | 23.4 | 28.7 | 24.6 | 27.2 | 24.6 | 26 | 24.4 | 25.3 | 27.6 | 21 | 25.8 | 24.3 | 28.5 | 26.8 | 29.1 | 28.7 | 26.8 | 0
4713 | 27.7 | 28 | 22.4 | 26.5 | 30 | 22.7 | 22.4 | 25 | 28.2 | 29.6 | 29.6 | 29.2 | 31.8 | 31 | 22.7 | 26.9 | 28.6 | 30.3 | 29.5 | 30.5 | 31.9 | 24.4 | 29 | 27.2 | 27.7 | 28.2 | 28.5 | 29.2 | 25.3 | 28.7 | 26.3 | 26.8 | 27.5 | 27.9 | 31.3 | 27.2 | 26.5 | 25.9 | 28.5 | 28.3 | 25.4 | 30.4 | 23.5 | 28.9 | 26.2 | 28.4 | 25.3 | 27.5 | 24.4 | 26.5 | 28.7 | 20.8 | 27 | 22.8 | 29.2 | 27.1 | 29.7 | 29.3 | 27.1 | 0
4714 | 28.7 | 29.3 | 22.3 | 27.2 | 31 | 22.6 | 23.7 | 25.5 | 28.3 | 30.3 | 31 | 29.9 | 32.8 | 32 | 24.2 | 26.8 | 30 | 31.3 | 30.2 | 31.3 | 32.1 | 25.7 | 30 | 28.4 | 27.9 | 30.1 | 29.4 | 30.5 | 25.8 | 29.8 | 27.4 | 26.9 | 29 | 29.2 | 31.9 | 27.4 | 26.6 | 26.7 | 29 | 29.2 | 25.2 | 31.1 | 23.6 | 29.7 | 26 | 29.3 | 26.4 | 28.4 | 24.5 | 27.4 | 30.1 | 20.1 | 27.7 | 23.3 | 30.6 | 27.5 | 30.4 | 29.5 | 27.4 | 0
4715 | 29.7 | 30.4 | 22.3 | 27.2 | 32 | 23.1 | 25.5 | 26.3 | 29.7 | 32.5 | 32.5 | 30.2 | 34 | 32.5 | 24.9 | 27.9 | 31.6 | 32.8 | 30 | 32.4 | 32 | 27.5 | 30.4 | 29.8 | 28.4 | 31.2 | 30.9 | 31.6 | 26 | 30.6 | 28.2 | 27 | 30 | 30.6 | 32.8 | 28.1 | 26.4 | 28.1 | 29.9 | 30.4 | 26.3 | 31.8 | 23.4 | 30.7 | 25.9 | 30.2 | 27.6 | 28.6 | 24.8 | 28.5 | 31 | 19 | 28.5 | 23.7 | 31.5 | 27.4 | 31.2 | 29.5 | 27.6 | 0
4716 | 30.7 | 31.5 | 22.9 | 26.8 | 32.5 | 24.3 | 27 | 27.4 | 30.6 | 30 | 34.3 | 30.2 | 34.6 | 33.8 | 24.2 | 28.5 | 32.3 | 32.3 | 28.4 | 32.9 | 31 | 27.6 | 31.2 | 30.8 | 28.8 | 32.7 | 32.4 | 32.8 | 26.5 | 31.8 | 28.7 | 27.6 | 30.5 | 31.5 | 33.4 | 28.4 | 26.4 | 28.8 | 31.5 | 31.7 | 27.5 | 32.6 | 23.3 | 31.8 | 27 | 30.3 | 28.5 | 27.6 | 25.2 | 29.6 | 32.1 | 18.5 | 27.9 | 25.3 | 32.4 | 27.5 | 32.4 | 30.3 | 27.7 | 0
4717 | 31.2 | 32.3 | 22.9 | 25.9 | 33.5 | 24.7 | 28 | 28.2 | 30.6 | 31 | 35.6 | 29.9 | 35.4 | 35.2 | 25.5 | 29.5 | 32.9 | 30.8 | 26.6 | 33.9 | 29.2 | 27.6 | 31.5 | 31.7 | 30 | 34.1 | 34 | 33.2 | 26.9 | 31.9 | 28.7 | 27.5 | 31.5 | 32.2 | 34.4 | 27.2 | 26.1 | 29 | 31.7 | 32.5 | 28.3 | 33.1 | 23.1 | 32.9 | 26.7 | 30.3 | 29 | 26.4 | 25.7 | 30.4 | 32.4 | 18.7 | 27.3 | 26 | 33 | 27.4 | 32.7 | 30.8 | 27.7 | 0
4718 | 31.5 | 33 | 22.8 | 25 | 34 | 24.4 | 28.2 | 28.5 | 30.2 | 28.9 | 36.6 | 29.7 | 35.6 | 35.8 | 26.4 | 30.4 | 32.8 | 33.3 | 24.8 | 34.4 | 28.2 | 27.6 | 31.8 | 31.8 | 30.5 | 35.1 | 34 | 33 | 27.2 | 31.6 | 28.3 | 27.9 | 31.7 | 32.2 | 33.6 | 27 | 26 | 29.9 | 32.1 | 33.1 | 29.1 | 33.4 | 23 | 33.8 | 26.6 | 30 | 29.2 | 25 | 26 | 30 | 32.6 | 19.6 | 26.2 | 26.8 | 33.4 | 27.4 | 33 | 30.8 | 27.6 | 0
4719 | 33 | 33.4 | 22.8 | 24.1 | 34.2 | 24.6 | 28 | 27.2 | 30.1 | 29.1 | 36.7 | 29.5 | 36 | 36.1 | 25.5 | 29 | 32.9 | 33.8 | 24.2 | 35.1 | 27.7 | 28.5 | 31.1 | 31.4 | 30.3 | 35.7 | 34 | 31.7 | 27 | 29.9 | 27.8 | 28 | 31.5 | 32 | 32.9 | 26.8 | 25.6 | 29.1 | 32.1 | 33.7 | 29.3 | 33.1 | 22.8 | 34 | 26.4 | 30.1 | 29.2 | 24.4 | 26.2 | 28.5 | 31.9 | 20.5 | 26.1 | 27.5 | 33.1 | 27.1 | 33.7 | 30.8 | 27.5 | 0
4720 | 33.2 | 33.5 | 22.7 | 23.8 | 34.2 | 23.8 | 27.5 | 29.9 | 29.7 | 30.5 | 36.4 | 29.4 | 35.6 | 35.5 | 25.1 | 28.4 | 32.4 | 33.8 | 24.2 | 34.7 | 27.8 | 29.4 | 30.3 | 30.1 | 30.7 | 35.8 | 34 | 30.4 | 26.7 | 28.5 | 27.3 | 28.1 | 31.5 | 31.5 | 34.2 | 26.9 | 25.6 | 27.4 | 31.8 | 33.7 | 29 | 32.4 | 22.8 | 33.7 | 26 | 30.1 | 29.1 | 24.2 | 26.2 | 29.8 | 31.4 | 21.1 | 26.1 | 27.3 | 32.3 | 27 | 33.7 | 30.8 | 27.4 | 0
4721 | 32.3 | 33.4 | 22.7 | 23.6 | 34 | 22.1 | 26.5 | 29 | 29.7 | 30.6 | 35.5 | 29.2 | 35 | 36.5 | 23.6 | 27.3 | 32 | 33.8 | 25 | 34 | 28.5 | 29.2 | 28.8 | 28.4 | 30.6 | 35.8 | 34.2 | 29 | 26 | 27 | 27 | 28.5 | 31.1 | 31 | 34.4 | 27.1 | 25.4 | 27.3 | 30.7 | 33 | 28.7 | 31.4 | 22.7 | 32.3 | 23.7 | 30.2 | 29 | 24.6 | 26.2 | 28.4 | 30.4 | 20.8 | 26.8 | 27.1 | 32.1 | 26.6 | 33.6 | 30.8 | 27.4 | 0
4722 | 28 | 32.5 | 22.6 | 23.7 | 33.6 | 21.9 | 25.7 | 26.8 | 29.3 | 31.6 | 34.5 | 28.9 | 33.4 | 36 | 22.7 | 25.4 | 30.9 | 33.3 | 25.4 | 32.2 | 29.1 | 25.8 | 27.7 | 26.4 | 30.1 | 35.1 | 34.5 | 28.5 | 25.5 | 26.9 | 26.9 | 28.6 | 30.8 | 30.3 | 34.4 | 27.4 | 25.5 | 27.6 | 30 | 31.8 | 28 | 30.6 | 22.7 | 31.4 | 23.4 | 29.7 | 28.9 | 24.6 | 26.1 | 26.9 | 30 | 20 | 26.9 | 26.6 | 31.7 | 26.5 | 32.8 | 29.8 | 27.5 | 0
4723 | 28.2 | 32.1 | 22.4 | 23.4 | 31.8 | 21.9 | 25 | 26.2 | 28.7 | 30.3 | 33.3 | 28.6 | 32.1 | 30.4 | 22.7 | 25.8 | 30.1 | 33.2 | 25.7 | 30.9 | 29.1 | 25.8 | 26.2 | 24.9 | 25.8 | 34.1 | 34.3 | 28.2 | 24.9 | 26.8 | 26.9 | 28.6 | 30.2 | 29.9 | 33.6 | 27.3 | 25.2 | 27.3 | 29.4 | 30 | 27.7 | 29.9 | 22.6 | 30.6 | 24.1 | 29 | 28.6 | 24.5 | 26 | 27.2 | 29.3 | 18.6 | 27.3 | 26.2 | 31.1 | 26.1 | 31.3 | 29.8 | 27.5 | 0
4724 | 28.2 | 30.9 | 22.4 | 23 | 30.5 | 21.9 | 24.4 | 26 | 28.3 | 30 | 32.2 | 28.2 | 30.8 | 28.9 | 22.2 | 25.6 | 29 | 32.3 | 25.4 | 29.6 | 28.9 | 25.8 | 25.4 | 24 | 26.3 | 32.7 | 33.4 | 28.4 | 24.6 | 27.4 | 26.8 | 28.5 | 30 | 29.4 | 32.4 | 26.5 | 25 | 26.8 | 29.1 | 29.2 | 27.6 | 29.6 | 22.6 | 30.2 | 24.8 | 28 | 28.2 | 23.8 | 26 | 27.1 | 29 | 17.6 | 27 | 25.5 | 30.5 | 26 | 30.2 | 29.8 | 27.4 | 0
4725 | 28.2 | 29.4 | 22.4 | 22.4 | 30.2 | 21.9 | 23.7 | 25.9 | 27.9 | 29.2 | 31 | 27.9 | 30.5 | 28.4 | 21.7 | 25.4 | 28.7 | 32 | 25.3 | 29.5 | 28.4 | 25.8 | 24.3 | 23.9 | 25.5 | 31.7 | 32.1 | 28.1 | 24.2 | 27.1 | 26.6 | 28.5 | 29.5 | 29.1 | 31.8 | 26.1 | 24.4 | 26.5 | 28.9 | 29 | 27.4 | 29.4 | 22.5 | 29.1 | 25.6 | 27.4 | 27.6 | 23.3 | 26 | 26.9 | 28.2 | 16.9 | 27.3 | 25 | 29.9 | 25.7 | 29.7 | 29.8 | 27.2 | 0
4726 | 28.2 | 29 | 22.4 | 22.2 | 29.8 | 21.8 | 23 | 25.9 | 27.9 | 29 | 30.1 | 27.8 | 30.3 | 28.5 | 21.7 | 24.9 | 28.1 | 31.8 | 25 | 29.1 | 28.1 | 24.5 | 24.1 | 24.2 | 25.8 | 30.7 | 31.6 | 28 | 24.2 | 27.1 | 26.3 | 28 | 28.1 | 28.6 | 31.1 | 26.4 | 24.1 | 26.5 | 28.8 | 28.8 | 27.4 | 29.5 | 22.4 | 28.8 | 25.6 | 26.8 | 27.1 | 22.9 | 25.9 | 26.6 | 27.7 | 17.1 | 26.9 | 24.8 | 29.4 | 25.8 | 29.5 | 29.8 | 27 | 0
4727 | 28.2 | 28.7 | 22.3 | 22.4 | 29.5 | 21.7 | 22.5 | 25.5 | 27.8 | 28.5 | 29.3 | 27.8 | 30.6 | 28.8 | 21.7 | 24.8 | 28 | 31.5 | 25.2 | 28.8 | 27.9 | 24 | 23.8 | 24.6 | 26.2 | 30.1 | 30.9 | 27.4 | 24 | 26.6 | 26 | 28 | 27.2 | 28.2 | 30.4 | 27.1 | 24 | 26.4 | 28.8 | 28 | 27.4 | 29.4 | 22.4 | 28.8 | 25.6 | 26.8 | 26.8 | 23 | 25.8 | 26.1 | 27 | 17.4 | 27 | 24.8 | 29 | 25.8 | 29.4 | 29.8 | 26.8 | 0
4728 | 28.2 | 28.2 | 21.9 | 23.4 | 29 | 21.7 | 22 | 25.5 | 27.7 | 28 | 29 | 27.8 | 30.2 | 28.5 | 21 | 24.4 | 27.3 | 30.8 | 25.2 | 27.2 | 27.4 | 24.1 | 24.3 | 24.5 | 26.3 | 28.8 | 30.4 | 27.3 | 24 | 27.1 | 25.8 | 27.7 | 26.7 | 27.5 | 29.9 | 27.4 | 24.7 | 26.1 | 28.3 | 28 | 27.3 | 29.3 | 22.5 | 28.3 | 25.7 | 26.8 | 26.8 | 23.2 | 25.6 | 25.7 | 26.9 | 17.9 | 26.3 | 24.7 | 29.3 | 26.2 | 29.2 | 28.4 | 26.7 | 0
4729 | 28.4 | 28.2 | 21.9 | 24.4 | 29 | 21.7 | 21.5 | 25.2 | 27.6 | 27.8 | 28.7 | 27.7 | 29.9 | 28.5 | 21 | 24.2 | 27 | 30.8 | 25.5 | 25.7 | 27.4 | 24.1 | 24.2 | 24.1 | 25.1 | 28.6 | 30.4 | 26.9 | 23.8 | 27.3 | 25.6 | 27.5 | 26.5 | 27.1 | 29.9 | 27.6 | 25.4 | 25.8 | 28.3 | 27.8 | 27.3 | 29 | 22.5 | 28.1 | 25.4 | 27 | 26.9 | 23.6 | 25.4 | 25.4 | 26.4 | 17.9 | 26.3 | 24.6 | 29 | 26.2 | 29.2 | 28.4 | 26.6 | 0
4730 | 28.4 | 28.2 | 21.9 | 25.4 | 29 | 21.5 | 21.2 | 25 | 27.6 | 27.7 | 28.6 | 27.4 | 29 | 28.4 | 21 | 24 | 26.4 | 30.8 | 25.2 | 23.8 | 27.4 | 24.1 | 24.4 | 23.4 | 25.3 | 28.4 | 30 | 27 | 23.6 | 28.2 | 25.4 | 27.5 | 26.2 | 26.6 | 29.7 | 27.6 | 26.4 | 25.4 | 28.1 | 27.8 | 27.3 | 28.6 | 22.6 | 27.8 | 25.1 | 27 | 27 | 23.8 | 25.2 | 25.3 | 26.2 | 17.6 | 25.8 | 24.8 | 29 | 26.2 | 29 | 28.4 | 26.6 | 0
4731 | 28.2 | 28.2 | 21.9 | 25.7 | 29 | 21.3 | 21 | 25 | 27.6 | 27.9 | 28.3 | 26.9 | 28.7 | 28.4 | 21.1 | 24.2 | 26.4 | 30 | 25 | 23.3 | 27.4 | 23.4 | 23.8 | 22.9 | 24.5 | 28.1 | 29.9 | 26.7 | 23.2 | 28.2 | 25.2 | 27.3 | 25.8 | 26.4 | 29.3 | 27.6 | 26.8 | 25.5 | 27.9 | 26.7 | 27.2 | 28.1 | 22.5 | 27.8 | 25.1 | 27.1 | 26.9 | 24 | 25.1 | 25.1 | 25.4 | 17.1 | 26.1 | 24.8 | 28.9 | 25.7 | 28.9 | 28.4 | 26.5 | 0
4732 | 27.8 | 28.3 | 21.9 | 25.5 | 29 | 21.3 | 21 | 24.5 | 27.4 | 27.7 | 28.1 | 26.4 | 28.3 | 28.3 | 21 | 24.3 | 26.1 | 29.8 | 24.5 | 23.4 | 27.4 | 23 | 23.8 | 22.7 | 24.4 | 27.8 | 29 | 26.8 | 23.2 | 28.4 | 24.9 | 27 | 25.4 | 26.2 | 29.2 | 27.6 | 27.1 | 25.6 | 26.1 | 26.7 | 27.2 | 28 | 22.5 | 27.8 | 25.4 | 26.8 | 26.4 | 23.8 | 25.1 | 24.9 | 25 | 17.1 | 25.8 | 24.9 | 28.9 | 25.5 | 28.7 | 28.4 | 26.5 | 0
4733 | 27.5 | 28.2 | 21.9 | 22.6 | 29 | 21.3 | 21 | 24.1 | 27.2 | 27.7 | 27.2 | 26.4 | 29.4 | 28.3 | 21.1 | 24.3 | 27.6 | 29.8 | 25.4 | 28 | 27.5 | 23 | 23 | 23.4 | 24.2 | 27.7 | 29 | 25.4 | 23.4 | 26 | 25.6 | 26.8 | 25 | 26 | 29.2 | 27.5 | 24.4 | 25.6 | 26 | 26.7 | 26.6 | 24.6 | 22.2 | 27.7 | 25.5 | 26.4 | 24.8 | 23 | 25.4 | 24.8 | 25.6 | 17 | 26.4 | 24.9 | 28.8 | 25.6 | 28.6 | 28.4 | 25.4 | 0
4734 | 27.2 | 28.1 | 22 | 22.7 | 29 | 21.3 | 21 | 24 | 27 | 27.9 | 26.3 | 26.8 | 30 | 28 | 21.1 | 24.3 | 27.4 | 29.8 | 25.3 | 28.4 | 27.5 | 22.9 | 24.2 | 23.5 | 23.9 | 27.7 | 28.6 | 26.8 | 23.9 | 26.8 | 24.2 | 26.9 | 24.8 | 26.3 | 29.2 | 27.6 | 24.2 | 25.7 | 25.9 | 26.5 | 23.7 | 24.4 | 22.6 | 27 | 25.7 | 27.8 | 25 | 23.7 | 25.3 | 24.4 | 26.2 | 18 | 26.5 | 25 | 28.5 | 25.5 | 28.2 | 28.4 | 25.5 | 0
4735 | 27.2 | 28.2 | 22.1 | 23 | 29 | 21.5 | 21 | 24 | 27 | 28.1 | 27 | 26.9 | 30.9 | 28.1 | 21 | 24.4 | 27.7 | 29.3 | 25.1 | 29.3 | 27.5 | 23 | 25.5 | 24.7 | 23.8 | 27.7 | 28.4 | 28.6 | 23.9 | 27.2 | 25.1 | 27 | 24.8 | 26.6 | 29.3 | 26.8 | 24 | 25.9 | 25.6 | 26.2 | 24.6 | 24.3 | 22.8 | 26.8 | 26 | 29.3 | 25.2 | 24 | 25.3 | 24.7 | 27.4 | 18.9 | 26.9 | 25 | 28.4 | 25.9 | 29 | 28.4 | 25.6 | 0
4736 | 27.2 | 28.4 | 23.3 | 23 | 29.2 | 21.9 | 21.3 | 24 | 27.1 | 28.8 | 28.5 | 27 | 32.2 | 28.9 | 21 | 26.6 | 28.8 | 29 | 24.8 | 30.4 | 28.2 | 23 | 27 | 25.7 | 23.8 | 28.1 | 28.6 | 30.6 | 24.4 | 27.6 | 26.8 | 27 | 25.3 | 26.6 | 29.4 | 26.2 | 24.2 | 26.5 | 25.6 | 26.4 | 25.9 | 25 | 23.3 | 26.8 | 26.1 | 30.6 | 25.6 | 24.6 | 25.2 | 25.6 | 28.8 | 19.6 | 27.4 | 25.3 | 29.3 | 26.4 | 29.8 | 28.4 | 26.4 | 0
4737 | 28.6 | 29.7 | 25.2 | 23.2 | 29.3 | 22.5 | 22.8 | 24.2 | 28.1 | 29.8 | 31.9 | 26.9 | 33.5 | 31 | 22.3 | 28.4 | 30 | 27.4 | 24.8 | 31.9 | 31.5 | 25.5 | 28.2 | 27.5 | 24.5 | 28.7 | 29.5 | 31.7 | 24.2 | 27.1 | 31.3 | 27.7 | 26.8 | 27 | 29.4 | 27.1 | 24.3 | 27.5 | 25.9 | 26.8 | 26.9 | 25.5 | 23.5 | 29.3 | 26.8 | 31.4 | 25.9 | 24.9 | 25.1 | 26.5 | 30.4 | 19.4 | 28.3 | 26.2 | 29.8 | 27.4 | 31.1 | 28.5 | 27.2 | 0
4738 | 29.2 | 30.2 | 25.6 | 23.2 | 30 | 23.7 | 23.8 | 25 | 28.1 | 30.8 | 34.8 | 27.2 | 34.8 | 31.6 | 23.5 | 29 | 31.2 | 28.6 | 25.1 | 33.2 | 32.7 | 26.6 | 29.3 | 28.5 | 24.5 | 32.7 | 30 | 32.5 | 24.7 | 26.7 | 34.7 | 29.7 | 28.3 | 27.4 | 29.8 | 27.2 | 24.8 | 28 | 26.2 | 28.6 | 27.4 | 26.5 | 24 | 29.8 | 26.8 | 31.8 | 26.1 | 26 | 25.1 | 27.5 | 31.6 | 18.9 | 29.2 | 27 | 30.6 | 27.9 | 32 | 28.6 | 28.5 | 0
4739 | 30.6 | 31.4 | 26.4 | 23.4 | 31 | 24.2 | 27.5 | 25 | 28 | 31.8 | 37.5 | 27.6 | 35.8 | 32.6 | 25 | 29.2 | 31.8 | 29.2 | 26 | 34.4 | 34.7 | 28 | 30.2 | 29.8 | 25.1 | 31.7 | 31.5 | 32.6 | 25 | 26 | 37.6 | 31.2 | 30.2 | 28.4 | 30.4 | 27.9 | 25 | 28.7 | 26.8 | 26.6 | 27.9 | 27.4 | 24.4 | 31.6 | 26.9 | 31.8 | 26 | 27 | 25.2 | 29.5 | 32.4 | 18 | 30 | 27.6 | 32.1 | 28.4 | 33 | 28.6 | 29.6 | 0
4740 | 31.2 | 32.5 | 26.8 | 23.3 | 32 | 24.3 | 28.6 | 25 | 26.8 | 32.8 | 37.9 | 28.5 | 36.8 | 33.6 | 25.6 | 30.1 | 32 | 30.3 | 27 | 34.9 | 35.7 | 28 | 31.2 | 30.2 | 25.6 | 33.2 | 32.8 | 33 | 26.1 | 26.1 | 36.5 | 32.3 | 30.8 | 29.2 | 29 | 26.4 | 25.4 | 29.2 | 27.9 | 27.1 | 28.1 | 29 | 25 | 33 | 27.5 | 31.8 | 25.9 | 28.6 | 25.5 | 30 | 32.7 | 17.6 | 30.3 | 28.7 | 33 | 28 | 33.4 | 28.9 | 30.8 | 0
4741 | 31.6 | 33.4 | 27.8 | 23.6 | 32.3 | 24.7 | 29.1 | 25 | 26.8 | 33.8 | 37.6 | 29.2 | 37.5 | 33.9 | 26.7 | 30.4 | 31.7 | 31.6 | 27.9 | 35.2 | 36.9 | 29.8 | 31.7 | 31.2 | 25.9 | 34.2 | 34 | 33.2 | 26.5 | 26 | 34.5 | 32.8 | 30.8 | 30.2 | 29.6 | 26.6 | 25.3 | 28.5 | 28.2 | 27.1 | 27.1 | 30.2 | 25.3 | 31 | 26.5 | 31.8 | 25.6 | 29.2 | 25.9 | 30 | 32.9 | 17.5 | 30.4 | 28.7 | 33.1 | 27.7 | 33.4 | 29 | 31.3 | 0
4742 | 32.6 | 33.7 | 28 | 23.8 | 33.8 | 24.3 | 29.1 | 26.1 | 26.8 | 34.8 | 36.2 | 29.8 | 38 | 34.6 | 26.6 | 28.3 | 31.6 | 32.1 | 28.4 | 35 | 38.1 | 30.6 | 32 | 32 | 26.1 | 35.2 | 34.9 | 33.8 | 26.8 | 26.4 | 30.6 | 32.4 | 32.1 | 30.6 | 31.4 | 26.8 | 25.1 | 29.7 | 28.2 | 27.1 | 26.9 | 31.4 | 25.4 | 31.9 | 26.5 | 32 | 25.4 | 29.2 | 26.4 | 30.7 | 33 | 18 | 30 | 29 | 33.5 | 27.2 | 31.3 | 29 | 31.4 | 0
4743 | 33 | 33.9 | 25.6 | 24.3 | 34.5 | 22.4 | 29.5 | 26.3 | 26.8 | 34.8 | 35.7 | 29.6 | 37.9 | 34.9 | 26.8 | 27.4 | 31.4 | 32.6 | 28.4 | 35 | 39 | 31.6 | 31.5 | 33.5 | 25.5 | 36.2 | 36 | 33.7 | 25.7 | 26.2 | 28.8 | 32.2 | 31.9 | 30.9 | 32.1 | 26.5 | 24.4 | 30 | 28.1 | 27.1 | 28.3 | 31.7 | 24.9 | 32.8 | 26.3 | 32.1 | 25.3 | 27.6 | 26.9 | 28 | 33.4 | 18.4 | 29.7 | 28.7 | 33.4 | 27.3 | 29.9 | 29 | 30.6 | 0
4744 | 31 | 33.8 | 27.1 | 24.4 | 33.3 | 23.1 | 28.6 | 26.6 | 27.1 | 34.8 | 35.2 | 29.2 | 37.5 | 35.4 | 25.6 | 27.4 | 31.6 | 32.9 | 28 | 34.6 | 39 | 32.2 | 30.6 | 34 | 27.5 | 37 | 36.2 | 33.3 | 24.7 | 26.3 | 27.2 | 31.7 | 31.1 | 30.6 | 31.9 | 26.5 | 24.1 | 30.2 | 28 | 27.1 | 28.4 | 31.7 | 24.5 | 32.8 | 26.2 | 32.1 | 25.4 | 25.9 | 27.3 | 28.7 | 33.5 | 18.8 | 29.2 | 28.3 | 32.4 | 27.4 | 32.1 | 29 | 30 | 0
4745 | 31 | 33.9 | 27.1 | 24.4 | 32.8 | 22.9 | 28.2 | 26.9 | 26.7 | 34.3 | 35.6 | 28.4 | 36.4 | 33 | 25 | 26.9 | 31.6 | 32.9 | 27.4 | 34.4 | 37.8 | 31.7 | 29.2 | 34 | 26.3 | 36.2 | 36.2 | 32 | 23.2 | 26 | 27.8 | 31.2 | 31.2 | 30.2 | 31.6 | 26.8 | 23.8 | 30.7 | 27.8 | 28.2 | 28.4 | 31 | 23.8 | 28 | 26.2 | 31.8 | 25.6 | 24 | 27.4 | 26.4 | 33.4 | 18.6 | 29 | 27 | 27.5 | 27.8 | 31.8 | 28.9 | 29.2 | 0
4746 | 30 | 33.7 | 26.6 | 23.8 | 32 | 22.9 | 26 | 27.2 | 26.7 | 32.4 | 35.1 | 28 | 35.1 | 31.3 | 23.8 | 26.8 | 31.3 | 32.5 | 26.9 | 33.8 | 37.5 | 31.7 | 28 | 32.2 | 25.9 | 30.7 | 36.6 | 30.5 | 22.7 | 26.4 | 27.3 | 30.7 | 29.3 | 29.5 | 31.6 | 27.3 | 24.2 | 30.5 | 27.7 | 28.2 | 28.4 | 30.5 | 23.6 | 27 | 26.2 | 31.3 | 25.9 | 23.4 | 27.3 | 26.8 | 32.6 | 18.3 | 28.7 | 27 | 30.7 | 27.6 | 31.5 | 27.7 | 29.1 | 0
4747 | 30 | 33.1 | 25.8 | 23.5 | 26.8 | 22.5 | 25 | 25 | 26.6 | 30.5 | 34.7 | 27.6 | 33.6 | 30.5 | 23.8 | 26.9 | 30.1 | 31.4 | 26.7 | 33.2 | 36.5 | 22.8 | 26.9 | 30.3 | 25.8 | 30.2 | 36.2 | 28.6 | 22.2 | 26.5 | 27.6 | 30 | 28.3 | 29.3 | 30.5 | 27.2 | 24.5 | 29.7 | 27.3 | 27.4 | 27.8 | 29.6 | 23.3 | 27.1 | 26.2 | 30.6 | 26 | 23.2 | 27 | 27.1 | 31.5 | 17.6 | 28.6 | 26.5 | 30.5 | 27.4 | 31.3 | 27.7 | 28.9 | 0
4748 | 29.6 | 31.7 | 25.4 | 23 | 26.8 | 22.5 | 24.6 | 25 | 26.6 | 30 | 33.1 | 27.6 | 32.2 | 29.1 | 23 | 26.6 | 28.4 | 29.4 | 26.8 | 32.4 | 35.1 | 26.7 | 26.4 | 28 | 25 | 33.7 | 35.2 | 27.4 | 22.5 | 27 | 26.4 | 28.7 | 27.8 | 29 | 28.6 | 27.4 | 25 | 28 | 26.9 | 27.1 | 27.6 | 29 | 23.4 | 27.2 | 26.1 | 30 | 26 | 24 | 26.7 | 27 | 30 | 17.2 | 28.4 | 26.1 | 30.3 | 26.8 | 30.3 | 27.7 | 29 | 0
4749 | 29.4 | 30 | 24.6 | 23.2 | 26.9 | 22 | 24.1 | 25 | 26.4 | 29.5 | 32 | 27.4 | 31 | 28.2 | 22.8 | 26.2 | 26.3 | 28.6 | 27 | 31.8 | 34.4 | 26 | 26 | 27.2 | 25.1 | 33.2 | 34.2 | 26.5 | 22.2 | 26.9 | 26.5 | 28.5 | 26.8 | 29.1 | 28.3 | 27.4 | 24.8 | 27.3 | 26.2 | 26.6 | 27.3 | 28.1 | 23.2 | 27.2 | 26.2 | 29.4 | 25.7 | 24.3 | 26.4 | 26.5 | 28.9 | 16.8 | 28.2 | 25.7 | 29.7 | 26.6 | 29.9 | 27.7 | 28.5 | 0
4750 | 29.1 | 29.1 | 24 | 23.2 | 27.2 | 21.6 | 23.4 | 25 | 26.3 | 28.9 | 30.4 | 27.3 | 30.3 | 27.7 | 22 | 25.7 | 24.9 | 27.9 | 26.9 | 31 | 33.9 | 25.1 | 25.8 | 26.6 | 25 | 31.7 | 32.8 | 26.5 | 22.4 | 27 | 25.5 | 28.7 | 26.4 | 28.8 | 28.3 | 27.5 | 24.7 | 27.2 | 26.1 | 26.5 | 27.3 | 27.9 | 23.1 | 27.2 | 26.2 | 29 | 25.5 | 24.6 | 26.2 | 26.2 | 27.9 | 16.9 | 27.8 | 25.6 | 29.6 | 26.2 | 29.9 | 27.7 | 28 | 0
4751 | 28.6 | 28.6 | 23.6 | 23.4 | 27.4 | 21.5 | 22.7 | 25 | 26.4 | 28.7 | 29.7 | 26.9 | 30 | 27.3 | 22.1 | 25.5 | 24.4 | 27.9 | 26.6 | 30.4 | 33.3 | 25.1 | 25.4 | 27 | 25.3 | 31.2 | 32.2 | 26.8 | 22.2 | 26.6 | 26 | 28.6 | 26.7 | 28.2 | 28.3 | 27.4 | 24.4 | 26.6 | 25.8 | 26.4 | 27.3 | 27.6 | 22.8 | 27.2 | 25.9 | 28.4 | 25.2 | 24 | 26 | 26 | 27.4 | 17 | 27.4 | 25.5 | 29.3 | 26.2 | 29.9 | 27.7 | 27.2 | 0
4752 | 28.2 | 27.8 | 22.8 | 23 | 27.8 | 21.6 | 22.8 | 25 | 26.1 | 28.3 | 28.8 | 26.7 | 30.1 | 27.3 | 21.6 | 25.1 | 25.2 | 26.5 | 26 | 29.4 | 32.7 | 24.7 | 25 | 26.4 | 25 | 29.7 | 32 | 27.4 | 22.8 | 26.6 | 25.3 | 28.4 | 26.5 | 27 | 28.1 | 27.4 | 24.6 | 26.2 | 25.2 | 26.3 | 27.3 | 27.9 | 22.7 | 27.2 | 25.9 | 27.7 | 25.1 | 23.7 | 25.9 | 25.5 | 26.9 | 17.3 | 26.8 | 25.2 | 28.8 | 25.9 | 29.9 | 27.2 | 26.9 | 0
4753 | 28.1 | 27.4 | 22.8 | 22.8 | 27.8 | 21.5 | 21.7 | 25 | 26.1 | 28.2 | 28.8 | 26.3 | 30.1 | 27.3 | 21.6 | 24.9 | 26.5 | 29.4 | 25.4 | 28.8 | 32.6 | 24.7 | 24.1 | 26 | 25 | 29.2 | 31.5 | 27.2 | 23 | 26.2 | 26.1 | 28.4 | 26.3 | 25.9 | 28.1 | 27.4 | 24.8 | 25.9 | 25.2 | 26.3 | 27.3 | 27.8 | 22.4 | 27.1 | 25.9 | 26.8 | 25 | 22.9 | 25.7 | 25 | 26.5 | 17.2 | 26.5 | 25.2 | 28.6 | 25.9 | 29.9 | 27.2 | 26.4 | 0
4754 | 28.1 | 27 | 22.7 | 22.2 | 27.8 | 21.5 | 21.4 | 25 | 26.1 | 27.9 | 28.4 | 26.2 | 30 | 27.2 | 21.6 | 25.2 | 27.8 | 28.6 | 25 | 28 | 32.5 | 24.7 | 23.4 | 24.6 | 25 | 28.7 | 31.2 | 26.8 | 23.6 | 26.2 | 25.8 | 28.3 | 26 | 25 | 28.1 | 27.5 | 25.2 | 25.5 | 25.2 | 26.3 | 27.2 | 27.6 | 22.4 | 26.9 | 25.9 | 26 | 25 | 22.8 | 25.6 | 24.9 | 26 | 17 | 26.2 | 25.2 | 28.5 | 25.6 | 29.7 | 27.2 | 26.4 | 0
4755 | 27.6 | 26.9 | 22.6 | 22.2 | 28 | 21.5 | 21 | 25 | 26.1 | 27.5 | 28.5 | 26 | 29.6 | 27.2 | 21.6 | 25.2 | 28.3 | 27.8 | 25 | 27.8 | 32.3 | 24.6 | 22.7 | 24 | 25 | 27.7 | 30.5 | 25.7 | 23.4 | 25.7 | 26.7 | 28.3 | 25.8 | 25 | 27.9 | 27.4 | 25.1 | 25.5 | 25.3 | 26.2 | 26.9 | 26.6 | 22.2 | 26.9 | 25.9 | 25.5 | 24.9 | 22.5 | 25.5 | 24.7 | 25.7 | 16.6 | 26.2 | 25.2 | 28.6 | 25.7 | 29.4 | 27.2 | 26 | 0
4756 | 27.6 | 26.5 | 22.6 | 22.2 | 28.3 | 21.5 | 20.6 | 25 | 26.1 | 27.6 | 27.7 | 26.3 | 29.4 | 26.5 | 21.6 | 24.8 | 28.2 | 27.3 | 25.2 | 27.6 | 32 | 24.6 | 22.6 | 23.1 | 24.9 | 27.7 | 29.6 | 25.3 | 23.7 | 25.9 | 25.8 | 28.2 | 25.8 | 25.3 | 27.6 | 27.5 | 25 | 25.5 | 25.3 | 26.2 | 26.9 | 25.7 | 22.2 | 26.8 | 25.9 | 25.6 | 24.8 | 22.8 | 25.4 | 24.5 | 25.4 | 16.6 | 26.2 | 25.2 | 28.2 | 25.5 | 29.3 | 27.2 | 25.8 | 0
4757 | 27.6 | 26.2 | 22.5 | 23 | 28.3 | 21.5 | 20.3 | 24.7 | 26.1 | 27.8 | 26.9 | 27.6 | 30 | 26.4 | 21.6 | 24.8 | 25 | 27.1 | 26 | 29.2 | 31.8 | 24.4 | 23.4 | 24.4 | 24.6 | 27.2 | 29 | 26.2 | 21.6 | 25.4 | 26.2 | 28.2 | 25.5 | 27 | 27.5 | 27.6 | 25.8 | 25.4 | 25.2 | 26.2 | 26.8 | 27 | 22.2 | 26.9 | 26 | 27.4 | 24.2 | 23.4 | 24.6 | 24.3 | 26 | 17.2 | 25.8 | 25.2 | 28.3 | 25.4 | 29.4 | 27.3 | 27.4 | 0
4758 | 27.6 | 26 | 22.1 | 22.9 | 28.3 | 21.4 | 20.1 | 24.6 | 26.1 | 27.8 | 26.9 | 28.5 | 29.8 | 26.5 | 21.6 | 24.7 | 25.6 | 27 | 26.1 | 30.1 | 31.4 | 24.2 | 24.7 | 25.4 | 24.7 | 27.2 | 28.9 | 27.1 | 21.9 | 25.2 | 26.3 | 28.3 | 25.3 | 26.4 | 27.4 | 27.7 | 26 | 25.3 | 25.2 | 26.2 | 26.8 | 27.5 | 22.6 | 26.6 | 26.4 | 27.8 | 24.8 | 23.2 | 24.8 | 24.2 | 26.6 | 17.5 | 26.5 | 25.1 | 28.2 | 25.4 | 29.5 | 27.3 | 27.2 | 0
4759 | 27.6 | 26.8 | 22.2 | 24 | 28.2 | 21.5 | 20.3 | 24.6 | 26.1 | 27.5 | 27.4 | 29.2 | 30.8 | 27.3 | 21.6 | 24.2 | 25.9 | 27.3 | 26.6 | 31.4 | 31.3 | 24 | 26.3 | 26.6 | 24.8 | 26.7 | 28.5 | 28.3 | 22.3 | 25.3 | 26.7 | 28.7 | 25.3 | 26.9 | 26.9 | 27.9 | 26 | 25.2 | 25.2 | 26.1 | 26.8 | 28.7 | 23.3 | 26.6 | 26.4 | 27.9 | 25.8 | 24 | 24.7 | 24.4 | 27.4 | 17.9 | 26.7 | 25.2 | 28.2 | 25.2 | 29.1 | 27.3 | 27.6 | 0
4760 | 27.6 | 28.6 | 23.6 | 25 | 28.2 | 21.7 | 21.8 | 24.9 | 26.6 | 28.3 | 28.2 | 30 | 32 | 33.1 | 22.1 | 25.2 | 26.2 | 27.9 | 27.4 | 33 | 32 | 24.3 | 28 | 28 | 24.9 | 27.2 | 28.7 | 29.4 | 23 | 25.6 | 27.2 | 29.4 | 26.3 | 27.4 | 27.5 | 27.9 | 26 | 25.2 | 25.2 | 26.2 | 26.8 | 30 | 24 | 26.9 | 26.4 | 28.8 | 27 | 25 | 24.6 | 24.3 | 28.2 | 18 | 27.4 | 25.6 | 28.5 | 25.4 | 29.9 | 27.3 | 28.2 | 0
4761 | 28.6 | 31.4 | 25.4 | 26.9 | 27.5 | 23.3 | 23.4 | 26.6 | 28.2 | 28.3 | 29.5 | 30.4 | 34.4 | 30 | 23.1 | 26 | 26.3 | 28.7 | 28.4 | 34.5 | 34.5 | 25.4 | 29.3 | 28.9 | 25.3 | 28.5 | 30.4 | 30.2 | 23.4 | 26 | 28.1 | 31 | 28.1 | 28.8 | 29 | 28.6 | 25.6 | 24.7 | 25.5 | 25.6 | 28.5 | 31.4 | 24.7 | 29.1 | 27.3 | 29.1 | 28.1 | 26.7 | 24.2 | 25.8 | 29.2 | 18 | 27.4 | 26.9 | 29.8 | 25.6 | 30 | 27.2 | 29.5 | 0
4762 | 29.9 | 32.6 | 26.3 | 27.8 | 27.7 | 24.2 | 25.7 | 27.4 | 28.9 | 30.3 | 30.9 | 30.9 | 35.9 | 31.5 | 23.1 | 27.2 | 26.9 | 29.7 | 29.1 | 35.9 | 36.1 | 27.2 | 30.2 | 29.7 | 25.8 | 29.6 | 31.4 | 30.6 | 23.9 | 26.4 | 29 | 32 | 28.7 | 29.3 | 30 | 27.8 | 25.3 | 24.9 | 25.6 | 26.1 | 28.7 | 32 | 25.3 | 29.2 | 27.3 | 30.2 | 29 | 27.6 | 24.3 | 27.5 | 30.2 | 17.7 | 27.9 | 27.5 | 30.8 | 26.3 | 30.9 | 27.2 | 30.7 | 0
4763 | 30.2 | 34.1 | 27.3 | 28.4 | 28.4 | 25.3 | 26.8 | 27.8 | 29.4 | 29.5 | 32.3 | 31.4 | 37.4 | 33 | 24.6 | 27.6 | 27.6 | 30.6 | 29.4 | 37 | 37.6 | 28 | 30.6 | 30.2 | 26.4 | 32 | 32.7 | 31 | 24 | 26.6 | 30 | 33.4 | 30.2 | 29.6 | 30 | 28.1 | 24.8 | 25.2 | 25.7 | 26.8 | 29.1 | 32 | 25.8 | 29.1 | 27.3 | 30.8 | 29.6 | 28 | 24.6 | 28.1 | 31.6 | 17.6 | 28.2 | 28.7 | 31.1 | 27 | 31.8 | 27.2 | 31.8 | 0
4764 | 31 | 34.7 | 28.5 | 27.4 | 28.6 | 24.4 | 28.5 | 27.1 | 30.9 | 28.7 | 33.4 | 32.3 | 37.3 | 34.5 | 25.3 | 29.4 | 28.7 | 31.5 | 29.2 | 37.9 | 38.2 | 29 | 30.9 | 31.1 | 27.8 | 33.5 | 34.5 | 31.4 | 24.2 | 26.7 | 30.5 | 33.7 | 31.5 | 28.5 | 30.3 | 27.2 | 24.6 | 25.7 | 26.4 | 27.1 | 29.4 | 30.9 | 26.1 | 29.6 | 26.3 | 32 | 30.1 | 26.9 | 25.6 | 28.9 | 33 | 17.5 | 29.3 | 28.9 | 32.8 | 28 | 32.2 | 27.5 | 32.2 | 0
4765 | 31.5 | 35.4 | 28.9 | 26.4 | 29.4 | 26.2 | 29.4 | 27.7 | 30.9 | 28.8 | 34.5 | 33 | 37.5 | 35.5 | 25.7 | 29.9 | 29.4 | 32.1 | 28.8 | 38.5 | 38.9 | 29.5 | 31 | 32 | 28.5 | 35.2 | 35.2 | 32 | 24.3 | 26.8 | 30.9 | 34.4 | 31.6 | 27.7 | 30.6 | 28 | 24.3 | 26.3 | 26.2 | 28.7 | 29.6 | 29.7 | 26.5 | 30.8 | 26.2 | 31.9 | 30.4 | 25.5 | 26.6 | 29.5 | 34.4 | 17.9 | 29.9 | 28.7 | 32.6 | 28.6 | 33.3 | 27.8 | 32.3 | 0
4766 | 32 | 35.9 | 28.7 | 25 | 28.5 | 25.9 | 29.6 | 28.1 | 30.4 | 29.7 | 35.2 | 33.6 | 37 | 36.3 | 26.3 | 29.7 | 29.8 | 32.5 | 28.4 | 38.8 | 39.1 | 31.2 | 31 | 33 | 30.2 | 36 | 35.8 | 32.6 | 24.4 | 27 | 30.8 | 34.5 | 32.2 | 27 | 30.9 | 28.1 | 24.2 | 26.7 | 26.1 | 29.7 | 29 | 28.4 | 26.7 | 31.3 | 26.2 | 31.6 | 30.6 | 23.8 | 27.6 | 30.7 | 35.4 | 18.4 | 30.4 | 28.5 | 32.4 | 29 | 33.5 | 28 | 31.8 | 0
4767 | 32.2 | 36.1 | 29.1 | 24.9 | 26.5 | 25.7 | 30.4 | 29 | 30.4 | 31 | 35.8 | 33.3 | 37.5 | 36.1 | 24.1 | 28.8 | 29.3 | 32.7 | 28.3 | 38.8 | 38.8 | 31.6 | 30.6 | 33.4 | 30.2 | 37 | 36 | 32.9 | 24.3 | 27.2 | 30.6 | 34.1 | 32.5 | 27.8 | 31.2 | 28.8 | 23.9 | 27.1 | 26.1 | 30.5 | 28 | 27.9 | 26.8 | 32.3 | 26.2 | 29.6 | 30.7 | 23.2 | 27.8 | 31.7 | 35.8 | 19.1 | 29.6 | 28.7 | 31.6 | 28.6 | 34.1 | 27.8 | 31.5 | 0
4768 | 32.2 | 36.1 | 30.2 | 24.8 | 27.5 | 25.5 | 31.2 | 28 | 29.6 | 31.1 | 35.8 | 32.7 | 37.3 | 36 | 24.8 | 28.5 | 28.4 | 32.7 | 28.4 | 38.4 | 38.7 | 31.5 | 29.8 | 33.3 | 29.5 | 37.2 | 36 | 32.5 | 24.3 | 27.4 | 30 | 33.7 | 32.7 | 28.7 | 32.1 | 29.1 | 23.9 | 27.2 | 25.8 | 30.6 | 28.2 | 27.7 | 26.6 | 32.7 | 25.4 | 28 | 30.7 | 23 | 27.8 | 31.7 | 35.4 | 19.4 | 28.9 | 28.7 | 31 | 28.2 | 31.2 | 27.8 | 30.8 | 0
4769 | 29.4 | 36 | 29.2 | 25.4 | 28 | 24.6 | 29 | 28 | 29.6 | 29.8 | 35.5 | 31.6 | 37 | 35.5 | 22.8 | 28.7 | 27.2 | 32.3 | 28.6 | 37.8 | 39 | 27.8 | 28.6 | 32.4 | 29.8 | 37.2 | 35.9 | 31.4 | 24 | 27.4 | 29.4 | 33.5 | 32.7 | 30 | 31.7 | 28.1 | 24 | 27.1 | 25.3 | 30.6 | 28.5 | 28 | 26.1 | 29.4 | 25.3 | 26 | 30.4 | 23.6 | 27.2 | 31.4 | 34.4 | 19.4 | 27.6 | 28 | 30.5 | 27.6 | 31.7 | 27 | 30.4 | 0
4770 | 28.8 | 35.6 | 29.2 | 25.2 | 28.5 | 24.7 | 28.2 | 28 | 29 | 29.1 | 34.5 | 30.8 | 35 | 34.2 | 22.8 | 28.4 | 26.4 | 31.8 | 28.5 | 37 | 38.4 | 27.8 | 27.3 | 31.2 | 29.4 | 37.4 | 35.4 | 29.6 | 23.8 | 27.1 | 28.5 | 31.9 | 31 | 29.9 | 31.5 | 28.1 | 24.6 | 26.7 | 25.1 | 30.6 | 28.2 | 27.9 | 25.2 | 29.1 | 25.3 | 25.6 | 29.9 | 23.7 | 26.9 | 28.8 | 32.9 | 18.7 | 27.3 | 27.7 | 29.1 | 27.5 | 31.1 | 27 | 29.6 | 0
4771 | 28.8 | 34.1 | 26.7 | 25.1 | 28.5 | 23.5 | 27.4 | 27.5 | 28.6 | 29.1 | 33.2 | 30.1 | 33 | 33 | 22.8 | 28.1 | 26 | 30.9 | 28.1 | 36.2 | 37.4 | 27.7 | 26.1 | 29.5 | 29.5 | 35.6 | 35.4 | 27.8 | 23.3 | 26.6 | 27.8 | 30.8 | 30 | 29.5 | 30.9 | 28.4 | 25.1 | 26.3 | 25.1 | 30.5 | 28.2 | 27.9 | 24.3 | 28.8 | 25.3 | 25.1 | 29.2 | 24 | 26.6 | 26.8 | 31.6 | 17.9 | 26.9 | 27.2 | 28.9 | 27.4 | 29.7 | 27 | 29 | 0
4772 | 28.8 | 32 | 26.1 | 24.4 | 28.5 | 23.1 | 26.7 | 26.9 | 27.6 | 28.9 | 31.8 | 30 | 30.4 | 31.8 | 22.6 | 27.5 | 26 | 30.1 | 27.4 | 35.4 | 36.2 | 27.7 | 25.4 | 28.2 | 28.7 | 34.6 | 27.5 | 26.4 | 23 | 26 | 27 | 30.4 | 30.1 | 28 | 28.7 | 28.5 | 25.6 | 25.4 | 25.1 | 29.6 | 27.9 | 27.4 | 23.5 | 28.6 | 25.3 | 25.6 | 28.4 | 23.6 | 26.6 | 26.2 | 30.4 | 17.2 | 27.2 | 26.7 | 28.3 | 27.6 | 29 | 27.1 | 28.2 | 0
4773 | 28.6 | 30.4 | 25.3 | 24.4 | 28.5 | 22.6 | 25.7 | 26.5 | 27.4 | 28.8 | 30.7 | 29.8 | 29.3 | 31 | 22.6 | 27.3 | 26 | 29.1 | 26.8 | 34.6 | 35.1 | 27.7 | 25.1 | 27 | 27.9 | 33.5 | 25.4 | 25.9 | 22.6 | 25.4 | 26.6 | 29.8 | 29 | 27.2 | 28.3 | 27.1 | 25.6 | 25.4 | 25.2 | 29.2 | 26.8 | 27.2 | 23.1 | 28 | 25.4 | 25.2 | 27.6 | 23.6 | 26.5 | 25.5 | 29.7 | 17 | 26.9 | 26.3 | 27 | 27.4 | 28.7 | 27.1 | 27.9 | 0
4774 | 28.6 | 29.8 | 24.9 | 24.1 | 28.5 | 22.4 | 24.7 | 26.4 | 27.4 | 28.7 | 29.8 | 29.9 | 28.5 | 31 | 22.3 | 26.9 | 26 | 28.7 | 26.3 | 33.9 | 34.4 | 27.7 | 25.3 | 26.4 | 27.2 | 32.5 | 25.8 | 26.1 | 22.5 | 25.2 | 26.3 | 29.4 | 27.5 | 26.3 | 28.8 | 27.5 | 25.5 | 25.4 | 25.2 | 28.7 | 27 | 27 | 22.8 | 27.6 | 25.3 | 25.4 | 27 | 23.3 | 26.4 | 25.5 | 29.1 | 17.1 | 27.1 | 26.2 | 27.3 | 27.3 | 28.5 | 27.1 | 27.5 | 0
4775 | 28.7 | 29.1 | 24.2 | 24.4 | 28.5 | 21.8 | 23.7 | 26 | 27.4 | 28.7 | 29.3 | 29.6 | 29.2 | 30 | 22.3 | 26.3 | 25.6 | 28.8 | 26.2 | 33 | 33.9 | 26.7 | 25.4 | 26 | 27.1 | 31.5 | 26 | 26.6 | 22.4 | 25.2 | 26.2 | 28.9 | 26.2 | 26.6 | 28.7 | 27.6 | 25.2 | 25.2 | 25.1 | 28.3 | 27 | 27.2 | 22.8 | 27.6 | 25.3 | 25.2 | 26.4 | 23.6 | 26 | 25 | 28.6 | 17.4 | 26.6 | 26.2 | 27.3 | 26.8 | 28.6 | 27.1 | 27.6 | 0
4776 | 28.6 | 28.6 | 23.9 | 24 | 28.5 | 21.6 | 23 | 25.7 | 27.1 | 28.6 | 28.8 | 29.3 | 29.4 | 29.2 | 22.1 | 25.6 | 25.1 | 28.9 | 26.2 | 32.1 | 33.2 | 26.1 | 25.3 | 25.9 | 26.9 | 30.5 | 26.8 | 26.9 | 22.5 | 25.5 | 26 | 28.4 | 25.7 | 26.7 | 28.7 | 27.6 | 25.3 | 25.1 | 25.1 | 27.4 | 27.2 | 27.2 | 22.7 | 27.6 | 25 | 26.2 | 25.9 | 23.5 | 25.7 | 24.8 | 27.8 | 17.4 | 26.7 | 26.1 | 27.3 | 26.6 | 28.4 | 27.1 | 27.5 | 0
4777 | 28.5 | 27.9 | 23.4 | 24 | 28.5 | 21.6 | 22 | 25.3 | 26.5 | 28.5 | 28.4 | 28.6 | 30.2 | 29.1 | 22.1 | 25.4 | 24.5 | 29.1 | 26.4 | 31 | 32.9 | 25.9 | 24.8 | 25.4 | 26.5 | 29.6 | 26.7 | 26.9 | 22.5 | 25.8 | 25.9 | 28.1 | 25.5 | 27.4 | 28.6 | 27.6 | 25.3 | 25.1 | 25.1 | 27.4 | 26.8 | 27.3 | 22.5 | 27.6 | 25 | 26.7 | 25.3 | 23.8 | 25.1 | 24.8 | 26.9 | 17.4 | 26.3 | 26 | 27.3 | 26.3 | 28.3 | 26.8 | 27.7 | 0
4778 | 28.2 | 27.6 | 23.2 | 23.4 | 28.5 | 21.6 | 21.5 | 25 | 26.4 | 28.1 | 27.9 | 28 | 30 | 29.2 | 22.3 | 24.9 | 24.2 | 29 | 26.4 | 30 | 32.4 | 25.6 | 24 | 25 | 25.8 | 29.2 | 26.7 | 26.4 | 22.4 | 26 | 25.8 | 28.4 | 25.2 | 27.4 | 28.6 | 27.6 | 25.6 | 25.2 | 25.1 | 27.3 | 26.7 | 27 | 22.2 | 27.6 | 25.1 | 27.8 | 24.8 | 23.6 | 24.8 | 24.8 | 26 | 17 | 26.4 | 26 | 27.2 | 26.2 | 28.3 | 26.8 | 27.6 | 0
4779 | 27.9 | 27.6 | 23 | 23.4 | 28.5 | 21.5 | 21.5 | 25 | 26.4 | 27.8 | 27.5 | 27.4 | 30.3 | 29 | 22.3 | 24.5 | 24.1 | 29 | 26.4 | 29.2 | 32.1 | 25.5 | 23.2 | 24.3 | 25.4 | 28.4 | 26.6 | 25.9 | 22 | 25.9 | 25.9 | 28.3 | 24.8 | 27.7 | 28.6 | 27.7 | 25.6 | 25.2 | 25.1 | 27.3 | 26.4 | 26.9 | 22 | 27.6 | 25.1 | 27.7 | 24.3 | 23.8 | 24.5 | 24.9 | 25.6 | 16.9 | 25.9 | 25.7 | 27.3 | 25.9 | 28.3 | 26.8 | 27.7 | 0
4780 | 27.7 | 27.6 | 22.7 | 22.8 | 28.7 | 21.2 | 21.2 | 25 | 26.4 | 27.8 | 27.1 | 27.4 | 29.8 | 29 | 22 | 24.3 | 24.5 | 29 | 26.1 | 28.9 | 31.9 | 25.5 | 23 | 24.2 | 25.2 | 27.8 | 26.7 | 25.8 | 21.8 | 25.7 | 26 | 28.3 | 24.8 | 27.2 | 28.6 | 27.3 | 25.8 | 25.2 | 25.1 | 27 | 26.3 | 26.7 | 21.9 | 27.6 | 25.2 | 28 | 24.1 | 23.4 | 24.6 | 24.9 | 25.5 | 16.8 | 26 | 25.7 | 27.2 | 25.7 | 28 | 26.8 | 27.5 | 0
4781 | 27.6 | 27.1 | 22.5 | 23.4 | 28 | 21.2 | 21 | 25 | 26.4 | 27.7 | 27.1 | 28.6 | 28.6 | 29 | 22 | 24 | 25 | 28.8 | 25 | 31.4 | 31.7 | 25.5 | 23.4 | 24 | 25.3 | 27.5 | 26.6 | 25.6 | 22.4 | 25.2 | 26.2 | 28.4 | 24.8 | 27 | 28.5 | 27.2 | 26 | 25.2 | 25.1 | 26.6 | 25.5 | 27.4 | 22 | 27.6 | 25.2 | 24.5 | 26.6 | 23.4 | 25 | 24.8 | 26.6 | 17.4 | 25.6 | 25.5 | 27.2 | 25.2 | 27.4 | 26.8 | 27.4 | 0
4782 | 27.4 | 26.9 | 21.9 | 23.6 | 28 | 21.2 | 20.6 | 25 | 26.4 | 27.6 | 27.1 | 29.1 | 29.1 | 29 | 21.8 | 23.6 | 25.4 | 28.8 | 24.9 | 31.9 | 31.4 | 25 | 25 | 24.3 | 25.4 | 26.9 | 26.6 | 26.1 | 23 | 25.6 | 26.9 | 28.5 | 24.8 | 27.1 | 28.5 | 27.3 | 25.8 | 25.4 | 24.7 | 25.6 | 25.6 | 28 | 22.5 | 27.6 | 24.9 | 24.7 | 26.4 | 23.8 | 25.1 | 24.4 | 27.9 | 18 | 25.2 | 25.4 | 27.2 | 25.3 | 27.4 | 26.9 | 28 | 0
4783 | 27.3 | 27.1 | 21.9 | 24.3 | 28.2 | 21.4 | 20.5 | 25 | 26.4 | 27.5 | 27.5 | 29.6 | 30 | 29 | 21.9 | 24.2 | 25.8 | 28.8 | 25.3 | 32.8 | 29.9 | 24.2 | 26.9 | 24.9 | 25.5 | 26.9 | 26.6 | 26.3 | 23.4 | 26.7 | 27.9 | 29 | 24.8 | 27.4 | 28.5 | 26.6 | 26.1 | 25.4 | 24.7 | 25.6 | 25.9 | 28.5 | 23.3 | 27.5 | 24.9 | 24.8 | 27.1 | 24.9 | 25.7 | 24.6 | 29.7 | 18.5 | 25.5 | 25.5 | 27.3 | 26.1 | 27.4 | 27 | 28.9 | 0
4784 | 27.6 | 29.2 | 23.4 | 25 | 29 | 22.5 | 20.9 | 24.4 | 26.6 | 27.8 | 28 | 30.6 | 31 | 30 | 21.9 | 25.5 | 26.2 | 29.5 | 26 | 34 | 29.9 | 24.2 | 28.8 | 25.6 | 26.2 | 27 | 26.9 | 26.8 | 23.6 | 27.5 | 29 | 30 | 24.7 | 27.8 | 29 | 26.1 | 26.6 | 25.7 | 24.9 | 27.3 | 25.2 | 29.4 | 24 | 27.5 | 25 | 24.8 | 27.4 | 26 | 26.4 | 24.9 | 31.6 | 18.8 | 25.9 | 25.7 | 27.8 | 27.4 | 28.3 | 27 | 29.8 | 0
4785 | 29.4 | 30.8 | 25.8 | 26.1 | 31.4 | 22.9 | 20.9 | 26.5 | 28.2 | 29.2 | 28.6 | 31.5 | 32.4 | 31.7 | 21.9 | 27.3 | 26.6 | 30.6 | 27.2 | 35.4 | 32.7 | 24.7 | 29.7 | 26.5 | 27.6 | 28.5 | 28.4 | 26.9 | 23.5 | 28.5 | 30.2 | 33.2 | 24.4 | 28.4 | 29.2 | 26.2 | 27.7 | 26.5 | 26.1 | 28.6 | 26.1 | 30.1 | 24.3 | 27.4 | 27.9 | 24.9 | 29 | 27.3 | 27.3 | 26.4 | 33.1 | 18.6 | 27.2 | 26.8 | 29.2 | 28.9 | 30.7 | 28.1 | 30.6 | 0
4786 | 29.4 | 32.3 | 26.6 | 27.1 | 31.8 | 24.1 | 21.4 | 27.2 | 28.2 | 30 | 29.3 | 32.8 | 33.8 | 32.7 | 23.3 | 28.7 | 27 | 31.3 | 28.3 | 36.8 | 33.4 | 25.2 | 30 | 27.3 | 28.7 | 30.5 | 28.6 | 27.8 | 23.4 | 28.8 | 31.1 | 33.7 | 25.4 | 29.2 | 30.2 | 26.5 | 28.6 | 26.5 | 26.6 | 29.9 | 27.3 | 31.1 | 24.2 | 27.5 | 27.1 | 25.1 | 29.9 | 27.7 | 28.2 | 27.8 | 34.2 | 18.1 | 28.2 | 27.5 | 30.5 | 30.1 | 29.7 | 28 | 31.3 | 0
4787 | 28.9 | 33.7 | 27.7 | 28.2 | 32.4 | 24.4 | 22.5 | 28.5 | 28.3 | 29.2 | 30.2 | 34 | 35.4 | 34 | 24.8 | 28.8 | 27.6 | 31.8 | 29.4 | 38 | 34.9 | 25.4 | 29.4 | 28.2 | 29.5 | 31.1 | 29.8 | 28.6 | 23.6 | 29 | 31.8 | 34.7 | 27.5 | 30 | 30.4 | 26.8 | 29.4 | 26.5 | 27.6 | 31 | 28.6 | 32 | 23.8 | 28 | 25.8 | 25.8 | 31.4 | 27.6 | 28.8 | 28.7 | 35 | 17.6 | 29.4 | 28.2 | 32.9 | 30.8 | 28.1 | 28.1 | 31.8 | 0
4788 | 29.9 | 35.1 | 29 | 29.1 | 33 | 24.6 | 24.6 | 28.9 | 28.9 | 29 | 31.2 | 35.4 | 36.7 | 35 | 25.2 | 29.6 | 28.4 | 32.5 | 30.1 | 39 | 36.3 | 27.1 | 28.9 | 29 | 30.4 | 33.3 | 30.4 | 30.2 | 24.2 | 28.6 | 32.1 | 35.7 | 28.4 | 30.7 | 31.2 | 26.5 | 29.5 | 26.4 | 30.1 | 32 | 29.3 | 33 | 23.7 | 29.3 | 25.3 | 26.7 | 31.5 | 26.5 | 29.1 | 28.7 | 35.9 | 17.6 | 29.5 | 28.7 | 34 | 30.9 | 28.8 | 28.3 | 32.2 | 0
4789 | 31.3 | 36 | 30.1 | 30 | 33 | 24.5 | 25.6 | 30 | 28.5 | 28 | 32.4 | 36.2 | 37.9 | 36 | 26.6 | 31.1 | 29.3 | 32.5 | 30.6 | 39.6 | 35.5 | 28.4 | 28.4 | 29.9 | 30.9 | 34.8 | 31.2 | 31.1 | 25 | 28.7 | 32.3 | 36 | 29.6 | 31.2 | 32.6 | 26.5 | 29.2 | 27.1 | 31.7 | 32.2 | 29.2 | 33.4 | 24.1 | 28 | 25.3 | 27.8 | 32.1 | 25.4 | 29.4 | 29.6 | 36.7 | 18.1 | 29.8 | 28.5 | 35.4 | 30.6 | 28.9 | 27.8 | 32.5 | 0
4790 | 30.1 | 36.2 | 30.2 | 30.6 | 33 | 25 | 26.1 | 30.4 | 27.7 | 28.2 | 33.5 | 36.6 | 38.6 | 36.5 | 26.4 | 30.7 | 30 | 32.5 | 30.8 | 40 | 37.1 | 29.1 | 28.4 | 30.6 | 31.2 | 35.9 | 32.3 | 31.6 | 25.8 | 28.8 | 32.2 | 36.2 | 30.3 | 31.4 | 32.7 | 27.2 | 28.4 | 27 | 32 | 32.9 | 29.3 | 33.4 | 25 | 28 | 25.3 | 28.8 | 31.8 | 24.4 | 29.6 | 29.6 | 37.6 | 19 | 29.5 | 28.7 | 34.8 | 30 | 29.1 | 28.1 | 32.6 | 0
4791 | 27.9 | 36.7 | 30.2 | 31 | 33 | 23 | 27.6 | 26.4 | 27.7 | 28.4 | 34.3 | 35.9 | 39 | 36.5 | 27.1 | 31.8 | 30.2 | 32.3 | 30.9 | 40 | 38.5 | 29.2 | 28.3 | 31.1 | 31.4 | 36 | 35.2 | 30.7 | 26.2 | 29.5 | 32.2 | 36 | 31.2 | 31.4 | 32.9 | 27.7 | 27.8 | 27.3 | 32.4 | 33.5 | 28.4 | 32.4 | 26 | 26.9 | 25.3 | 29.5 | 32.5 | 24.3 | 30 | 29.9 | 38 | 19.8 | 29.9 | 28.4 | 34 | 29.5 | 28.8 | 28.1 | 32.4 | 0
4792 | 26.8 | 36.7 | 29.7 | 30.8 | 33 | 23.3 | 27.6 | 26.2 | 27.5 | 27.7 | 34.5 | 34.8 | 38.8 | 36.5 | 24.6 | 31.5 | 29.7 | 32.3 | 30.7 | 39.7 | 38.6 | 29.4 | 28.3 | 31.2 | 32.2 | 36 | 35.2 | 29.4 | 26.2 | 29.9 | 31.9 | 35.6 | 30.9 | 31 | 31.8 | 28 | 27.2 | 27.6 | 32.3 | 33.4 | 29.2 | 31.3 | 26.9 | 26.4 | 25.3 | 29.6 | 32.4 | 24.4 | 30.3 | 29.6 | 37.6 | 20.2 | 29.9 | 28.1 | 33.9 | 29 | 29.2 | 28.1 | 31.9 | 0
4793 | 26.4 | 36.6 | 27.6 | 30.2 | 32.4 | 24 | 27.6 | 26.2 | 27.2 | 27.2 | 34.1 | 33.1 | 38.4 | 36 | 23.6 | 30.6 | 28.6 | 30.5 | 30.2 | 39 | 38.9 | 29.1 | 27.8 | 30.8 | 31.6 | 35.7 | 32.8 | 27.6 | 25.8 | 30 | 31.4 | 34.7 | 31 | 30.6 | 29.5 | 28.2 | 27 | 27.4 | 32.2 | 33 | 28.4 | 30 | 27 | 24.9 | 25.1 | 29.3 | 32.6 | 25 | 30.6 | 29.5 | 36.4 | 19.8 | 30.2 | 27.9 | 34.2 | 28.7 | 29.7 | 28.1 | 31 | 0
4794 | 26.2 | 36.6 | 26.3 | 29.1 | 32 | 23.3 | 27.1 | 26.4 | 26.7 | 26.8 | 33.1 | 31.7 | 37.6 | 33.6 | 22.8 | 30.1 | 27.2 | 30 | 29.2 | 38 | 39 | 29.2 | 27.1 | 29.9 | 31.5 | 35.1 | 30.8 | 26.6 | 25.2 | 29.1 | 30.5 | 28.9 | 29 | 30.1 | 29.7 | 26.5 | 26.8 | 27 | 31.8 | 33.2 | 28.8 | 29.4 | 26.4 | 24.5 | 24.4 | 28.7 | 31.4 | 25 | 30.4 | 28.5 | 34.6 | 18.9 | 29.7 | 27.5 | 33 | 28.3 | 29.7 | 28.3 | 29.9 | 0
4795 | 26.1 | 36 | 26.3 | 27.9 | 31.4 | 22.1 | 26.3 | 26.4 | 26.2 | 26.7 | 31.8 | 30.3 | 36.9 | 31.1 | 22.6 | 29.5 | 26 | 30 | 28.2 | 36.8 | 37.5 | 26.5 | 26.1 | 28.9 | 30.8 | 34.1 | 30.8 | 25.9 | 24.7 | 28 | 29.6 | 28.7 | 28.6 | 29.7 | 29.4 | 26.1 | 26.7 | 26.5 | 31.2 | 33 | 28.3 | 28.9 | 25.1 | 24.6 | 24.4 | 28 | 30.5 | 24.9 | 29.9 | 27.9 | 32.6 | 17.7 | 29.4 | 27.2 | 31 | 27.9 | 29.4 | 28.3 | 29 | 0
4796 | 26 | 34 | 25.8 | 26.8 | 31 | 21.7 | 25.6 | 26.4 | 26.2 | 25.7 | 30.5 | 29.6 | 36 | 29.6 | 22.6 | 28.6 | 25.2 | 29.9 | 27 | 35.6 | 35.8 | 26 | 25.4 | 27.8 | 29.9 | 33.4 | 27.6 | 26 | 24.5 | 26.6 | 28.6 | 28.7 | 27.4 | 29.4 | 29.2 | 27 | 26.6 | 26.1 | 30.6 | 32.2 | 27.9 | 29 | 23.7 | 24.6 | 24.4 | 27.5 | 29 | 24.3 | 29 | 27.5 | 31 | 16.8 | 28.6 | 27.2 | 30.4 | 27.4 | 28.9 | 28.3 | 28.4 | 0
4797 | 26 | 32.4 | 25.2 | 26.1 | 30.9 | 21.3 | 25.2 | 26.3 | 26.2 | 25.4 | 29.6 | 29 | 35.2 | 29.4 | 22.3 | 27.7 | 25 | 29.8 | 26.3 | 34.6 | 35 | 26 | 24.8 | 27.1 | 29.3 | 32.6 | 26.8 | 25.9 | 24.4 | 26 | 28 | 29.2 | 28.1 | 29.2 | 28.8 | 27.5 | 26.6 | 25.4 | 30.2 | 31.5 | 27.8 | 28.8 | 22.5 | 24.8 | 24.3 | 27.2 | 28.7 | 23.9 | 28 | 26.8 | 29.9 | 16.3 | 28.5 | 25.2 | 30.3 | 27 | 28.7 | 28.2 | 28.2 | 0
4798 | 26.3 | 31.4 | 24.9 | 25.6 | 30.2 | 21 | 25.2 | 25.8 | 26.2 | 25.4 | 29.1 | 28.9 | 34.2 | 27.5 | 21.6 | 27 | 25.3 | 29.6 | 25.7 | 33.8 | 34.5 | 26 | 24.8 | 26.5 | 28.3 | 32.4 | 27.1 | 26.2 | 24.4 | 25.6 | 27.5 | 29.2 | 26.4 | 28.9 | 28.8 | 27.5 | 26.5 | 25 | 30.1 | 31 | 27.6 | 28.8 | 22 | 24.8 | 24.3 | 26.8 | 27.9 | 23.5 | 27.1 | 26 | 29.6 | 16.4 | 28 | 25.2 | 29.8 | 26.8 | 28.7 | 28.1 | 28.3 | 0
4799 | 26.3 | 31.1 | 24.4 | 25.4 | 28.7 | 20.7 | 24.9 | 25.6 | 26.1 | 25.4 | 29 | 28.8 | 33 | 27.2 | 21.1 | 26.1 | 25.6 | 29.3 | 25.6 | 33.2 | 34.2 | 26.2 | 24.8 | 26.2 | 26 | 31.4 | 27.3 | 26 | 24.2 | 25.8 | 27.2 | 29.2 | 26.4 | 28.6 | 28.8 | 27.7 | 26.6 | 24.4 | 29.7 | 30.5 | 27.6 | 28.4 | 22 | 24.8 | 24.3 | 26.4 | 27.8 | 23.6 | 26.4 | 25.6 | 29.4 | 16.8 | 28 | 25.2 | 29.6 | 26.8 | 28.2 | 28.1 | 28.4 | 0
4800 | 26.2 | 29.7 | 23.7 | 25 | 28.4 | 20.5 | 23.9 | 25.3 | 26.1 | 25.4 | 29 | 29 | 31.5 | 28 | 21 | 25.1 | 25.7 | 28.8 | 25.5 | 32.8 | 33.2 | 26.2 | 25 | 25.7 | 26 | 30.8 | 27.5 | 26.2 | 23.7 | 25.7 | 26.7 | 29.2 | 26.3 | 28.1 | 28.5 | 27.5 | 26.5 | 23.7 | 29.3 | 30 | 25 | 28.2 | 22.4 | 24.9 | 24.3 | 25.7 | 26.7 | 23.5 | 25.9 | 25.2 | 29.2 | 17.3 | 27.3 | 25.2 | 29 | 26.9 | 27.8 | 27.7 | 28.3 | 0
4801 | 26.1 | 28.4 | 22.9 | 24.6 | 28.2 | 20.5 | 23.7 | 25.3 | 26.1 | 25.4 | 28.8 | 29 | 30.2 | 28.2 | 21 | 25.1 | 25.6 | 28.8 | 25.5 | 32.4 | 32.8 | 26.1 | 24.6 | 25.2 | 26 | 30 | 27.5 | 25.9 | 23 | 25.7 | 26.3 | 29.7 | 26.4 | 27.6 | 28.3 | 28 | 26.5 | 23.5 | 29.3 | 29.8 | 25.5 | 27.8 | 22.6 | 24.9 | 24.3 | 25.1 | 26.3 | 23.6 | 25.6 | 24.9 | 28.5 | 17.5 | 27 | 25.2 | 28.7 | 26.9 | 27.6 | 27.7 | 28.1 | 0
4802 | 25.9 | 27.8 | 22.7 | 24 | 27.9 | 20.5 | 23.5 | 25.2 | 25.7 | 25.5 | 28.4 | 29 | 29 | 28.2 | 21.1 | 25.1 | 25.2 | 28.8 | 25.4 | 32 | 32.7 | 25.9 | 24 | 24.6 | 26 | 29.4 | 27.5 | 26 | 22.4 | 25.2 | 25.8 | 29.7 | 26.3 | 27.2 | 28 | 28 | 26.4 | 23.3 | 29.3 | 29.5 | 25.8 | 27.6 | 22.6 | 25 | 24.3 | 24.5 | 25.4 | 23.4 | 25.4 | 24.6 | 27.6 | 17.4 | 26.2 | 25.2 | 28.4 | 26.6 | 27.5 | 27.7 | 27.6 | 0
4803 | 25.8 | 27.4 | 22.4 | 23.6 | 27.9 | 20.5 | 23 | 25.2 | 25.7 | 25.5 | 27.9 | 28.7 | 28.4 | 28 | 21.1 | 24.9 | 24.9 | 28.8 | 25.3 | 31.6 | 32.6 | 25.7 | 23.1 | 24.2 | 26.2 | 28.4 | 27.4 | 25.6 | 22 | 25 | 25.7 | 29.5 | 26.2 | 27 | 27.8 | 27.9 | 26.4 | 22.8 | 29.1 | 29.2 | 25.8 | 27.3 | 22.2 | 25 | 24.4 | 24.3 | 25.8 | 23.4 | 25.2 | 24.5 | 26.6 | 17.2 | 26.1 | 25.2 | 28.4 | 26.1 | 27.5 | 27.7 | 27.2 | 0
4804 | 25.8 | 27.2 | 22.2 | 23.3 | 27.9 | 20.6 | 22.5 | 25.2 | 25.5 | 25.7 | 27.4 | 28.7 | 28.2 | 27.7 | 21.1 | 25.1 | 24.8 | 28.8 | 25.1 | 31.4 | 32.5 | 25.4 | 22.9 | 23.9 | 26 | 27.9 | 27.3 | 25.7 | 22 | 24.8 | 25.7 | 29.2 | 26 | 26.9 | 27.8 | 27.9 | 26.1 | 23 | 28.7 | 28.7 | 25.8 | 27.3 | 22 | 25.1 | 24.4 | 24.3 | 25.8 | 23.1 | 25 | 24.2 | 26.2 | 17.1 | 25.6 | 25.2 | 28.3 | 25.5 | 27.5 | 27.7 | 27.1 | 0
4805 | 25.8 | 27.3 | 22.2 | 24.2 | 27.9 | 20.7 | 21.7 | 25 | 25.5 | 25.7 | 27.4 | 28 | 31 | 27.2 | 21.1 | 24.9 | 24 | 28.5 | 26 | 32.2 | 32.5 | 24.8 | 23.4 | 24.4 | 25.9 | 27.4 | 27.2 | 26 | 24 | 25 | 25.6 | 29.2 | 25.9 | 26 | 27.8 | 27.5 | 26 | 23 | 28.5 | 28.4 | 25.8 | 27.4 | 21.7 | 25.2 | 24.4 | 25.4 | 27.6 | 23 | 26.2 | 24.1 | 28 | 16.4 | 26.4 | 25.3 | 28.1 | 25.4 | 27.5 | 27.7 | 28.4 | 0
4806 | 25.7 | 27.5 | 21.7 | 24.3 | 27.9 | 20.7 | 21.4 | 24.9 | 25.4 | 25.7 | 27.3 | 28.6 | 31 | 26.7 | 21.1 | 24.9 | 23.7 | 28.5 | 27.2 | 32.1 | 32.4 | 24.5 | 24.5 | 24.2 | 25.9 | 27 | 27.2 | 25.1 | 24.6 | 25.3 | 25.4 | 29.2 | 25.7 | 25.6 | 27.8 | 28.2 | 26.1 | 23 | 28.1 | 28 | 25.8 | 27.9 | 22.5 | 26 | 24.4 | 25.5 | 27.8 | 23.6 | 26.4 | 24 | 27.2 | 17.9 | 26.2 | 25.4 | 27.9 | 26 | 27.4 | 27.6 | 28.7 | 0
4807 | 25.7 | 27.5 | 21.9 | 25 | 28.4 | 20.8 | 21.4 | 24.9 | 25.4 | 25.8 | 27.7 | 29.3 | 31.7 | 27.8 | 21.1 | 25 | 23.9 | 28.5 | 28 | 32.7 | 32.5 | 24.4 | 25.6 | 24.4 | 25.9 | 26.9 | 27.2 | 25 | 24.8 | 26.1 | 25.6 | 30.2 | 25.6 | 25.4 | 28.2 | 24.8 | 25.6 | 23 | 28.1 | 27.7 | 25.8 | 28.4 | 23.2 | 26 | 24.4 | 26.5 | 27.8 | 24.1 | 26.4 | 24 | 28.2 | 19.5 | 26.1 | 25.6 | 27.9 | 26.5 | 27.5 | 27.6 | 29.4 | 0
4808 | 25.7 | 28 | 22.8 | 25.6 | 30.2 | 21.6 | 22 | 25.3 | 25.7 | 26 | 28 | 30.2 | 32.5 | 29.6 | 21.1 | 25.5 | 24.2 | 29.3 | 29 | 33.6 | 33 | 24.4 | 27 | 25 | 26.1 | 27.9 | 26.7 | 24.8 | 25.4 | 27 | 26 | 31.5 | 25.8 | 25.4 | 28.6 | 26.7 | 25.6 | 23.3 | 28.1 | 28 | 26.3 | 29.2 | 24.5 | 26.6 | 24.4 | 27.6 | 27.8 | 24.8 | 26.4 | 24.9 | 30 | 21 | 26.6 | 25.7 | 28.8 | 27 | 28.2 | 26.7 | 30.2 | 0
4809 | 28 | 29.1 | 25 | 26.9 | 31 | 23.5 | 22.8 | 26.2 | 27.1 | 27.1 | 29 | 30.9 | 34.1 | 30.4 | 22 | 27.2 | 24.9 | 29.4 | 29.3 | 34.7 | 32.7 | 24.5 | 27.7 | 26.1 | 25.9 | 28.6 | 27.9 | 26.1 | 25.4 | 28.2 | 27 | 32.7 | 27.1 | 25.4 | 29.8 | 26.1 | 24.9 | 23.8 | 28 | 30 | 28 | 29.6 | 25.5 | 28.1 | 26.5 | 29.5 | 27.9 | 25.3 | 26.2 | 25 | 33 | 21.6 | 27.4 | 26.3 | 30.1 | 27.4 | 29.5 | 26.5 | 31.2 | 0
4810 | 28.6 | 31.1 | 26.3 | 28 | 31.8 | 24.1 | 25 | 26.9 | 27.4 | 27.7 | 30.1 | 31.6 | 35.4 | 31.9 | 23.4 | 28.6 | 25.2 | 29.9 | 30 | 35.4 | 33.9 | 24.7 | 28.4 | 27.2 | 27.2 | 30.4 | 28.2 | 27.3 | 25.9 | 29 | 28.3 | 33.4 | 28.2 | 25.4 | 30.2 | 26.3 | 24.9 | 24 | 28.4 | 30.1 | 28.4 | 30.2 | 26.7 | 28.4 | 26.5 | 30.8 | 28.3 | 25.9 | 26.3 | 27.1 | 34.5 | 21.9 | 28.7 | 26.8 | 32.4 | 28 | 30.2 | 26.8 | 31.9 | 0
4811 | 29 | 33 | 27.4 | 29.4 | 33 | 25.1 | 26.8 | 28.3 | 28.1 | 29.5 | 31.5 | 32.2 | 36.8 | 33.4 | 24.4 | 29.7 | 25.4 | 30.4 | 30.4 | 36 | 35.1 | 25.7 | 28.6 | 28.4 | 28.3 | 31.9 | 29.6 | 29 | 26 | 29.6 | 29.8 | 33.7 | 29.8 | 25.4 | 30.3 | 26.7 | 24.6 | 24.1 | 28.6 | 31.1 | 28.7 | 30.6 | 27.6 | 29.1 | 26.5 | 32 | 29 | 26.4 | 26.6 | 29.1 | 34.6 | 21.6 | 29.9 | 27.6 | 34.3 | 28.6 | 31.2 | 27.1 | 32.4 | 0
4812 | 30.1 | 33.9 | 27.9 | 30.2 | 33.8 | 26.3 | 27.5 | 28.7 | 29.1 | 30.8 | 32.5 | 32.9 | 37.4 | 34.5 | 25 | 30.7 | 25.1 | 31.4 | 31.4 | 36.5 | 25 | 27.5 | 29.3 | 29.2 | 28.2 | 33.6 | 29.7 | 29.5 | 26.8 | 29.5 | 30.9 | 34.4 | 31 | 25.4 | 32.1 | 27.3 | 25.2 | 24.4 | 30.7 | 32 | 29.1 | 31.3 | 28.5 | 30.7 | 27.8 | 32 | 29.8 | 27.2 | 27.5 | 30.2 | 31.8 | 21.6 | 30.9 | 27.8 | 35.1 | 29.5 | 32.3 | 27.9 | 32.5 | 0
4813 | 31 | 34.7 | 28.8 | 31.3 | 34.4 | 27 | 28 | 29.7 | 29.1 | 31.9 | 33.7 | 33.5 | 38.1 | 35.4 | 26 | 31.4 | 24.9 | 31.6 | 31.4 | 37.2 | 24.7 | 27.8 | 29.7 | 30 | 27.5 | 34.9 | 29.7 | 30 | 26.9 | 29.2 | 31.6 | 34.9 | 31.8 | 25.3 | 31.4 | 28.2 | 25.3 | 24.7 | 31.8 | 30.5 | 29.2 | 31.6 | 28.6 | 30.7 | 27.8 | 32 | 30.6 | 27.7 | 28.3 | 30.5 | 28.6 | 21.4 | 31.2 | 28.5 | 36.1 | 30.1 | 31.3 | 27.9 | 32.7 | 0
4814 | 31.7 | 35.7 | 30.1 | 31.8 | 35 | 27.5 | 28.8 | 29.2 | 28.6 | 32.8 | 34.3 | 34 | 38.2 | 33 | 26.2 | 31.6 | 24.8 | 31.6 | 31.2 | 38 | 24.8 | 29.9 | 30.2 | 30.4 | 28.8 | 35.9 | 31.1 | 29.6 | 27 | 28.6 | 31.6 | 34.5 | 32.4 | 25.4 | 32.2 | 28.8 | 25.6 | 24.9 | 32 | 30.5 | 29.2 | 32 | 28.2 | 29.8 | 27.2 | 31.4 | 31 | 28 | 29 | 30.5 | 25.2 | 21.6 | 31 | 28.2 | 36.8 | 30.4 | 30.2 | 27.9 | 32.8 | 0
4815 | 30.5 | 35.9 | 30.3 | 32.6 | 35.2 | 27.2 | 29.7 | 30.3 | 27.3 | 33 | 35 | 33.9 | 38.7 | 33 | 25 | 30.6 | 25.2 | 32.2 | 29.5 | 38.6 | 25.2 | 30 | 29.8 | 30.7 | 29.9 | 36.9 | 32.5 | 29.9 | 26.1 | 28.2 | 31.3 | 34.4 | 32.7 | 25.5 | 32.6 | 29.3 | 24.9 | 25.1 | 33 | 29.5 | 29.3 | 31.8 | 26.9 | 29.2 | 26.7 | 31.5 | 31 | 27.7 | 29 | 31.6 | 24.3 | 21.4 | 30.2 | 28.3 | 36.8 | 30.1 | 30.3 | 28 | 33.2 | 0
4816 | 27 | 35.7 | 30.8 | 32.4 | 33.3 | 26.9 | 26.7 | 27.2 | 27.3 | 34.3 | 34.9 | 33.4 | 38.7 | 29.5 | 25.1 | 31.1 | 25.7 | 32.4 | 27.9 | 38.3 | 25.8 | 30 | 29.1 | 30.6 | 29.7 | 37.3 | 32.4 | 29.6 | 25.3 | 27.9 | 30.6 | 33.9 | 33 | 25.6 | 32.8 | 29.3 | 24.5 | 25.1 | 33 | 30.5 | 28.8 | 31.7 | 25.7 | 27.6 | 27 | 31.2 | 30.6 | 27 | 28.7 | 31.4 | 24.5 | 21.2 | 29.3 | 28 | 36.4 | 29.4 | 31.1 | 28.1 | 33.3 | 0
4817 | 26.6 | 35.6 | 30.7 | 32 | 32.5 | 27.4 | 26.7 | 26.2 | 25.6 | 33.8 | 34.7 | 32.4 | 38.8 | 28.8 | 25.1 | 24.2 | 26.2 | 32.4 | 26 | 36.8 | 26.5 | 31 | 27.4 | 30.2 | 29.6 | 37.2 | 32.1 | 29.8 | 24.2 | 27.8 | 30 | 33.4 | 32.7 | 25.6 | 32.5 | 29.3 | 23.8 | 25 | 32.6 | 31.1 | 28.7 | 31.2 | 24.4 | 26.7 | 26.9 | 31.2 | 30 | 26 | 28 | 31.1 | 26.2 | 20.6 | 28.5 | 27.6 | 35.6 | 28.6 | 30.5 | 28.1 | 33.2 | 0
4818 | 28.5 | 35.7 | 30.2 | 30.4 | 31.8 | 26.5 | 26.1 | 26.6 | 24.6 | 33.3 | 33.7 | 31.2 | 38 | 28.9 | 24.7 | 23.6 | 26.1 | 31.9 | 25.4 | 33.9 | 26.7 | 29 | 25.8 | 29.2 | 29.2 | 36.9 | 32.4 | 29 | 24 | 27.6 | 29.4 | 32.7 | 32 | 25.6 | 32.4 | 29.2 | 24.1 | 24.6 | 31.9 | 31 | 28.4 | 31 | 24 | 26.6 | 27 | 30.3 | 29.4 | 25.2 | 27.5 | 30 | 26.8 | 20.1 | 28.1 | 27.6 | 34.5 | 28.1 | 29.7 | 28 | 32.4 | 0
4819 | 28.5 | 33.7 | 29.4 | 29 | 31.3 | 24.9 | 25.5 | 26.7 | 24.6 | 32.9 | 32.8 | 30 | 37.2 | 28.9 | 24.2 | 23.9 | 25.9 | 31.6 | 25.2 | 30.5 | 26.7 | 27 | 23.9 | 28.2 | 29 | 35.6 | 32.3 | 28.6 | 23.8 | 27.4 | 29 | 32.2 | 31.1 | 25.5 | 31.7 | 27.3 | 24.1 | 24.4 | 31 | 30.2 | 27.8 | 30.6 | 23.8 | 26.6 | 26.9 | 29.6 | 29 | 24.4 | 27 | 29.1 | 27.1 | 19.4 | 27.9 | 27.1 | 33.5 | 27.8 | 27.3 | 27.9 | 31.5 | 0
4820 | 26.4 | 33.2 | 28 | 27.4 | 30.7 | 24.1 | 24.5 | 26.5 | 24.7 | 30.8 | 31.6 | 29.2 | 35.8 | 28.6 | 22.8 | 23.7 | 25.2 | 31 | 26 | 27.4 | 26.4 | 26 | 22.8 | 27 | 28.6 | 34.7 | 31.3 | 27.6 | 24.2 | 27 | 28.6 | 31.4 | 30.4 | 25.6 | 28.7 | 27.3 | 24.6 | 24.3 | 30 | 30.1 | 27.7 | 30.4 | 24.2 | 26.6 | 26.8 | 28.4 | 28.8 | 24 | 27 | 28.4 | 25.8 | 19 | 28 | 26.8 | 32.2 | 27.8 | 26.7 | 27.9 | 30.4 | 0
4821 | 26.3 | 32.1 | 27.3 | 26.9 | 30.3 | 23.1 | 24.1 | 26.2 | 25.6 | 29.8 | 31 | 28.7 | 34.8 | 26.4 | 22.5 | 23.6 | 24.9 | 30.6 | 26.2 | 25.8 | 26.1 | 25.4 | 22 | 26.3 | 28.2 | 33.9 | 31.1 | 27.5 | 24 | 26.7 | 28.3 | 31.4 | 29.9 | 25.8 | 28.6 | 28.1 | 24.4 | 24.3 | 29.6 | 29.6 | 27.5 | 29.7 | 24.1 | 26.1 | 26.8 | 28.1 | 28.7 | 23.7 | 27 | 27.3 | 25 | 18.4 | 27.9 | 26.6 | 30.9 | 27.7 | 26.7 | 27.9 | 29.7 | 0
4822 | 26.2 | 31.6 | 26.8 | 26.3 | 30.2 | 22.6 | 23.6 | 26.1 | 25.6 | 29.1 | 30.2 | 28.7 | 33.7 | 25.4 | 22.5 | 24 | 24.6 | 30.4 | 26.6 | 25.9 | 26 | 25.8 | 22.2 | 25.8 | 28 | 32.9 | 31.1 | 26.9 | 24.1 | 26.3 | 27.9 | 31.4 | 29.4 | 26.3 | 28.5 | 28.2 | 24.6 | 24.3 | 29.5 | 29.6 | 27 | 29.3 | 24.1 | 26.1 | 26.8 | 27.6 | 28.4 | 23.7 | 27.1 | 26.6 | 24.2 | 18.2 | 27.8 | 26.4 | 30.5 | 27.5 | 26.5 | 27.9 | 29.2 | 0
4823 | 26.1 | 28.7 | 26.1 | 26.4 | 29.8 | 22.2 | 23.6 | 25.8 | 25.3 | 28.9 | 29.8 | 28.8 | 33 | 25.3 | 22.5 | 24.1 | 24.8 | 30.4 | 26.2 | 27.6 | 26.1 | 25.6 | 22.6 | 25.8 | 27.7 | 31.4 | 30.5 | 27 | 23.7 | 26 | 27.4 | 31.4 | 28.6 | 26.8 | 28.5 | 28.1 | 24.4 | 24.3 | 29.5 | 29.5 | 27.1 | 28.6 | 23.5 | 26.1 | 26.8 | 27.6 | 28 | 23.6 | 27 | 25.1 | 25 | 17.8 | 27.6 | 26.1 | 29.8 | 27 | 26.2 | 27.9 | 29.2 | 0
4824 | 26 | 23.2 | 25.3 | 25.8 | 29.4 | 21.9 | 23.5 | 25.2 | 25.6 | 28.3 | 28.9 | 29 | 32.1 | 25.3 | 22.2 | 22.7 | 24.9 | 29.8 | 26.1 | 29.9 | 26 | 24.6 | 23.5 | 25.7 | 27.2 | 30.3 | 30.1 | 26.3 | 24 | 25.6 | 26.8 | 30.9 | 28 | 27.3 | 28.3 | 27.9 | 25.1 | 24.4 | 29.5 | 29.3 | 27 | 28.3 | 23.2 | 25.8 | 26.8 | 27 | 27.5 | 23.6 | 26.9 | 25.6 | 25.9 | 17.6 | 27.4 | 25.8 | 29.8 | 26.4 | 26.3 | 27.9 | 29 | 0
4825 | 26 | 23.2 | 24.8 | 25.3 | 29.3 | 21.6 | 23.4 | 25.3 | 25.3 | 28.3 | 28.3 | 28.9 | 31.6 | 25.2 | 21.8 | 22.7 | 25.2 | 29.9 | 25.4 | 31.9 | 26 | 24.7 | 23.8 | 25.7 | 26.5 | 29.5 | 29.4 | 26.3 | 23.9 | 25.3 | 26.4 | 30.9 | 27.7 | 27.5 | 28.2 | 27.9 | 25.5 | 24.4 | 29.5 | 29 | 25.7 | 27.9 | 22.5 | 25.6 | 26.8 | 26.7 | 27 | 23.4 | 26.6 | 25.4 | 27.8 | 16.9 | 27.3 | 25.6 | 29.7 | 25.7 | 26.2 | 28 | 29 | 0
4826 | 26 | 23.2 | 24.3 | 24.4 | 29.3 | 21.2 | 21 | 24.8 | 25.2 | 27.9 | 27.6 | 28.6 | 31 | 24.3 | 21.7 | 22.7 | 25 | 29.9 | 25.4 | 33 | 26.1 | 23.9 | 24 | 25.4 | 26.5 | 28.9 | 28.1 | 25.8 | 24.2 | 25 | 26 | 30.9 | 27.3 | 27.4 | 28 | 28.1 | 26.4 | 24.4 | 29.5 | 28.9 | 25.8 | 27.8 | 22.2 | 25.7 | 26.8 | 25.8 | 26.8 | 23.2 | 26.4 | 25.1 | 28.6 | 16.4 | 27.2 | 25.6 | 29.4 | 25.2 | 26.2 | 28 | 28.6 | 0
4827 | 26 | 23.2 | 23.8 | 24.2 | 29.3 | 21.1 | 20.9 | 24.6 | 24.7 | 27.8 | 27.4 | 28.1 | 31 | 24.4 | 21.5 | 22.7 | 24.8 | 29.7 | 25.1 | 33.2 | 26.2 | 23.5 | 23.5 | 25.1 | 26.5 | 28 | 28.1 | 26.2 | 23.9 | 24.9 | 25.9 | 30.4 | 26.9 | 27 | 28 | 27.2 | 26.3 | 24.2 | 29.4 | 28.9 | 24.5 | 27.4 | 21.7 | 25.8 | 26.8 | 25.6 | 26.9 | 22.9 | 26.1 | 24.6 | 29.4 | 15.7 | 27 | 25.1 | 29 | 24.9 | 26.2 | 28 | 28.4 | 0
4828 | 26 | 23.1 | 23.3 | 23.8 | 29.3 | 21.1 | 21 | 24.2 | 24.4 | 27.6 | 27.2 | 27.9 | 30.8 | 24.6 | 21.5 | 22.7 | 24.3 | 29.6 | 25.6 | 32.7 | 26.4 | 23.1 | 23.3 | 24.7 | 26.5 | 27.8 | 27.8 | 25.9 | 24.1 | 24.8 | 25.7 | 30.3 | 26.4 | 26.5 | 28.1 | 26.8 | 26.5 | 24.4 | 29.1 | 28.6 | 24.7 | 27.4 | 21.7 | 25.9 | 26.9 | 25.1 | 27.2 | 22.9 | 26.2 | 24.6 | 28.5 | 15.8 | 26.8 | 24.9 | 28.8 | 25.1 | 25.9 | 28 | 28.2 | 0
4829 | 26 | 23.1 | 23.3 | 24.4 | 29.3 | 20.8 | 20.9 | 24.2 | 24.3 | 27.6 | 27.5 | 27.6 | 30.8 | 24.8 | 21.5 | 22.9 | 24.6 | 29.4 | 26.4 | 27.2 | 26.4 | 22.9 | 23 | 24.2 | 26.5 | 27.4 | 27.6 | 26.2 | 23 | 24.8 | 25.2 | 30.3 | 26 | 25.6 | 27.9 | 26.8 | 25.6 | 24.1 | 28.6 | 28.6 | 25 | 27.6 | 22.4 | 25.9 | 26.9 | 26.4 | 27 | 23.2 | 26.6 | 24.3 | 25 | 17.4 | 26.8 | 24.7 | 28.6 | 26.6 | 25.9 | 28 | 28 | 0
4830 | 26.1 | 23.1 | 23.3 | 24.3 | 29.5 | 20.6 | 20.9 | 24.2 | 24.1 | 27.7 | 27.6 | 28.5 | 31.1 | 25 | 21.6 | 23.1 | 24.7 | 29.4 | 26.5 | 26.6 | 26.3 | 22.7 | 23.4 | 24.2 | 25.7 | 26.9 | 27.1 | 26 | 22.6 | 25.4 | 25.2 | 30.4 | 25.7 | 25.6 | 27.8 | 26.8 | 25.6 | 24 | 28.4 | 28 | 25.2 | 28.1 | 22.8 | 25.9 | 27 | 26.4 | 27.6 | 23.3 | 27.4 | 24.1 | 25.2 | 18 | 26.6 | 24.7 | 28.3 | 26.7 | 25.9 | 28 | 28.2 | 0
4831 | 26.1 | 23.3 | 23.3 | 24.5 | 30 | 20.8 | 20.9 | 24.2 | 24.1 | 27.7 | 28 | 29.2 | 31.1 | 25.5 | 21.6 | 23.3 | 25.3 | 29.4 | 27.4 | 27 | 26.3 | 22.7 | 24 | 24.4 | 24.9 | 26.8 | 27.1 | 25.7 | 22.4 | 26.2 | 25.6 | 29.9 | 25.7 | 25.8 | 28.1 | 25.9 | 25.5 | 24.3 | 28.4 | 27.7 | 25.5 | 28.9 | 23.7 | 26 | 27 | 27 | 27.6 | 23.9 | 28.3 | 24.1 | 26.1 | 18.8 | 26.7 | 24.6 | 28.3 | 26.8 | 26.1 | 28 | 28.9 | 0
4832 | 26.5 | 24.5 | 24.1 | 25.2 | 31.2 | 22.5 | 21.3 | 25.1 | 24.2 | 27.7 | 28.7 | 30 | 32.2 | 27.4 | 21.7 | 23.8 | 25.6 | 30.4 | 28.2 | 27.2 | 27 | 22.6 | 24.6 | 24.8 | 24.7 | 27.4 | 27.7 | 25.6 | 22.4 | 27.4 | 26.4 | 30.4 | 25.9 | 25.8 | 29.3 | 26.2 | 25.4 | 24.5 | 28.4 | 27.7 | 26 | 29.8 | 24.5 | 26.1 | 27 | 27.9 | 28.6 | 24.4 | 29 | 24.7 | 27.4 | 19.6 | 27.4 | 25.4 | 29 | 26.8 | 26.3 | 28 | 30 | 0
4833 | 28.2 | 25.7 | 25.6 | 26.4 | 32 | 23.7 | 22.6 | 27.8 | 25.2 | 27.9 | 29.7 | 30.4 | 32.9 | 29.9 | 22.3 | 25.4 | 26.4 | 30.8 | 29.7 | 28.2 | 28.6 | 23.2 | 25.5 | 25.4 | 24.7 | 28.4 | 27.9 | 25.6 | 22.7 | 28.2 | 27.4 | 31.2 | 27.1 | 25.8 | 30.7 | 26.3 | 25.7 | 25 | 29.1 | 27 | 26.7 | 30.7 | 25.7 | 29.1 | 26.8 | 29 | 28.8 | 25.2 | 29.6 | 26 | 29 | 20.3 | 28.5 | 28 | 29.1 | 27 | 27.1 | 27.4 | 31.5 | 0
4834 | 28.7 | 26.5 | 26.6 | 27.9 | 32.5 | 24.9 | 23.1 | 28.7 | 25.2 | 26.1 | 30.7 | 30.9 | 34.7 | 30.3 | 22.9 | 25.9 | 26.9 | 31 | 30.6 | 28.2 | 29.1 | 23.4 | 26.4 | 26.2 | 24.8 | 30.4 | 29.7 | 26 | 23.1 | 28.8 | 28.4 | 32.1 | 27.6 | 25.4 | 31.5 | 26.2 | 26.3 | 25.8 | 29.6 | 27 | 27.1 | 31.4 | 26.6 | 29.2 | 25.6 | 29.7 | 29.9 | 25.8 | 30.1 | 26.5 | 30.4 | 21 | 29.9 | 28.8 | 29.6 | 27.5 | 27.1 | 27.4 | 32.9 | 0
4835 | 30.2 | 28.5 | 28 | 29.6 | 33.5 | 26.5 | 25 | 30 | 25.2 | 25.3 | 31.9 | 31.4 | 36.2 | 31.4 | 24 | 26.3 | 27.8 | 31.3 | 31.4 | 28 | 30.2 | 23.5 | 27.4 | 27 | 25.1 | 31.9 | 31.2 | 26.6 | 23.4 | 28.6 | 29.4 | 32.9 | 28.2 | 25 | 31.8 | 26.3 | 27.2 | 26.3 | 30.5 | 27.4 | 27.7 | 32 | 27.4 | 29.8 | 25.3 | 30.2 | 30.6 | 26.4 | 30.6 | 27.2 | 31.4 | 21.6 | 31 | 28.9 | 30.6 | 28.4 | 28.6 | 27.1 | 34 | 0
4836 | 30.9 | 29.9 | 28.8 | 31 | 34 | 23.7 | 27.5 | 31.4 | 25.7 | 25.6 | 33 | 32.3 | 38.5 | 32.5 | 24.9 | 25.5 | 28.3 | 31.8 | 31.1 | 26.6 | 31.8 | 23.9 | 28 | 27.7 | 25.6 | 33.4 | 31.8 | 27.5 | 23.5 | 28.2 | 30.2 | 33.6 | 28.9 | 24.6 | 32 | 26.7 | 28 | 26.3 | 31.6 | 28.6 | 28.3 | 32.3 | 27.6 | 31.5 | 25.2 | 30.1 | 32.1 | 26.6 | 31 | 27.9 | 32 | 22.1 | 31.6 | 29.3 | 32.6 | 29.3 | 29.9 | 28.8 | 34.3 | 0
4837 | 31.7 | 30.7 | 29.8 | 31.8 | 35.2 | 21.4 | 28.1 | 31.5 | 25.8 | 25.5 | 34.1 | 33 | 39.5 | 33.5 | 24.9 | 26 | 29.3 | 31.8 | 30.9 | 25.9 | 32.6 | 24 | 28.2 | 28.2 | 26.4 | 34.9 | 32.8 | 28.3 | 23.4 | 27.3 | 30.7 | 34.1 | 29.3 | 24.6 | 32.9 | 27.1 | 28.5 | 26.8 | 31.7 | 27.8 | 28.3 | 32.5 | 27.8 | 30.6 | 25.4 | 30.1 | 32.3 | 26.9 | 31.4 | 28.4 | 32.6 | 22.5 | 31.6 | 29.5 | 33.5 | 30.2 | 30 | 28.8 | 34 | 0
4838 | 32.2 | 31.9 | 30.8 | 32 | 36 | 22.4 | 27.6 | 32.5 | 26.1 | 25.9 | 35 | 33.6 | 40 | 34.1 | 25.4 | 26.4 | 30 | 31.8 | 30.2 | 25.4 | 33.3 | 24 | 27.8 | 28.4 | 25.9 | 35.6 | 33.8 | 29 | 23.2 | 26.6 | 30.8 | 34 | 30.1 | 25 | 33.3 | 27.1 | 28.4 | 27.5 | 32.1 | 27.4 | 28.3 | 32.4 | 27.6 | 28.7 | 26 | 30 | 32.2 | 27 | 31.6 | 29.9 | 33.2 | 22.6 | 31.2 | 29.5 | 33.9 | 30.6 | 31.4 | 28.9 | 33.2 | 0
4839 | 32.7 | 32.7 | 31.3 | 31.6 | 36 | 23.5 | 29.9 | 32 | 26.3 | 26.1 | 35.6 | 33.3 | 38.3 | 33.9 | 25.1 | 27.5 | 31 | 32 | 30.3 | 26.6 | 34 | 24.3 | 27.2 | 28.2 | 25.5 | 36.9 | 34.5 | 29.4 | 23.1 | 26 | 30.5 | 33.1 | 27 | 25.9 | 33.3 | 27.3 | 27.8 | 27.5 | 32.6 | 26.8 | 29.3 | 32.2 | 27.5 | 28.6 | 25.3 | 30.2 | 30.1 | 27.2 | 31.7 | 29.6 | 34.1 | 22.3 | 30.5 | 29.4 | 33.5 | 30.6 | 30.5 | 28.9 | 32.4 | 0
4840 | 31.9 | 32.7 | 31.3 | 30.9 | 36.4 | 24.1 | 29.6 | 33.5 | 26.2 | 26.4 | 35.6 | 32.7 | 36.5 | 32.5 | 24.6 | 28.2 | 31.1 | 32.3 | 30.2 | 27.8 | 34.2 | 24.3 | 26.2 | 27.8 | 27.2 | 36.9 | 35.2 | 29.6 | 23 | 25.9 | 30.1 | 33.4 | 30.3 | 26.6 | 33.2 | 27.3 | 26.9 | 27.4 | 32.5 | 26.7 | 28.1 | 31.4 | 26.9 | 26.6 | 25.4 | 30 | 28.5 | 27.1 | 31.5 | 27 | 34.9 | 21.8 | 29.9 | 29.5 | 33.1 | 30.1 | 29.6 | 28.9 | 31.7 | 0
4841 | 30.7 | 32.7 | 30.7 | 30.2 | 35 | 23.4 | 28.4 | 32.6 | 26.2 | 27 | 35.2 | 31.6 | 34 | 31.9 | 24.3 | 28 | 30.8 | 32.3 | 30.4 | 29.4 | 34.1 | 24.3 | 25.4 | 27.2 | 28.3 | 37 | 35.2 | 29.4 | 23 | 26 | 29.4 | 32.5 | 27.5 | 27.2 | 32.8 | 27.6 | 26 | 27.3 | 32.2 | 26.4 | 28.4 | 30.4 | 26.2 | 26.2 | 25.6 | 29.6 | 26.4 | 26.8 | 31.2 | 25.8 | 35.2 | 21 | 29.5 | 28.8 | 32 | 29.4 | 29.1 | 28.6 | 31.4 | 0
4842 | 29.7 | 33.7 | 30 | 29.8 | 32.5 | 22.8 | 27.6 | 32.5 | 25.8 | 26.6 | 34.2 | 30.8 | 32.8 | 30.8 | 23.8 | 27.9 | 29.4 | 32.3 | 29.8 | 29.4 | 34.3 | 24.2 | 24.7 | 26.6 | 28.8 | 37 | 34.9 | 29.2 | 22.8 | 26.5 | 28.8 | 31.1 | 23.2 | 27.2 | 31.5 | 27.2 | 25.4 | 27.3 | 32.1 | 26.1 | 28.5 | 29.1 | 25 | 25.6 | 25.1 | 28.5 | 26.2 | 25.9 | 30.9 | 25.1 | 34.4 | 20.2 | 29.2 | 28.1 | 31.3 | 28.7 | 28.2 | 28.5 | 31.2 | 0
4843 | 27.9 | 32.6 | 28.8 | 29.5 | 32.5 | 22.4 | 27.3 | 31 | 25.7 | 26.9 | 33 | 30.1 | 31.6 | 29.7 | 23.3 | 26.6 | 28.2 | 31.8 | 29.4 | 29 | 33.3 | 24.2 | 24.4 | 25.9 | 28.2 | 35.9 | 28.7 | 28.6 | 22.7 | 26.6 | 28.2 | 29.3 | 23.6 | 26.8 | 30.8 | 27.3 | 25 | 27.2 | 31.5 | 26.1 | 27.7 | 28.1 | 24.1 | 25.3 | 25.3 | 27.1 | 25.9 | 25.1 | 30.8 | 25 | 32.8 | 19.6 | 28.8 | 27.6 | 30.8 | 28.3 | 27.6 | 28.4 | 31.2 | 0
4844 | 27.7 | 31.7 | 27.7 | 29.4 | 31.6 | 21.9 | 26.3 | 28.5 | 25.7 | 26.9 | 31.8 | 30 | 31.4 | 29.3 | 23.1 | 25.7 | 26.8 | 30.8 | 28.6 | 27.6 | 29.9 | 24.1 | 24.2 | 25.4 | 27.9 | 35 | 28 | 28 | 22.4 | 26.6 | 27.8 | 29.5 | 23.8 | 26.2 | 29.9 | 27.3 | 24.8 | 26.6 | 30.7 | 26.1 | 27 | 27.4 | 23.2 | 25.4 | 25.3 | 25.6 | 26.8 | 24.2 | 30.8 | 24.5 | 30.4 | 19.2 | 28.2 | 27 | 30.2 | 28.2 | 27.3 | 28.1 | 31 | 0
4845 | 27.2 | 30.7 | 26.7 | 29.1 | 31.5 | 21.6 | 25.9 | 28 | 25.4 | 26.7 | 30.9 | 29.8 | 30.5 | 29 | 22.1 | 23.5 | 26.4 | 30.3 | 28.5 | 27.1 | 29.1 | 23.8 | 24.2 | 24.9 | 27.4 | 34.4 | 27.7 | 27.2 | 22.3 | 26.1 | 27.5 | 29.8 | 24 | 25.9 | 29.3 | 27.3 | 24.6 | 26.3 | 30.5 | 25.8 | 26.9 | 27.5 | 23.1 | 25.7 | 25.6 | 24.8 | 26.5 | 23.8 | 30.9 | 24.2 | 28.1 | 19 | 27.5 | 26.8 | 29.9 | 28.3 | 27.3 | 28.1 | 30.9 | 0
4846 | 27.2 | 30.1 | 26.2 | 28.6 | 30 | 21.5 | 25.2 | 28 | 25.4 | 26.6 | 30.2 | 29.9 | 30.5 | 28.9 | 22.1 | 23.4 | 26 | 29.8 | 28 | 26.7 | 28.9 | 23.6 | 24.1 | 24.6 | 26.8 | 33.1 | 27.7 | 26.5 | 22.2 | 25.7 | 27.3 | 30 | 24 | 25.8 | 29.2 | 27.3 | 24.3 | 25.8 | 30.3 | 25.8 | 26.8 | 27.8 | 23.1 | 25.7 | 25.4 | 24.6 | 26.8 | 23.6 | 30.7 | 24 | 26.2 | 18.8 | 26.8 | 26.3 | 29.3 | 28.2 | 27.3 | 28.1 | 30.4 | 0
4847 | 27 | 29.2 | 25.1 | 27.8 | 29.5 | 21.5 | 24.7 | 27.6 | 25.3 | 26.2 | 29.8 | 29.6 | 30 | 28.8 | 22.1 | 23.4 | 26.2 | 29.6 | 28 | 27.4 | 28.6 | 23.3 | 23.8 | 24.4 | 26.8 | 31.9 | 27.7 | 26 | 22.4 | 25.2 | 27.2 | 30 | 24 | 26 | 28.8 | 27.3 | 24 | 24.4 | 29.8 | 25.8 | 26.8 | 28.4 | 23.4 | 25.7 | 25.5 | 25.2 | 26.2 | 23.8 | 30.2 | 23.9 | 25.2 | 18.6 | 26.4 | 26.2 | 29 | 28 | 27.3 | 28.1 | 30 | 0
4848 | 26.7 | 28.5 | 24.6 | 27 | 29 | 21.1 | 24.1 | 26.6 | 24.8 | 26.3 | 29.4 | 29.3 | 30.7 | 28.4 | 22.3 | 23 | 25.7 | 28.8 | 27.3 | 27.6 | 28 | 22.9 | 23.3 | 24.4 | 26.8 | 30.6 | 27.6 | 26 | 22.6 | 25.2 | 27.1 | 30.1 | 24 | 26.2 | 28.3 | 27.3 | 23.8 | 24 | 29.8 | 24.8 | 26.7 | 28.6 | 23.2 | 26.7 | 25.2 | 26 | 26.8 | 23.7 | 29.2 | 23.5 | 24.9 | 18.3 | 26.4 | 25.8 | 28.6 | 27.4 | 27.3 | 27.8 | 29.4 | 0
4849 | 26.7 | 28.2 | 24.2 | 26.2 | 29.4 | 20.9 | 23.7 | 26.5 | 24.7 | 26.3 | 29 | 28.6 | 31 | 28 | 22.1 | 22.9 | 25.4 | 28.8 | 27 | 28.3 | 27.6 | 22.8 | 22.8 | 24.4 | 26.8 | 29.9 | 27.2 | 26.1 | 23 | 25.1 | 26.9 | 30.1 | 23.9 | 26.4 | 28.3 | 27.3 | 23.8 | 24 | 29.8 | 24.9 | 26.6 | 28.5 | 23 | 26.6 | 25.4 | 26.7 | 26.8 | 23.7 | 28 | 23.4 | 25.1 | 17.8 | 26.6 | 25.5 | 28.5 | 26.9 | 27.3 | 27.8 | 28.9 | 0
4850 | 26.5 | 27.9 | 24 | 25.6 | 29.4 | 20.6 | 23.5 | 26 | 24.7 | 26.2 | 28.5 | 28 | 31.8 | 28 | 22.1 | 22.8 | 24.6 | 28.8 | 26.2 | 28 | 27.5 | 22.7 | 22.4 | 24.4 | 26.6 | 29 | 27.2 | 26.4 | 23.2 | 25.2 | 26.6 | 30.1 | 23.8 | 26.2 | 27.9 | 27.3 | 24.2 | 23.8 | 29.7 | 24.9 | 26.6 | 28 | 22.4 | 26.5 | 25.3 | 27 | 27.6 | 23.4 | 26.8 | 23.1 | 25.2 | 17.4 | 27 | 25.2 | 28.5 | 26.4 | 27.3 | 27.8 | 28.4 | 0
4851 | 26.2 | 27.7 | 23.9 | 25.1 | 29.4 | 20.6 | 22.9 | 25.7 | 24.7 | 26.2 | 28 | 27.4 | 31.5 | 27.9 | 22.1 | 22.6 | 24.4 | 28.8 | 26.2 | 28.1 | 27.6 | 22.6 | 22.4 | 24.4 | 26.3 | 28.4 | 26.8 | 26.5 | 23.4 | 24.9 | 26.1 | 30.1 | 23.7 | 26 | 27.6 | 26.8 | 24.8 | 23.8 | 29.6 | 24.9 | 26.6 | 27.6 | 22.2 | 26.3 | 25.6 | 27 | 27.3 | 23.3 | 26.2 | 23 | 25.3 | 17.1 | 27.2 | 25 | 28.5 | 26.3 | 27.3 | 27.8 | 28.2 | 0
4852 | 26.2 | 27.7 | 23.2 | 24.7 | 29.4 | 20.5 | 22.7 | 25.5 | 24.6 | 26.3 | 27.6 | 27.4 | 31.5 | 27.9 | 22.1 | 22.5 | 24.2 | 28.5 | 26 | 27.4 | 27.6 | 22.6 | 22.6 | 24.3 | 26.3 | 27.9 | 26.7 | 26.5 | 23.2 | 24.9 | 25.6 | 30.1 | 23.7 | 25.7 | 27.6 | 26.8 | 25.3 | 23.8 | 29.5 | 25 | 26.1 | 27.4 | 22 | 26.3 | 25.6 | 26.6 | 27.5 | 23.1 | 26.1 | 23 | 25.1 | 17.1 | 27.1 | 24.9 | 28 | 26.4 | 27.3 | 27.8 | 27.9 | 0
4853 | 26.2 | 27.6 | 23.1 | 25.2 | 29.4 | 20.5 | 22.5 | 25.4 | 24.2 | 26.5 | 27.6 | 28.6 | 29.2 | 27.9 | 22.1 | 22.4 | 25.2 | 28.3 | 27.2 | 27.4 | 27.6 | 22.6 | 23.2 | 23.4 | 26.2 | 27.4 | 25.8 | 25.2 | 22.4 | 25.9 | 26.6 | 30.1 | 23.7 | 25.8 | 27.5 | 26.8 | 23.4 | 23.8 | 29.3 | 25 | 26.1 | 28 | 22.2 | 26.2 | 25.6 | 24.6 | 26 | 23.4 | 27.4 | 23 | 25.6 | 18.8 | 27 | 24.8 | 28.1 | 27.2 | 27.2 | 27.8 | 28.4 | 0
4854 | 26.2 | 27.3 | 23.1 | 24.5 | 29 | 20.7 | 22.3 | 25.5 | 24 | 26.7 | 27.6 | 29.1 | 29.8 | 27.9 | 22.1 | 22.3 | 25.4 | 28 | 27.6 | 27.5 | 27.6 | 22.6 | 23.9 | 23.9 | 25.9 | 27.2 | 25.8 | 25.9 | 22.3 | 25.7 | 27.9 | 30.1 | 23.7 | 26.1 | 27.4 | 26.6 | 23.2 | 23.8 | 28.6 | 25.2 | 25.7 | 28.2 | 21.9 | 26.1 | 25.7 | 24.7 | 26.2 | 23.9 | 28.7 | 23 | 26.2 | 20.6 | 27 | 24.7 | 28 | 28.6 | 27.1 | 27.9 | 28.6 | 0
4855 | 26.2 | 27.7 | 23.4 | 25 | 29.5 | 21.3 | 22.2 | 25.8 | 24 | 25.6 | 27.9 | 29.6 | 29.8 | 27.9 | 22.1 | 22.6 | 25.8 | 27.9 | 28.1 | 28.1 | 27.6 | 22.8 | 24.8 | 24 | 26 | 26.9 | 25.8 | 26.5 | 22.1 | 26.1 | 29.2 | 30.1 | 23.7 | 26.9 | 28.2 | 26.8 | 23.2 | 23.8 | 28 | 25.2 | 25.7 | 28.9 | 22.2 | 26.1 | 25.1 | 24.9 | 26.7 | 24.4 | 29.9 | 23.3 | 27.5 | 22.7 | 27.5 | 24.8 | 28.1 | 29.7 | 27.2 | 27.9 | 29.1 | 0
4856 | 26.1 | 28.7 | 24.3 | 26 | 29.8 | 21.8 | 22.4 | 27 | 24 | 25.9 | 28.4 | 30.6 | 31 | 27.5 | 22.1 | 24.8 | 26.2 | 28.3 | 29 | 28.4 | 28.1 | 22.9 | 25.8 | 24.4 | 26.3 | 27.4 | 26.5 | 27.6 | 22 | 26.6 | 30.8 | 30.1 | 24.2 | 27.4 | 29.4 | 27.3 | 23.8 | 23.8 | 27.7 | 25.1 | 26.1 | 29.4 | 22.6 | 26.3 | 25.3 | 25.3 | 27.6 | 25 | 31.4 | 23.5 | 28.6 | 24.4 | 27.8 | 25.5 | 28.6 | 31.2 | 27.3 | 27.9 | 29.8 | 0
4857 | 28.3 | 29.6 | 25.6 | 27.9 | 30 | 22.6 | 22.4 | 28.1 | 24.2 | 27.6 | 29.3 | 31.5 | 31.7 | 27.9 | 22.2 | 27.2 | 26.6 | 30.3 | 29.7 | 29.4 | 29.5 | 23.5 | 26.5 | 24.3 | 26.7 | 28.9 | 26.5 | 28.4 | 21.8 | 28.1 | 31.8 | 30.4 | 25 | 28.2 | 30.6 | 28.8 | 24.2 | 24.4 | 28.9 | 25.3 | 27.1 | 30.2 | 23.8 | 27.7 | 27.1 | 25.7 | 28.7 | 25.3 | 32 | 24.2 | 30.4 | 25.2 | 28.7 | 27.6 | 29.6 | 31.7 | 27.2 | 27.9 | 30.8 | 0
4858 | 28.3 | 31 | 26.1 | 29 | 31.5 | 22.9 | 24.1 | 29.4 | 24.4 | 28 | 30.5 | 32.8 | 33.7 | 27.9 | 23.4 | 28.2 | 27 | 30.6 | 30.6 | 30.2 | 29.9 | 23.9 | 27.1 | 24.8 | 27 | 30.7 | 27.8 | 29.5 | 21.8 | 29.5 | 32.7 | 30.8 | 25.8 | 28.5 | 31.5 | 29.3 | 24.7 | 24.4 | 29.5 | 25.5 | 27.6 | 30.6 | 24.7 | 27.8 | 27.1 | 26.4 | 29.9 | 25.6 | 32.6 | 25 | 31.8 | 25 | 29.1 | 28.5 | 31 | 32.5 | 28 | 27.9 | 31.7 | 0
4859 | 29.6 | 32.6 | 26.3 | 29.4 | 33.5 | 23.7 | 25 | 30.4 | 24.6 | 28.1 | 32 | 34 | 35.2 | 28.9 | 24.2 | 28.5 | 27.6 | 31.9 | 31.2 | 31.4 | 30.8 | 24.8 | 27.4 | 25.4 | 28.2 | 32.4 | 28.5 | 30.4 | 21.8 | 31 | 33.2 | 30.9 | 27 | 29 | 32.2 | 29.6 | 24.6 | 24.5 | 30.5 | 25.7 | 28.2 | 31 | 25.6 | 29.3 | 27.1 | 27.2 | 31 | 25.7 | 32.6 | 26 | 33.4 | 24 | 29.6 | 29 | 31.6 | 32.8 | 29.2 | 28.1 | 32.6 | 0
4860 | 30.6 | 33.3 | 27 | 28.1 | 34 | 24.8 | 25.1 | 31.6 | 25.1 | 28.7 | 33.4 | 35.4 | 37.5 | 30.9 | 25.7 | 30.2 | 28.4 | 32.4 | 31.7 | 32.1 | 32.3 | 25 | 27.7 | 27 | 29 | 33.6 | 30.3 | 31.5 | 22.1 | 31.6 | 33.9 | 31.1 | 27.7 | 29.2 | 32.7 | 29.4 | 24.4 | 25.6 | 31.6 | 26.6 | 29.2 | 30.8 | 25.7 | 30.4 | 27.1 | 28.3 | 31.9 | 26 | 33.2 | 26.6 | 34.2 | 22.8 | 29.3 | 29 | 33.4 | 33.8 | 30 | 28.3 | 33.2 | 0
4861 | 32 | 33 | 28.3 | 26.4 | 35 | 24.3 | 27.2 | 31.9 | 25.6 | 30.7 | 34.6 | 36.2 | 38.1 | 31.9 | 26.5 | 30.6 | 29.3 | 32.6 | 31.7 | 33.1 | 33.5 | 25.4 | 27.9 | 28.5 | 30 | 35.6 | 30.5 | 31.8 | 22.3 | 31.9 | 34.2 | 30.3 | 28 | 29.9 | 33.2 | 29.7 | 23.8 | 25.6 | 32 | 28 | 29.3 | 30.9 | 25.8 | 30.4 | 27.1 | 29.3 | 32.5 | 26.2 | 33.5 | 26.6 | 35 | 22.1 | 29.2 | 29.9 | 34.1 | 34.1 | 30 | 28.6 | 33.6 | 0
4862 | 32.8 | 33.8 | 29.5 | 24.4 | 35.5 | 24.4 | 28.3 | 32.4 | 26.1 | 30.6 | 35.5 | 36.6 | 38 | 32.3 | 26.2 | 30.6 | 30.2 | 32.6 | 31.4 | 33.6 | 33.8 | 25.5 | 28 | 30.2 | 30.4 | 36.9 | 31.5 | 31.8 | 22.6 | 31.4 | 34.6 | 30.1 | 28 | 30.6 | 33.4 | 29.3 | 23.4 | 25.6 | 32.3 | 28.8 | 29.5 | 30.8 | 25.5 | 31.2 | 27.2 | 30 | 32.8 | 26.4 | 34 | 26.5 | 35 | 21.8 | 28.8 | 29.5 | 34.3 | 34.6 | 31.3 | 28.9 | 33.6 | 0
4863 | 32.8 | 34 | 30 | 23.6 | 36 | 24.3 | 29.6 | 33.1 | 26.6 | 31.7 | 36 | 35.9 | 35.6 | 32.3 | 27.3 | 30.2 | 30.7 | 32.6 | 30.6 | 34.3 | 27.5 | 25.6 | 27.8 | 31 | 30.1 | 37.4 | 31.8 | 30.7 | 22.6 | 31 | 34.4 | 29.5 | 28 | 31.6 | 33.5 | 29.1 | 22.9 | 25.7 | 32.4 | 29.7 | 29.8 | 31.2 | 25.8 | 31.3 | 27.2 | 30 | 32.9 | 26.2 | 33.6 | 26 | 35.1 | 21.9 | 29 | 29.8 | 33.8 | 33.8 | 31.5 | 28.9 | 33.4 | 0
4864 | 31.8 | 34.3 | 30.3 | 23.5 | 36.5 | 24.5 | 29.3 | 32.9 | 26.6 | 32 | 35.9 | 34.8 | 33.4 | 30.6 | 26.9 | 30.8 | 30.6 | 32.6 | 29.7 | 34.1 | 26 | 25.8 | 27.3 | 31.4 | 30.6 | 37.7 | 32.8 | 29.7 | 22.6 | 30.2 | 34 | 29.3 | 27.5 | 31.9 | 33.3 | 29.3 | 22.8 | 25.6 | 32.4 | 29 | 29.4 | 31.3 | 25.8 | 30.3 | 27 | 29.7 | 32.8 | 26 | 33.3 | 26.3 | 34.4 | 22 | 28.9 | 29.2 | 33 | 33 | 31.8 | 28.9 | 33 | 0
4865 | 28.3 | 34.7 | 30.3 | 24.4 | 35.2 | 23.7 | 28.5 | 33.4 | 26.6 | 31.6 | 35.5 | 33.1 | 30.8 | 30 | 25.2 | 30.5 | 29.8 | 32.6 | 28.8 | 33.8 | 26 | 25.5 | 26.4 | 30.9 | 30.5 | 37.8 | 32.8 | 28.4 | 22.4 | 29.6 | 33 | 29 | 26.1 | 31.8 | 33 | 29.1 | 22.8 | 25.6 | 32.5 | 29.7 | 28.3 | 31.4 | 26 | 30.4 | 27 | 28.8 | 32.6 | 25.4 | 32.2 | 26.4 | 33.6 | 21.6 | 29 | 28.9 | 32.9 | 31.4 | 30.5 | 28.3 | 32.4 | 0
4866 | 26 | 34.7 | 30.2 | 24.9 | 34.2 | 22.6 | 27.2 | 32.9 | 26.3 | 31.3 | 34.7 | 31.7 | 30.1 | 29.5 | 22.5 | 30.3 | 28.5 | 32.1 | 28.3 | 32.7 | 25.8 | 25.2 | 25.4 | 30.4 | 30.5 | 37.4 | 32.8 | 27.9 | 22.4 | 28.6 | 32.1 | 28.5 | 26 | 30.5 | 32.6 | 28.5 | 23.1 | 26 | 32.4 | 30 | 28.7 | 30.9 | 25.5 | 30.3 | 26.7 | 28 | 32.2 | 25 | 31.6 | 25.9 | 32 | 20.7 | 28.2 | 28 | 32.2 | 30.6 | 29.8 | 28.3 | 31.7 | 0
4867 | 25.8 | 34.3 | 29.2 | 25.3 | 32.6 | 22.2 | 21.5 | 31.4 | 26.1 | 30.1 | 33.7 | 30.3 | 29.5 | 28.9 | 22.5 | 29.5 | 27 | 31.2 | 27.9 | 31.9 | 25.9 | 25 | 24.2 | 29.2 | 29.7 | 36.6 | 32.7 | 27.5 | 22.1 | 27.9 | 31 | 28.4 | 25.6 | 29.1 | 32.1 | 27.7 | 23 | 25.9 | 32 | 29.5 | 28.3 | 30.4 | 25 | 29.7 | 26.7 | 27 | 31.6 | 24.6 | 30.6 | 25.5 | 30.9 | 19.6 | 27.6 | 27.3 | 31.2 | 29.6 | 29.1 | 28.4 | 31 | 0
4868 | 25.8 | 32.5 | 28 | 24.8 | 32.2 | 22.2 | 21.8 | 30.1 | 25.6 | 29 | 32.6 | 29.6 | 30 | 28.5 | 22.2 | 28.5 | 25.8 | 30.9 | 27.8 | 31 | 25.9 | 24.7 | 23.4 | 28.2 | 28.6 | 35.1 | 31.2 | 27.6 | 22 | 27 | 30.2 | 28.4 | 25.5 | 27.6 | 31.2 | 27.5 | 23 | 25.9 | 31.5 | 29.2 | 27.9 | 29.6 | 24.1 | 28.6 | 26.6 | 26.4 | 30.8 | 24.4 | 30.2 | 25.2 | 29.8 | 18.6 | 26.5 | 26.9 | 30.3 | 29.4 | 28.8 | 28.4 | 30.4 | 0
4869 | 25.8 | 31 | 26.3 | 24.5 | 31.6 | 21.9 | 21.6 | 29.4 | 25.6 | 28.6 | 31.6 | 29 | 29.3 | 28.5 | 21.7 | 27.4 | 25 | 30.6 | 27.6 | 31 | 25.9 | 24.5 | 22.9 | 26.7 | 28.1 | 34 | 30.6 | 27.2 | 21.6 | 26.7 | 29.3 | 28 | 24.9 | 26.9 | 30.4 | 27.5 | 22.6 | 25.7 | 28 | 27.7 | 27.3 | 29.3 | 23.7 | 27.8 | 26.6 | 25.8 | 29.8 | 24.1 | 29.3 | 24.6 | 29.6 | 18.2 | 26.2 | 26.4 | 30.1 | 28.7 | 28.6 | 28.4 | 30 | 0
4870 | 25.8 | 30.4 | 25.3 | 24 | 31.5 | 21.9 | 21.6 | 28.7 | 25.5 | 28.2 | 30.5 | 28.9 | 29.1 | 28.4 | 21.7 | 27.4 | 24.8 | 30 | 27.6 | 30.7 | 25.9 | 24.2 | 22.8 | 25.6 | 27.7 | 32.9 | 29.3 | 26.9 | 21.5 | 26.1 | 28.7 | 28 | 24.5 | 26.6 | 29.4 | 26.8 | 22.6 | 25.7 | 27 | 27.8 | 27.2 | 29 | 23.1 | 27.5 | 26.6 | 25.6 | 28.9 | 24.1 | 29.1 | 24.5 | 29.2 | 18.2 | 25.8 | 26.1 | 29.4 | 28.6 | 28.2 | 28.4 | 29.7 | 0
4871 | 25.6 | 29.8 | 24.9 | 24.4 | 31.2 | 21.8 | 21.4 | 28.4 | 25.4 | 28 | 29.7 | 28.8 | 28.2 | 27.7 | 21.7 | 27.3 | 25 | 29.9 | 27.4 | 30.6 | 26 | 24 | 23 | 24.4 | 27.5 | 31.8 | 28.7 | 26.2 | 21.4 | 26 | 28 | 27.5 | 24.6 | 26.8 | 28.3 | 26.8 | 22.8 | 25.6 | 26.7 | 27.8 | 27 | 29 | 23 | 27.1 | 25.5 | 25.4 | 28 | 24 | 28.6 | 24.2 | 29 | 18.6 | 26 | 25.8 | 28.7 | 28 | 27.7 | 28.4 | 29.6 | 0
4872 | 25.8 | 29.2 | 24.4 | 24.8 | 30.6 | 21.7 | 21.2 | 27.9 | 24.6 | 27.5 | 28.9 | 29 | 28.6 | 26.9 | 21.7 | 26.4 | 25.4 | 29 | 27.5 | 29.6 | 26.1 | 23.8 | 23.3 | 24 | 27.2 | 30 | 28.5 | 25.9 | 21.7 | 25.6 | 27.6 | 27 | 24.5 | 26.7 | 27.2 | 27 | 23.6 | 25.2 | 26.7 | 28 | 27.1 | 28.7 | 22.6 | 26.8 | 25.2 | 25.5 | 27.4 | 24.1 | 28.8 | 23.8 | 27.9 | 18.8 | 25.8 | 25.5 | 28.1 | 28.1 | 27.6 | 28.1 | 29.5 | 0
4873 | 25.8 | 28.9 | 23.5 | 25.8 | 30.5 | 21.7 | 21.3 | 27.2 | 24.6 | 27.5 | 28.4 | 29 | 28.6 | 26.6 | 21.7 | 26.4 | 25.6 | 28.8 | 27.4 | 28.8 | 26.2 | 23.5 | 23.4 | 23.5 | 26.7 | 28.9 | 28.2 | 25.4 | 22 | 25.6 | 27 | 27 | 24.5 | 26.6 | 26.3 | 27.3 | 24.2 | 25.1 | 26.7 | 28 | 26.4 | 28.5 | 22.7 | 26.5 | 25.2 | 25.4 | 26.9 | 23.9 | 28.3 | 23.7 | 26.9 | 18.5 | 26.1 | 25.4 | 27.8 | 27.7 | 27.5 | 28.2 | 29.3 | 0
4874 | 25.8 | 28.6 | 23.5 | 26.2 | 30.1 | 21.2 | 21.3 | 26.5 | 24.6 | 27.4 | 28 | 29 | 29.6 | 25.6 | 21.7 | 26.2 | 25.6 | 28.8 | 27.4 | 27.6 | 26.3 | 23.1 | 23.4 | 23.6 | 26.3 | 28.4 | 27.8 | 25.4 | 22.4 | 25.4 | 26.6 | 26.6 | 24.4 | 26 | 26.2 | 27.7 | 24.8 | 25.2 | 26.7 | 28 | 26.3 | 28 | 22.4 | 26.3 | 25.2 | 25.4 | 26.6 | 23.8 | 28.2 | 23.5 | 25.6 | 18 | 26 | 25.3 | 26.9 | 27.6 | 27.4 | 28.2 | 29 | 0
4875 | 25.8 | 28.2 | 23.4 | 26.4 | 29.5 | 21.1 | 21.2 | 26.1 | 24.6 | 27.4 | 27.8 | 28.7 | 29.4 | 25.8 | 21.5 | 25.9 | 25.4 | 28.6 | 27.2 | 27.3 | 26.5 | 22.7 | 23.1 | 23.3 | 26 | 27.6 | 27.7 | 25 | 22.5 | 25.7 | 26.1 | 26.6 | 24 | 25.8 | 25.5 | 27.7 | 24.6 | 25.3 | 26.7 | 27.8 | 26.3 | 27.9 | 22.5 | 25.8 | 24.5 | 25.1 | 26.3 | 23.4 | 27.4 | 23.2 | 25.2 | 17.6 | 26.4 | 25.1 | 27 | 26.9 | 27.2 | 28.3 | 28.7 | 0
4876 | 24.3 | 22.7 | 23.2 | 25.8 | 29.2 | 21.1 | 21.2 | 25.6 | 24.6 | 27.4 | 27.6 | 28.7 | 29.8 | 25.9 | 21.5 | 25.9 | 25.2 | 28.2 | 27.2 | 27 | 26.6 | 22.8 | 23 | 23.5 | 25.7 | 26.9 | 27.6 | 25.2 | 22.6 | 25.7 | 26.2 | 26.8 | 23.9 | 25.5 | 25.3 | 27.6 | 24.1 | 24.9 | 26.7 | 27.7 | 26.3 | 27.7 | 22.2 | 25.8 | 24.5 | 24.9 | 26.1 | 23.4 | 27.3 | 23.2 | 24.9 | 17.7 | 26.5 | 25 | 26.7 | 27 | 27.1 | 28.4 | 28.5 | 0
4877 | 24.3 | 22.6 | 22.7 | 24 | 29.2 | 21.1 | 21.1 | 25.3 | 24.6 | 27 | 27.2 | 28 | 28.6 | 26.2 | 21.5 | 25.9 | 25.2 | 28.1 | 25.8 | 27.6 | 26.7 | 22.9 | 23 | 25 | 25.5 | 26.9 | 27.6 | 25 | 21.6 | 24.8 | 25 | 26.9 | 23.6 | 26.4 | 25.4 | 27.5 | 22.8 | 25 | 26.7 | 27.8 | 26.2 | 28 | 22.4 | 25.8 | 24.5 | 24 | 26.4 | 23.6 | 26 | 23.3 | 26 | 17.2 | 26 | 25.1 | 26.7 | 26.8 | 27.1 | 28.4 | 28.6 | 0
4878 | 24 | 22.5 | 22.6 | 24.1 | 29.2 | 21.2 | 20.9 | 25 | 24.6 | 26.8 | 28 | 28.6 | 29 | 26.3 | 21.7 | 24.3 | 25.2 | 28.1 | 26.5 | 28.5 | 26.5 | 22.9 | 23.8 | 25.6 | 25.2 | 26.4 | 27.7 | 24.8 | 21.9 | 25 | 25.2 | 25.2 | 23.5 | 26.5 | 25.6 | 27.4 | 22.8 | 25.1 | 26.5 | 27.2 | 26.3 | 28.2 | 23 | 26.1 | 23.7 | 24.4 | 26.4 | 24 | 27.6 | 23.4 | 27.6 | 17.3 | 26.3 | 25.3 | 26.5 | 27.6 | 27.1 | 28.4 | 28.7 | 0
4879 | 24 | 22.6 | 22.7 | 24.7 | 29.4 | 21.1 | 20.9 | 25.2 | 25.1 | 26.8 | 28.5 | 29.3 | 29.1 | 26.9 | 21.7 | 25.5 | 25.7 | 28.1 | 27.3 | 29.6 | 26.7 | 22.9 | 25 | 26.4 | 25.6 | 26.2 | 27.7 | 24.8 | 22.4 | 25.9 | 25.4 | 25.3 | 23.6 | 26.7 | 26 | 27.2 | 23.3 | 25.1 | 26.6 | 27.2 | 26.3 | 28.9 | 23.4 | 26.1 | 23.7 | 25.2 | 27 | 24.6 | 28.7 | 23.5 | 30.1 | 18.1 | 26.5 | 25.3 | 26.6 | 27.7 | 27.2 | 28.5 | 29.2 | 0
4880 | 24.3 | 23.2 | 23.7 | 25.2 | 29.4 | 21.5 | 21.1 | 26.7 | 25.6 | 27.5 | 28.4 | 30.2 | 29.6 | 28.9 | 22.2 | 26.6 | 26.4 | 28.1 | 28.2 | 30.8 | 27 | 23.1 | 26 | 26.8 | 26.1 | 26.4 | 27.8 | 25 | 23 | 27 | 26 | 25.5 | 24.7 | 27 | 27.3 | 27 | 23.8 | 25.1 | 27 | 28 | 26.5 | 29.6 | 24.1 | 26.4 | 23.9 | 25.8 | 27.8 | 25.2 | 30.4 | 24.5 | 32.2 | 19 | 26.6 | 25.5 | 27.8 | 27.8 | 27.7 | 28.4 | 30 | 0
4881 | 26.6 | 25.6 | 25.7 | 26.4 | 30 | 22.7 | 22 | 28 | 28.7 | 30 | 28.2 | 30.9 | 30.2 | 30 | 22.9 | 28.9 | 27.5 | 28.2 | 28.5 | 31.9 | 28.5 | 24.1 | 27 | 27.6 | 27.4 | 27.8 | 27.6 | 25.7 | 23.8 | 28.5 | 26.2 | 26.5 | 27.1 | 27.5 | 29.3 | 28.3 | 25 | 25.9 | 29.2 | 27.8 | 27.5 | 30.3 | 24.3 | 27.3 | 26.9 | 26.6 | 29 | 25.8 | 30.6 | 26 | 33.9 | 20 | 26.8 | 26 | 28.5 | 26.7 | 29.2 | 27.6 | 31.2 | 0
4882 | 27.9 | 27.1 | 26.6 | 27.2 | 30.8 | 23.6 | 22.4 | 29.3 | 29.4 | 31 | 28.1 | 31.6 | 31.5 | 30.1 | 24 | 29.4 | 28.5 | 28.7 | 28.8 | 32.8 | 29.5 | 25.1 | 27.5 | 28.4 | 29 | 29.2 | 28.2 | 26.7 | 24.4 | 29.9 | 26.6 | 26.8 | 28.2 | 28.1 | 30 | 28.4 | 25.8 | 25.9 | 30.8 | 28.6 | 28 | 30.4 | 25.1 | 27.4 | 27.3 | 27.1 | 29.9 | 26.2 | 31.5 | 26.8 | 34.7 | 20.3 | 27.1 | 27.1 | 29.7 | 26.1 | 28.9 | 27.2 | 32.5 | 0
4883 | 29.9 | 28.7 | 28.2 | 28.4 | 32.2 | 23.8 | 23.6 | 30 | 30 | 32 | 29 | 32.2 | 33 | 31.1 | 25 | 30.1 | 29.4 | 30.4 | 28.8 | 33.6 | 30.4 | 26.6 | 28 | 29.8 | 30.4 | 31.3 | 29.3 | 28 | 25 | 31.2 | 26.8 | 27.7 | 29.2 | 28.8 | 30.6 | 28.6 | 26.6 | 26.8 | 31.4 | 29.3 | 28.7 | 30 | 25.7 | 27.9 | 27.2 | 27.8 | 30.6 | 26.8 | 31.6 | 27.8 | 35 | 20.4 | 27.7 | 28 | 31.9 | 25.4 | 29.7 | 28 | 33.8 | 0
4884 | 30.4 | 31.3 | 28.2 | 29 | 33.2 | 24.7 | 24.6 | 30.8 | 30.7 | 33 | 30.7 | 32.9 | 34.8 | 32.7 | 24.3 | 30.7 | 29.9 | 31.8 | 29.4 | 34.3 | 32 | 27.3 | 28.3 | 31 | 30.6 | 33.6 | 31.1 | 29 | 25.3 | 31.9 | 27.5 | 28.3 | 30.1 | 29.6 | 31.6 | 29.7 | 26.5 | 27.5 | 31.7 | 31.1 | 29.2 | 28.9 | 27 | 25.5 | 27.4 | 28.3 | 30.7 | 27.4 | 33 | 28.5 | 35 | 20 | 28.3 | 29.1 | 33.4 | 26.3 | 30.4 | 28.6 | 34.7 | 0
4885 | 30.4 | 32.6 | 27.6 | 29.9 | 33.2 | 25.3 | 25.4 | 31.6 | 30.8 | 33.6 | 33.2 | 33.5 | 35.7 | 33.8 | 24.3 | 30.5 | 30.1 | 32 | 30 | 34.9 | 33.2 | 27.6 | 28.7 | 32.5 | 31.4 | 35.4 | 31.9 | 29.6 | 25.5 | 32.2 | 27.9 | 28.4 | 30.1 | 30.2 | 31.9 | 25.7 | 26.2 | 27.5 | 32.4 | 31.6 | 29.5 | 27.8 | 27.7 | 29.4 | 26.8 | 28.9 | 30.8 | 28 | 33.2 | 28.9 | 35.4 | 20 | 28.8 | 28.6 | 34.3 | 27.2 | 31.4 | 28.7 | 35.2 | 0
4886 | 27.9 | 33.3 | 29 | 30.4 | 33.7 | 23 | 25.9 | 31.8 | 30.7 | 34.3 | 35.4 | 34 | 35.8 | 34 | 24.8 | 28.9 | 29.8 | 32.2 | 31 | 35.4 | 33.5 | 27.3 | 29 | 33.2 | 32.5 | 36.7 | 32.4 | 29.6 | 25.4 | 32 | 28.4 | 28.3 | 30.9 | 30.6 | 32.3 | 28.8 | 25.4 | 27.5 | 32.4 | 32.3 | 29.5 | 26.8 | 28.2 | 30.3 | 26.4 | 29.4 | 30.6 | 28.6 | 33.6 | 28.9 | 36 | 20.2 | 29 | 29.1 | 35.1 | 28.8 | 32.4 | 28.8 | 35.2 | 0
4887 | 28.4 | 33.7 | 29.6 | 31.3 | 33.4 | 23.2 | 25.9 | 32 | 31 | 34 | 37 | 33.9 | 34.5 | 34 | 25.7 | 28 | 29.3 | 32.2 | 31.4 | 35.5 | 34.2 | 29.4 | 29.2 | 33.5 | 31.9 | 37.8 | 33 | 29.2 | 25.3 | 31.7 | 28.3 | 28.3 | 31.7 | 30.7 | 33.1 | 27.8 | 25 | 28 | 33.3 | 32.5 | 30 | 26.4 | 27.5 | 30.2 | 27 | 29.9 | 30.7 | 28.9 | 32 | 29.1 | 36.7 | 21 | 28.9 | 30.3 | 36.1 | 29.1 | 32.6 | 28.9 | 34.9 | 0
4888 | 28.4 | 34.1 | 29.7 | 31.5 | 33.2 | 23.7 | 25.8 | 32 | 29.5 | 34 | 37.2 | 33.4 | 32.9 | 32.5 | 25.5 | 29.5 | 28.4 | 32.2 | 31.7 | 35.3 | 30.9 | 28.7 | 28.8 | 32.7 | 32.1 | 38.2 | 33.4 | 28.5 | 25 | 31 | 28.2 | 28.3 | 31.8 | 30.5 | 33 | 27.9 | 24.5 | 28 | 33.1 | 32.6 | 29.7 | 26.4 | 26.5 | 29.7 | 26.8 | 30 | 30.6 | 28.9 | 30.6 | 28.7 | 36.7 | 21.4 | 28.4 | 28.8 | 35.6 | 29.3 | 32 | 29.1 | 34.2 | 0
4889 | 28.4 | 34.5 | 30.1 | 31.6 | 33.2 | 23.2 | 25.6 | 32.6 | 29.2 | 33 | 36.4 | 32.4 | 31 | 32 | 24.3 | 29.9 | 27.4 | 31.7 | 31.4 | 34.6 | 30.1 | 29 | 28 | 31.6 | 31.6 | 38.2 | 33.4 | 27.8 | 24.6 | 30.4 | 27.6 | 28.3 | 32 | 30.1 | 32.9 | 27.9 | 24.4 | 28 | 32.9 | 32.6 | 27.6 | 26.8 | 25 | 29.7 | 25.5 | 29.8 | 30.6 | 28.4 | 28.4 | 28.4 | 36 | 21.4 | 27.8 | 27.9 | 34.6 | 28.4 | 31.5 | 29 | 33.4 | 0
4890 | 27.9 | 33.6 | 29.9 | 30.7 | 32.5 | 23.1 | 25 | 32.3 | 28.3 | 32 | 35 | 31.2 | 30.1 | 30.5 | 23.5 | 29.6 | 26.1 | 31.2 | 31.1 | 33.7 | 29.2 | 28.3 | 26.6 | 29.9 | 31 | 37.7 | 32.8 | 27.2 | 24.1 | 29.6 | 27.3 | 28.1 | 30.3 | 29.6 | 27.4 | 27.9 | 23.9 | 28.7 | 32.2 | 32.6 | 27.3 | 27 | 24.1 | 28.2 | 24.9 | 29.1 | 30.1 | 27.6 | 27.9 | 28.5 | 34.2 | 20.2 | 27.2 | 27.2 | 33.1 | 28.1 | 31 | 28.8 | 32.5 | 0
4891 | 27.5 | 33.7 | 29.1 | 30 | 31.7 | 22.5 | 24.6 | 31 | 27.8 | 30.5 | 34 | 30 | 29.7 | 29.7 | 23.3 | 29 | 25 | 30.7 | 30.5 | 32.8 | 29.1 | 27.7 | 25.2 | 28.9 | 30.3 | 36.2 | 32.7 | 27.1 | 23.6 | 29 | 26.7 | 25.7 | 30.2 | 29.2 | 27.8 | 27.9 | 23.8 | 28.4 | 29.9 | 32 | 27.5 | 27.1 | 23.3 | 28.1 | 24.8 | 28.6 | 29.5 | 26.8 | 27.3 | 27.8 | 32.4 | 18.7 | 27 | 26.6 | 32.2 | 27.2 | 30.4 | 28.6 | 31.8 | 0
4892 | 27.4 | 32 | 27.4 | 28.8 | 31.7 | 22.2 | 23.8 | 29.8 | 27.5 | 29.8 | 33.6 | 29.2 | 30 | 29.1 | 23 | 28.1 | 24.2 | 30.2 | 30.2 | 32 | 29 | 27.5 | 24 | 28.2 | 29 | 34.9 | 31.1 | 27 | 23.2 | 28.4 | 26.4 | 25.6 | 29.6 | 28.8 | 27.8 | 27.9 | 23.4 | 28.4 | 29.5 | 31.1 | 27.5 | 27 | 23.2 | 27.9 | 24.4 | 28 | 28.6 | 26 | 28 | 27.2 | 30.8 | 17 | 27 | 25.9 | 31.4 | 27.2 | 29.7 | 28.5 | 31.2 | 0
4893 | 26.9 | 30.4 | 26.5 | 28.3 | 31 | 22.1 | 22.5 | 29.8 | 27.3 | 29 | 33.9 | 28.7 | 30.1 | 29 | 22.8 | 27.4 | 24 | 30 | 29.6 | 31.3 | 28.7 | 27.1 | 23.6 | 28.4 | 28.3 | 33.7 | 30.6 | 27.1 | 23 | 28.1 | 25.9 | 25.7 | 28.9 | 28.5 | 26.9 | 27.9 | 23.5 | 27.7 | 29.4 | 30.3 | 27.4 | 27 | 22.9 | 27.4 | 24.4 | 27.8 | 28.1 | 25.5 | 27.6 | 26.4 | 30.2 | 16.2 | 27.3 | 25.7 | 30.7 | 26.6 | 29 | 28.5 | 30.9 | 0
4894 | 26.8 | 29.6 | 25.7 | 27.6 | 30.8 | 22 | 22 | 28 | 27.2 | 28.6 | 34 | 28.7 | 30.1 | 28.7 | 22.5 | 27.1 | 24.1 | 29.8 | 29.4 | 30.8 | 28.5 | 26 | 23.5 | 28.4 | 27.9 | 31.7 | 30.4 | 26.9 | 22.7 | 27.8 | 25.9 | 25.8 | 28.2 | 28.1 | 26.6 | 27.9 | 23.3 | 27.3 | 29.4 | 30 | 27.4 | 27 | 23 | 27.9 | 24.4 | 27.6 | 27.6 | 25.2 | 27.9 | 26 | 30.2 | 16.1 | 27.5 | 25.6 | 30.4 | 26.8 | 28.5 | 28.4 | 30.6 | 0
4895 | 26.5 | 29.1 | 25.2 | 27.2 | 30.2 | 22 | 22 | 27.5 | 27.2 | 28.3 | 33.6 | 28.8 | 29.6 | 27.7 | 22.5 | 27 | 24.6 | 29.8 | 29 | 30.2 | 28.3 | 25.6 | 23.8 | 28.2 | 27.7 | 30.2 | 30.4 | 26.6 | 22.6 | 27.6 | 25.8 | 25.8 | 27.5 | 27.8 | 26.6 | 27.9 | 23.4 | 26.8 | 29.4 | 29.8 | 27.4 | 27.4 | 22.8 | 26.8 | 24.4 | 27.4 | 27.6 | 25 | 27.2 | 25.5 | 30.4 | 17 | 27.4 | 25.3 | 29.9 | 26.6 | 28.1 | 28.4 | 30.4 | 0
4896 | 26.9 | 29.1 | 24.7 | 26.2 | 29.6 | 21.9 | 21.9 | 26.7 | 27.1 | 28 | 32.1 | 29 | 29.2 | 27.2 | 22.2 | 26.4 | 25 | 29.2 | 28.8 | 29.6 | 28 | 25 | 23.8 | 27 | 27.6 | 29.7 | 29.9 | 26 | 22.3 | 27.1 | 26.1 | 25.8 | 26.8 | 27.5 | 26.8 | 27.9 | 23 | 26.3 | 29.3 | 29.6 | 27.1 | 27.7 | 23 | 26.2 | 24.5 | 26.7 | 27.5 | 24.7 | 27.6 | 25.2 | 29.9 | 17.8 | 26.8 | 25.1 | 29.4 | 27.2 | 27.5 | 27.7 | 30.1 | 0
4897 | 26.9 | 29 | 29.2 | 25.5 | 29 | 21.8 | 21.6 | 26.1 | 26.7 | 27.8 | 30 | 28.9 | 28.5 | 26.7 | 22 | 26.4 | 25.4 | 28.2 | 28.1 | 28.8 | 28 | 24.6 | 23.6 | 25.8 | 26.4 | 29.2 | 29.9 | 25.6 | 22 | 26.5 | 26.1 | 25.7 | 26.6 | 27.1 | 26.8 | 27.9 | 23 | 26.2 | 29.1 | 29.1 | 27 | 28.1 | 22.8 | 26 | 25 | 25.9 | 27.5 | 24.3 | 26.9 | 24.9 | 28.9 | 18.5 | 26.2 | 25 | 29.3 | 27.1 | 27.1 | 27.7 | 29.8 | 0
4898 | 26.4 | 28.6 | 23.8 | 24.4 | 28.2 | 21.7 | 21.4 | 25.6 | 26.5 | 27.8 | 27.9 | 28.6 | 28.4 | 26.7 | 22 | 26.2 | 25.4 | 28.2 | 27.4 | 28 | 28.1 | 24.1 | 23 | 24.4 | 25.9 | 28.2 | 29.8 | 25.2 | 21.7 | 25.8 | 26.2 | 25.8 | 26.2 | 26.8 | 26.8 | 27.9 | 22.6 | 26.2 | 28.9 | 29 | 27 | 28.2 | 22.8 | 25.9 | 25.5 | 24.8 | 27.2 | 23.8 | 27 | 24.6 | 27.2 | 18.4 | 25.6 | 25.1 | 29.2 | 27.4 | 26.9 | 27.6 | 29.4 | 0
4899 | 25 | 28.6 | 23.4 | 24.1 | 28.2 | 21.2 | 21.4 | 25.3 | 26.4 | 27.5 | 26.7 | 28.1 | 28.2 | 26.3 | 22 | 26 | 25.4 | 28.2 | 26.4 | 27.4 | 28.2 | 24 | 22.6 | 24 | 25.4 | 27.7 | 29.3 | 25.1 | 21.5 | 25.3 | 25.7 | 25.8 | 26.2 | 26.6 | 26.8 | 27.9 | 22.7 | 26.3 | 28.4 | 29 | 26.5 | 28.2 | 22.4 | 25.8 | 25.8 | 24.2 | 27 | 23.5 | 26 | 24.5 | 25.9 | 18.1 | 25.5 | 25.1 | 28.7 | 26.8 | 26.5 | 27.7 | 29.1 | 0
4900 | 24.8 | 28.6 | 23.1 | 23.7 | 28.2 | 21.2 | 21.3 | 24.7 | 26.3 | 27.5 | 26.5 | 27.9 | 28.5 | 26 | 22 | 25.8 | 25.2 | 28.2 | 26 | 27.3 | 28.4 | 23.7 | 22.5 | 24.1 | 25.2 | 27.2 | 28.9 | 25 | 21.4 | 24.8 | 25.4 | 25.8 | 26.1 | 26.4 | 26.8 | 27.9 | 22.6 | 25.8 | 28.4 | 29.1 | 26.5 | 28 | 22.5 | 25.8 | 25.5 | 23.8 | 26.5 | 23.4 | 26.1 | 24.4 | 25.2 | 17.4 | 25.6 | 24.8 | 28.7 | 27 | 26.1 | 27.7 | 28.7 | 0
4901 | 24.9 | 28.6 | 23 | 25.4 | 28.2 | 21.1 | 21 | 24.3 | 26.3 | 26.6 | 27.6 | 27.6 | 28.6 | 25.7 | 22 | 25.8 | 25 | 28.2 | 26.6 | 28.4 | 28.4 | 23.7 | 23 | 26 | 25 | 27 | 28.4 | 26 | 22 | 26 | 26.4 | 25.4 | 25.7 | 26.2 | 26.8 | 27.9 | 22.4 | 25.9 | 28.4 | 29.1 | 25.8 | 27 | 22.6 | 25.8 | 25.2 | 25.8 | 27.6 | 23.8 | 25.4 | 24.4 | 28.2 | 17.6 | 26.6 | 26.7 | 28 | 26.8 | 26.1 | 27.6 | 28.6 | 0
4902 | 25.4 | 28.5 | 22.7 | 25 | 28.2 | 20.7 | 20.9 | 24.3 | 26 | 26.3 | 27.7 | 28 | 28.7 | 25.7 | 22 | 25.8 | 24.9 | 28.2 | 27.8 | 28.9 | 28 | 23.6 | 23.2 | 26.4 | 24.9 | 26.7 | 28.1 | 26.2 | 22.6 | 26.5 | 27.2 | 25.3 | 25.6 | 26.6 | 26.8 | 27.9 | 22.9 | 25.8 | 28.1 | 28.6 | 25.3 | 26.7 | 22.5 | 25.8 | 25.1 | 26.1 | 27.8 | 24.7 | 26.4 | 24.2 | 28.3 | 18.6 | 26.5 | 24.8 | 28 | 27.1 | 26 | 27.6 | 28.7 | 0
4903 | 25.4 | 28.5 | 23 | 25 | 28.4 | 20.7 | 20.8 | 24.7 | 26.1 | 26.3 | 28 | 28.6 | 28.8 | 26.2 | 21.8 | 26.2 | 25 | 28.2 | 28.7 | 29 | 28 | 24 | 23.7 | 26.4 | 25.4 | 26.7 | 27.9 | 26.4 | 23.6 | 27.4 | 28.2 | 25.6 | 25.7 | 27.4 | 26.8 | 27.9 | 23.7 | 25.8 | 28.1 | 28.6 | 24.5 | 26.6 | 23 | 25.9 | 25.2 | 26.5 | 28.4 | 25.6 | 27.9 | 24.5 | 29.1 | 19.6 | 27.1 | 24.8 | 28 | 27.5 | 26.5 | 27.6 | 29.3 | 0
4904 | 25.8 | 29.1 | 24.4 | 26 | 30.2 | 21 | 21.3 | 25.8 | 27.2 | 26 | 28.8 | 29.6 | 29.6 | 28 | 22.1 | 27.1 | 25.2 | 28.2 | 30.6 | 30 | 28.6 | 24.6 | 24.4 | 26.8 | 26.5 | 27.2 | 27.8 | 26.8 | 24.6 | 28.4 | 29.4 | 25.8 | 26.4 | 28 | 27 | 27.9 | 24.4 | 25.9 | 28.5 | 29.4 | 25.6 | 27.6 | 23.5 | 26.4 | 25.3 | 27 | 29.2 | 26.8 | 29.4 | 25 | 30 | 20.4 | 28 | 25.4 | 28.1 | 27.8 | 27.6 | 27.7 | 30.4 | 0
4905 | 28.1 | 30.7 | 25.8 | 27.2 | 31.2 | 22.3 | 22 | 27.5 | 28.1 | 27.1 | 29.7 | 30.7 | 30.3 | 30 | 23.8 | 28.8 | 25.6 | 29.4 | 31.2 | 30.5 | 30.1 | 24.8 | 25.3 | 26.2 | 28.2 | 27.3 | 28.2 | 27.4 | 25.7 | 29.3 | 30.5 | 26.3 | 28 | 29 | 28.7 | 28.3 | 25.2 | 24.3 | 30.2 | 30.3 | 24.6 | 28.4 | 24.6 | 27.8 | 27.2 | 27.4 | 30 | 27.5 | 30.7 | 26.1 | 31.6 | 20.6 | 29.1 | 27.3 | 29.4 | 28.5 | 29 | 28.3 | 31.9 | 0
4906 | 28.7 | 31.7 | 26.1 | 28.7 | 31.6 | 23.4 | 23.1 | 29.5 | 27.4 | 28.6 | 31.1 | 32.1 | 31.6 | 31.5 | 24.2 | 29.8 | 26.1 | 29.9 | 32.4 | 32 | 30.8 | 26.3 | 26.2 | 25.6 | 29.4 | 28.9 | 28.2 | 28.2 | 26.6 | 30.1 | 31.6 | 27.7 | 29 | 29.9 | 28.7 | 28.4 | 25.5 | 24.3 | 30.7 | 31 | 25.1 | 29.7 | 25.4 | 28.8 | 27.2 | 28 | 30.6 | 28.2 | 31.5 | 27.3 | 32.9 | 20.6 | 29.5 | 28.1 | 32.2 | 29.1 | 29.8 | 28.2 | 33.3 | 0
4907 | 29.4 | 33 | 27 | 29.6 | 32.6 | 24 | 24.7 | 29.7 | 27.6 | 27.6 | 32.6 | 33.4 | 32.4 | 33.1 | 25.3 | 30.9 | 26.6 | 32.4 | 32.6 | 33 | 30.5 | 27.1 | 27 | 24.6 | 30.3 | 31 | 27.2 | 29.2 | 27.4 | 30.6 | 32.4 | 28.8 | 30.2 | 31 | 29.8 | 28.6 | 25.8 | 24.3 | 31.8 | 31.3 | 25.9 | 30 | 26.4 | 29 | 26.5 | 28.6 | 31 | 28.4 | 32 | 28.2 | 34.4 | 20.2 | 29.2 | 27.9 | 32.6 | 30 | 30.4 | 28.6 | 34.6 | 0
4908 | 30.4 | 33.2 | 28.3 | 30.3 | 33.7 | 24.3 | 25.1 | 30.6 | 29 | 26.2 | 34.4 | 34.7 | 33.1 | 34.5 | 26.1 | 31.1 | 26.9 | 31.2 | 33.7 | 34.5 | 32.6 | 28.6 | 27.6 | 24.5 | 30.7 | 33 | 27.8 | 30.2 | 27.9 | 31 | 33 | 29.3 | 31.8 | 31.8 | 31 | 29.1 | 25.7 | 24.5 | 33.2 | 31.5 | 25.9 | 30.3 | 26.7 | 30.7 | 25.8 | 29.4 | 31.1 | 28.9 | 32.2 | 29.2 | 35.3 | 20.1 | 28 | 28.4 | 33.3 | 30.5 | 31.2 | 29.6 | 35.3 | 0
4909 | 29.9 | 33.4 | 28.5 | 30.3 | 33.7 | 24.5 | 26 | 30.4 | 31.1 | 28.9 | 35.8 | 35.2 | 32.7 | 33.5 | 25.4 | 31.8 | 27.3 | 31.4 | 33.7 | 34.5 | 33.9 | 29.8 | 28 | 24.3 | 31.2 | 35 | 29 | 31 | 28.3 | 31.2 | 33.1 | 29.9 | 32.4 | 32.7 | 31.6 | 28.3 | 25.7 | 24.5 | 34.2 | 32.7 | 26.1 | 29.8 | 27.1 | 31.1 | 25.8 | 30.3 | 31.2 | 29.1 | 32.5 | 29.9 | 36.3 | 20 | 26.8 | 29.6 | 34 | 30.9 | 31.2 | 29.6 | 35.6 | 0
4910 | 30.4 | 34.4 | 29.5 | 30.4 | 34 | 24.7 | 26 | 30.5 | 31.6 | 30.1 | 37 | 35.2 | 31.8 | 34.5 | 27.1 | 31 | 27.4 | 31.6 | 33.8 | 34 | 34.4 | 30.8 | 28 | 25 | 32 | 36.5 | 30.3 | 31.4 | 28.4 | 31.4 | 33 | 30.7 | 33.1 | 33 | 32.3 | 28.4 | 25.6 | 24.5 | 34.8 | 33.6 | 26.1 | 29.6 | 27 | 31.9 | 25.9 | 31 | 31.2 | 29.4 | 32.6 | 29.9 | 36.8 | 20.2 | 25.7 | 30.2 | 33.8 | 30.8 | 31.8 | 29.6 | 35.4 | 0
4911 | 30.9 | 34.6 | 29 | 30.3 | 34 | 24.2 | 26 | 30.5 | 30 | 31.6 | 37.3 | 34.2 | 29.9 | 33.9 | 23.4 | 31 | 27.5 | 32.4 | 32.2 | 31.7 | 34.4 | 30.9 | 27.7 | 25.1 | 32.6 | 37.1 | 31.2 | 31.4 | 28.4 | 31.4 | 32.4 | 31.2 | 33.8 | 33.2 | 31.8 | 28.4 | 25.8 | 24.5 | 35.3 | 33.6 | 26.3 | 29.1 | 27.3 | 31.3 | 26.1 | 31.3 | 31.1 | 29.1 | 32.7 | 30.5 | 37.4 | 20.1 | 25.6 | 29.6 | 35 | 30.7 | 31.5 | 28.9 | 35 | 0
4912 | 30.6 | 34.7 | 29.3 | 30.5 | 33.8 | 22.1 | 22.7 | 30.6 | 30.1 | 31.6 | 37.1 | 33 | 28.2 | 32.6 | 22.6 | 31.4 | 27.3 | 32.4 | 31 | 29.8 | 34.2 | 30.8 | 27.1 | 25.4 | 32.9 | 37.5 | 31.2 | 31 | 28 | 31.1 | 31.6 | 30.3 | 33.9 | 32.8 | 32.2 | 28.4 | 25.7 | 24.5 | 35.3 | 33.8 | 26.5 | 29.7 | 27.1 | 31.3 | 26.1 | 31.2 | 30.7 | 28.8 | 32.2 | 27.2 | 36.9 | 20 | 25.8 | 28.1 | 34.7 | 30 | 31.4 | 29 | 34.3 | 0
4913 | 30.6 | 34.6 | 29 | 30.4 | 30.8 | 22.4 | 23.6 | 30.3 | 30 | 31.5 | 36.2 | 31.6 | 26.6 | 31.5 | 22.6 | 30.9 | 27 | 32.4 | 29.2 | 28 | 33.8 | 28 | 26.4 | 25 | 32.5 | 37.2 | 31.2 | 30.4 | 27.4 | 30.6 | 30.6 | 29.5 | 33.2 | 32.2 | 32.3 | 28.4 | 25.6 | 24.5 | 35.2 | 33.7 | 26.7 | 30 | 27 | 31.3 | 26.1 | 30.6 | 29.8 | 28 | 31.4 | 26.1 | 36 | 19.4 | 26.5 | 26.7 | 33.3 | 29.4 | 32.1 | 28.8 | 33.6 | 0
4914 | 30.8 | 34.3 | 29.1 | 30.2 | 28.6 | 21.5 | 22.6 | 30 | 29 | 31.5 | 35.2 | 30.8 | 26.2 | 30.4 | 22.6 | 30.5 | 26.4 | 31.9 | 28.9 | 28.1 | 29 | 28.2 | 25.6 | 24.9 | 32.2 | 36.6 | 31.1 | 29.6 | 26.5 | 29.9 | 29.6 | 29 | 31.3 | 31.3 | 32.2 | 28.4 | 25.1 | 23 | 34.7 | 33.5 | 26.3 | 30.7 | 26.2 | 31.3 | 26.2 | 29.8 | 28.4 | 27.4 | 30.1 | 27 | 34 | 18.9 | 26.6 | 27.2 | 31.8 | 28.5 | 31.9 | 28.2 | 32.7 | 0
4915 | 30.5 | 33 | 28 | 29.2 | 28.7 | 21.2 | 22.5 | 29.1 | 28.3 | 30.6 | 34.2 | 30.3 | 26 | 29.8 | 22.8 | 30.1 | 25.8 | 31.6 | 28.3 | 28.4 | 28.1 | 28.2 | 24.9 | 24 | 31 | 35.2 | 31 | 29 | 25.6 | 29.1 | 28.5 | 27.4 | 29 | 30.6 | 31.2 | 28.4 | 24.8 | 23 | 33.7 | 32.4 | 26.3 | 30.1 | 25.5 | 30 | 25.9 | 28.9 | 26.7 | 26.5 | 28.9 | 27 | 32.2 | 18.2 | 26.5 | 26.7 | 31.3 | 28 | 31.2 | 28.2 | 31.8 | 0
4916 | 29.4 | 29.2 | 27 | 27.8 | 28.7 | 21 | 22.4 | 28.1 | 28 | 28.9 | 33.4 | 30.2 | 26.4 | 29.5 | 22.7 | 29.5 | 25.2 | 30.9 | 28.8 | 29.6 | 28 | 27.8 | 24.4 | 23.6 | 29.9 | 33.9 | 30.7 | 28.4 | 24.8 | 28.4 | 27.6 | 27.3 | 25.1 | 30 | 30.3 | 28.4 | 24.4 | 23 | 33 | 32.1 | 26.3 | 28.8 | 24.5 | 28.9 | 25.9 | 28.2 | 25 | 26 | 28 | 26.6 | 30.4 | 17.8 | 25.8 | 26.4 | 30.1 | 27.6 | 30.6 | 28.1 | 31 | 0
4917 | 29.4 | 28.2 | 27 | 25.9 | 28.7 | 20.6 | 22.3 | 27.3 | 27.7 | 28.6 | 32.7 | 30 | 26.4 | 29.5 | 22.4 | 29 | 24.9 | 30.5 | 28.2 | 29.5 | 27.8 | 27.3 | 24.2 | 22.8 | 28.7 | 32.8 | 30.1 | 28 | 24.3 | 28 | 26.7 | 26.8 | 25.4 | 29.8 | 29.8 | 28.4 | 24.4 | 23.2 | 31.8 | 31.5 | 26.2 | 26.2 | 24.1 | 28 | 25.9 | 27.7 | 23.9 | 25.3 | 27.7 | 25.9 | 29.8 | 17.4 | 25.4 | 26.1 | 29.7 | 27.7 | 30.2 | 28.1 | 30.5 | 0
4918 | 28.9 | 28 | 26 | 24.6 | 28.7 | 20.6 | 22 | 26.7 | 27.6 | 28.3 | 32.3 | 29.9 | 26.7 | 29.5 | 22.3 | 28.6 | 24.7 | 30.1 | 28.5 | 29.5 | 27.8 | 26.2 | 24.2 | 23.1 | 27.8 | 31.1 | 30.1 | 27.6 | 23.9 | 27.8 | 26.2 | 26.8 | 25.8 | 29.4 | 29.4 | 28.4 | 24.4 | 23.2 | 31.4 | 30.5 | 26.2 | 24.3 | 23.6 | 27.3 | 25.9 | 27.5 | 23.5 | 25.1 | 27.7 | 25.5 | 29.6 | 17.4 | 25.1 | 25.5 | 29.3 | 27.5 | 29.9 | 28.1 | 30.1 | 0
4919 | 28.6 | 27.8 | 25.2 | 24 | 28.7 | 20.5 | 21.6 | 26.4 | 27.4 | 28.1 | 31.8 | 29.4 | 26.8 | 25.6 | 21.7 | 28.2 | 24.8 | 29.9 | 28 | 28.6 | 27.8 | 25.8 | 24.2 | 23.6 | 27.4 | 30.1 | 30.1 | 27.2 | 23.6 | 27.8 | 25.8 | 26.6 | 26 | 29 | 29.2 | 28.4 | 24.4 | 23.1 | 31.3 | 29.8 | 26.2 | 23 | 23.6 | 26.8 | 25.6 | 27.4 | 24 | 24.8 | 27.8 | 25.4 | 30 | 17.4 | 25.6 | 25.4 | 29.1 | 27.4 | 29.2 | 28.1 | 30 | 0
4920 | 28.5 | 27.7 | 24.5 | 24.6 | 28.7 | 20.5 | 21.2 | 25.5 | 26.5 | 27.9 | 31.4 | 29.1 | 27.5 | 23 | 21.4 | 27.4 | 24.8 | 29.3 | 28.7 | 28.7 | 27.3 | 25 | 24.1 | 25.1 | 27 | 29.1 | 29.5 | 26.7 | 23.2 | 27.8 | 25.7 | 26.1 | 26 | 28.1 | 28.8 | 28.4 | 23.9 | 23.1 | 31.2 | 28.8 | 25.4 | 23.8 | 23.2 | 26 | 25.5 | 27.3 | 25 | 24.9 | 27.5 | 24.8 | 29.9 | 17.5 | 26.2 | 25.4 | 28.7 | 26.8 | 28.7 | 27.8 | 29.9 | 0
4921 | 28.1 | 27.7 | 23.9 | 25.6 | 28.7 | 20.5 | 21 | 25.3 | 26.3 | 27.6 | 30.6 | 28.5 | 28 | 23 | 21.4 | 27.1 | 25 | 29.3 | 28.5 | 28.4 | 27.3 | 24.8 | 23.9 | 26.1 | 26.6 | 28.1 | 29.3 | 26.3 | 22.7 | 27.5 | 25.7 | 26.1 | 25.7 | 27.2 | 28.6 | 28.4 | 23.4 | 23.1 | 30.8 | 28.8 | 25.3 | 25.2 | 23 | 25.6 | 25.4 | 27 | 26.1 | 24.6 | 26.9 | 24.6 | 29.8 | 17.3 | 26.9 | 25.3 | 28.6 | 26.3 | 28.3 | 27.8 | 29.9 | 0
4922 | 27.9 | 27.6 | 23.5 | 26.6 | 28.7 | 20.5 | 20.8 | 24.7 | 26.2 | 27.6 | 29.8 | 28.2 | 28.8 | 23 | 21.4 | 27 | 25 | 28.9 | 28.8 | 29 | 27.4 | 24.4 | 23.6 | 27 | 26.3 | 28.6 | 28.2 | 26 | 22.2 | 27 | 25.8 | 26.2 | 25.6 | 26.2 | 28.3 | 28.4 | 22.6 | 23.1 | 30.6 | 28.3 | 25.2 | 27.2 | 22.6 | 25.6 | 25.4 | 26.6 | 27 | 24.4 | 26 | 24.4 | 29 | 17.2 | 27.2 | 25.3 | 28.5 | 25.8 | 28.1 | 27.8 | 29.6 | 0
4923 | 27.3 | 27.3 | 23 | 26.7 | 28.7 | 20.5 | 20.6 | 24.3 | 26.1 | 27.6 | 28.8 | 27.8 | 28.9 | 23.1 | 21.4 | 27 | 25.1 | 28.7 | 27.6 | 28.7 | 27.4 | 23.9 | 23.3 | 26.7 | 26 | 27.1 | 26.4 | 25.9 | 21.8 | 26.4 | 25.8 | 26.2 | 25.3 | 25.8 | 28.1 | 28.4 | 22.2 | 22.8 | 30.2 | 27.8 | 25.1 | 27.8 | 22.6 | 25.4 | 25.6 | 26.1 | 27.4 | 23.9 | 25.3 | 24.3 | 28.6 | 16.9 | 27.3 | 25.3 | 28.1 | 26 | 27.5 | 27.8 | 29.3 | 0
4924 | 27 | 27.3 | 23 | 26.3 | 28.7 | 20.5 | 20.6 | 24 | 26.1 | 27.4 | 28.1 | 27.7 | 29 | 23.6 | 21.4 | 26.9 | 25 | 28.6 | 27.3 | 28.9 | 27.4 | 23.7 | 23 | 26.6 | 25.9 | 26.6 | 26.2 | 25.9 | 21.7 | 26 | 26 | 26.3 | 25.3 | 25.7 | 27.8 | 28.3 | 22 | 22.7 | 29.8 | 27.8 | 25 | 28 | 22.4 | 25.3 | 25.6 | 25.9 | 27.5 | 23.7 | 24.9 | 24.3 | 28.1 | 17.1 | 26.8 | 25 | 27.9 | 26.2 | 27.2 | 27.7 | 28.8 | 0
4925 | 26.9 | 27.2 | 22.9 | 24.4 | 28.7 | 20.5 | 20.5 | 23.7 | 26.1 | 27.4 | 27.8 | 28 | 27 | 23.8 | 21.4 | 26.6 | 24.4 | 28.4 | 27.2 | 27.6 | 27.4 | 23.6 | 23.4 | 22.4 | 25.7 | 26.5 | 25.7 | 25.2 | 22.6 | 25.6 | 26.6 | 26.3 | 25 | 26.8 | 27.8 | 28.3 | 24 | 22.7 | 29.6 | 27.3 | 25 | 24.4 | 22.2 | 25.2 | 25.6 | 25.4 | 25.2 | 24.6 | 27.2 | 24.3 | 27.8 | 17 | 25.8 | 24.9 | 27.8 | 26.8 | 27.1 | 27.7 | 26.4 | 0
4926 | 26.9 | 27.2 | 22.5 | 24.2 | 28.7 | 20.5 | 20.2 | 23.2 | 26.1 | 27.4 | 27.5 | 28.3 | 27.3 | 24.3 | 21.4 | 26.4 | 24.8 | 28.3 | 28.3 | 27.7 | 27.1 | 23.5 | 24.2 | 22.9 | 25.6 | 26.2 | 25.7 | 25.3 | 23.6 | 25.9 | 27.3 | 26.3 | 24.7 | 27 | 27.7 | 28.2 | 24.2 | 23 | 29.2 | 27.3 | 24.8 | 24.4 | 22.9 | 25.3 | 25.6 | 25.4 | 25.9 | 24.7 | 27.9 | 24 | 28.6 | 18.3 | 25.6 | 24.7 | 27.4 | 26.8 | 26.7 | 27.2 | 26.5 | 0
4927 | 26.9 | 27.6 | 22.5 | 24.4 | 28.8 | 20.5 | 20.2 | 23.7 | 26.6 | 27.6 | 27.7 | 29 | 27.9 | 24.6 | 21.4 | 27.2 | 25.1 | 28.3 | 29.5 | 28.4 | 27.2 | 23.5 | 25.2 | 23.4 | 26.3 | 26.1 | 25.8 | 25.3 | 24.9 | 26.4 | 27.9 | 26.4 | 24.6 | 27.7 | 27.8 | 28.2 | 24 | 23.5 | 29.2 | 27.4 | 24.8 | 24.5 | 23.8 | 25.3 | 25.6 | 25.7 | 27.2 | 25.4 | 28.8 | 24.2 | 29.7 | 19.9 | 25.6 | 24.7 | 27.5 | 26.9 | 27.1 | 27.3 | 27.1 | 0
4928 | 26.9 | 28.4 | 23 | 25.2 | 28.9 | 21.3 | 20.9 | 25.1 | 28.3 | 28.1 | 28.5 | 30 | 28.4 | 25.7 | 21.5 | 28.5 | 25.4 | 29.4 | 30.8 | 29 | 27.9 | 23.8 | 26.4 | 24.1 | 27.8 | 27 | 26.7 | 25.8 | 26.4 | 27.2 | 28.2 | 27.1 | 25.3 | 28.6 | 27.9 | 28.1 | 24 | 24.3 | 29.2 | 27.8 | 24.7 | 24.6 | 24.8 | 25.3 | 25.6 | 26.2 | 28.4 | 26.2 | 29.8 | 25 | 31.4 | 21.4 | 25.6 | 25.2 | 28.2 | 27.2 | 27.7 | 27.3 | 28.4 | 0
4929 | 27.8 | 30.2 | 24.8 | 26.5 | 29.2 | 22 | 21.3 | 27.2 | 31 | 29.8 | 29.6 | 31.5 | 29.1 | 27 | 22.2 | 30.2 | 25.5 | 31.3 | 31.6 | 29.9 | 29.8 | 24.4 | 27.2 | 24.5 | 29.1 | 27.6 | 28.5 | 26 | 27.6 | 28.1 | 28.7 | 29.4 | 26.8 | 29.6 | 29.5 | 27.8 | 23.8 | 25.5 | 30 | 29.5 | 24.9 | 24.8 | 25.5 | 27.7 | 27.4 | 26.8 | 29.5 | 27.5 | 30.5 | 25.6 | 32.6 | 22.3 | 25.9 | 23.5 | 29.9 | 27.5 | 28.7 | 27.2 | 29.5 | 0
4930 | 28.1 | 30.2 | 25.7 | 27.7 | 30.6 | 22.7 | 22 | 28.2 | 31.5 | 30.5 | 30.9 | 33.1 | 29.8 | 28 | 22.5 | 30.8 | 25.8 | 31.4 | 32.2 | 30.4 | 31 | 24.5 | 27.9 | 25.1 | 30.3 | 29.1 | 28.8 | 26.7 | 28.6 | 29.2 | 29 | 29.9 | 27.4 | 30.4 | 30.1 | 27.8 | 24 | 26.5 | 30.2 | 30.6 | 25 | 25 | 26.1 | 29 | 27.4 | 27.4 | 30.1 | 28.4 | 31 | 27.3 | 33.7 | 22.2 | 26.1 | 23.4 | 31.2 | 28 | 29.3 | 27.1 | 30.6 | 0
4931 | 28.5 | 31.5 | 28.4 | 28.4 | 30.7 | 22.9 | 22.9 | 29.1 | 31.6 | 31 | 32.5 | 34.8 | 30.8 | 28.5 | 23.4 | 31.6 | 26.2 | 31.4 | 32.4 | 31 | 32.3 | 26 | 28.2 | 25.6 | 31 | 31.1 | 29.4 | 27 | 29.2 | 30 | 29.8 | 30.7 | 28.5 | 31.2 | 31.4 | 28.7 | 24.4 | 27.9 | 30.5 | 32 | 25.5 | 25.4 | 26.4 | 30 | 25.8 | 28 | 30.6 | 29.2 | 31.2 | 28.3 | 34.4 | 21.6 | 26.6 | 23.2 | 31.8 | 28.4 | 30.7 | 27.4 | 31.2 | 0
4932 | 30.1 | 33.2 | 29.5 | 28.2 | 31.6 | 24 | 23.7 | 29.5 | 32.6 | 32.5 | 34.2 | 36 | 31.7 | 29 | 24.3 | 32.5 | 26.9 | 32.3 | 32.7 | 31.1 | 33 | 26.4 | 28.6 | 26.4 | 32.3 | 33.1 | 30.6 | 27.8 | 29.7 | 30.7 | 30.4 | 31.4 | 29.6 | 31.8 | 32.7 | 29.3 | 25.3 | 28.6 | 31 | 32.8 | 25.4 | 25.7 | 26.9 | 31.4 | 25.5 | 28.6 | 30.8 | 29.2 | 31.4 | 29.1 | 35.4 | 20.7 | 26.9 | 22.9 | 34.7 | 28.9 | 32 | 27.9 | 31.8 | 0
4933 | 31 | 34.2 | 29.7 | 27.3 | 32.2 | 24.9 | 24.5 | 30.8 | 32.7 | 32.8 | 35.8 | 36.7 | 32.8 | 29 | 25.4 | 31.7 | 27.5 | 32.9 | 32.8 | 31.4 | 34.1 | 29 | 28.8 | 27 | 33.1 | 34.1 | 31.1 | 28.1 | 30.1 | 31 | 31.2 | 31.1 | 30.1 | 32.5 | 33.4 | 29.5 | 25.9 | 29.3 | 31.5 | 33 | 25.9 | 26.2 | 27.1 | 31.8 | 25.4 | 29.1 | 31.4 | 28.9 | 31.5 | 29.8 | 35.9 | 20.2 | 27.4 | 23 | 35.5 | 29.2 | 32.6 | 28.7 | 31.9 | 0
4934 | 31.1 | 34.4 | 30.1 | 26 | 32.4 | 22.5 | 24.3 | 31.3 | 32.6 | 33.2 | 37.2 | 36.6 | 33.6 | 28 | 26.4 | 32.7 | 28 | 33.9 | 33 | 31.6 | 34.4 | 28.5 | 29 | 27.6 | 33.9 | 35.3 | 31.3 | 28.4 | 30.4 | 31 | 31.4 | 31.9 | 30.1 | 33.2 | 33.5 | 29.5 | 26.4 | 29 | 32.4 | 33.5 | 26 | 26.6 | 27.4 | 31.6 | 25.8 | 29.6 | 32 | 28.3 | 31.8 | 30.5 | 36.5 | 20.2 | 27.6 | 23.1 | 35.4 | 29.4 | 33.5 | 29.2 | 32 | 0
4935 | 31.1 | 34.3 | 30.1 | 24.8 | 32.2 | 22.3 | 23.3 | 31.6 | 31.1 | 32.8 | 37.9 | 35.9 | 34.4 | 27.6 | 26.4 | 33 | 28.1 | 34.4 | 32.8 | 32.2 | 34.9 | 28 | 28.7 | 27.6 | 34.3 | 36.1 | 31.9 | 27.9 | 30.4 | 30.7 | 31.4 | 31.2 | 30.3 | 33.8 | 33.4 | 29.4 | 26 | 28 | 32.9 | 33.5 | 25.3 | 27.1 | 27.1 | 32.4 | 26.4 | 29.9 | 32.8 | 27.9 | 31.9 | 29.8 | 36.2 | 20.7 | 27.9 | 23.7 | 34.6 | 29.3 | 34.1 | 28.6 | 31.7 | 0
4936 | 31.2 | 33.4 | 29.2 | 24.1 | 34.7 | 23.7 | 22.2 | 31.8 | 31.1 | 32.3 | 38 | 34.8 | 34.6 | 27.9 | 25.9 | 30 | 27.8 | 34.4 | 32.5 | 32.3 | 34.9 | 28.7 | 28 | 27.3 | 34.4 | 36.6 | 26 | 27.5 | 30 | 30.4 | 30.5 | 31 | 30.6 | 34 | 33.8 | 29.3 | 25.5 | 28.2 | 33 | 33.5 | 24.5 | 27.3 | 26.7 | 32.4 | 26.4 | 29.9 | 32.9 | 27.5 | 31.9 | 30.5 | 35.7 | 21 | 27.6 | 24.6 | 33.9 | 28.9 | 34.1 | 29.1 | 31.6 | 0
4937 | 32.7 | 29 | 27 | 24 | 30.5 | 21.7 | 21.3 | 31.5 | 31.1 | 31.8 | 37.4 | 33.6 | 34.6 | 28.2 | 24.1 | 27.5 | 27.2 | 33.9 | 31.8 | 32.4 | 34.8 | 27.7 | 26.8 | 26.6 | 34.4 | 37.1 | 26 | 26.6 | 29.2 | 30 | 29.4 | 30.6 | 31.1 | 33.8 | 33.8 | 29.3 | 24.8 | 25.8 | 32.8 | 33.5 | 24.9 | 27.4 | 25.8 | 31.4 | 26.4 | 29.6 | 32.4 | 27.4 | 31.6 | 29.5 | 34.4 | 21 | 27.2 | 25.2 | 32.6 | 28.2 | 33.9 | 29.1 | 31.2 | 0
4938 | 32.5 | 29.9 | 26.5 | 24.2 | 30.4 | 20.9 | 20 | 30.7 | 30.6 | 30.8 | 36.4 | 32.4 | 34.1 | 28 | 24 | 26.9 | 26.6 | 33.4 | 31.2 | 31.8 | 33.8 | 27.5 | 25.5 | 26 | 33.9 | 36.6 | 26 | 26.1 | 28.2 | 29.7 | 27.9 | 29.9 | 31.1 | 33 | 33.8 | 29.1 | 24.6 | 25.3 | 32.5 | 32.9 | 25.3 | 27.2 | 25 | 30.7 | 26.7 | 28.9 | 30.8 | 27 | 31.1 | 28.9 | 33.2 | 20.3 | 26.3 | 24.6 | 31.9 | 27.4 | 32.7 | 29.2 | 31.1 | 0
4939 | 31.8 | 30.3 | 25.5 | 24.4 | 30.2 | 20.8 | 20.1 | 29.8 | 29.5 | 30.4 | 35.1 | 31.6 | 33.6 | 27.4 | 23.4 | 27.1 | 26 | 32.4 | 30.6 | 31.2 | 33.3 | 27.5 | 24.1 | 25.4 | 32.5 | 35.6 | 26 | 25.3 | 27 | 29.4 | 26.9 | 29.7 | 30.5 | 32 | 32.1 | 28.9 | 24.6 | 25.3 | 32 | 32 | 24.9 | 26.9 | 24.2 | 30 | 26.8 | 28 | 29 | 26.5 | 30.3 | 28.3 | 31.8 | 19.2 | 25.7 | 24.3 | 30.8 | 26.7 | 31.6 | 28.7 | 30.6 | 0
4940 | 31.1 | 28.8 | 25 | 24.4 | 29.6 | 20.7 | 19.9 | 28.7 | 28.7 | 29.3 | 34 | 31 | 33 | 27 | 23.1 | 26.7 | 25.6 | 31.9 | 30.2 | 30.4 | 32.2 | 27.5 | 23.2 | 25 | 30.8 | 34.1 | 26 | 25 | 26 | 29 | 26.2 | 29.4 | 27.8 | 30.8 | 31.1 | 28.8 | 25 | 25.3 | 31.5 | 30.5 | 25.4 | 26.4 | 23.8 | 29.1 | 26.7 | 27 | 27.2 | 25.8 | 29.6 | 27.7 | 31 | 18 | 25.2 | 24.1 | 30.1 | 26.2 | 30.8 | 28.5 | 30.2 | 0
4941 | 30.1 | 28.2 | 24.5 | 24.2 | 29.5 | 20.4 | 19.8 | 28 | 28.4 | 28.9 | 33.1 | 30.7 | 32.7 | 26.5 | 22.9 | 26.6 | 25.3 | 31.4 | 29.8 | 30.2 | 31.4 | 27.4 | 22.7 | 24.5 | 29.1 | 33.1 | 26 | 24.4 | 25.2 | 28.5 | 26.3 | 28.9 | 27.7 | 29.9 | 29.9 | 28.3 | 25.1 | 25.5 | 31 | 29.5 | 25.4 | 26.1 | 23.5 | 28.4 | 26.5 | 26.2 | 26.2 | 25.3 | 28.9 | 27 | 30.3 | 17.3 | 25.4 | 24.1 | 29.9 | 26 | 30.3 | 28.4 | 29.5 | 0
4942 | 29.6 | 28.2 | 24.2 | 23.8 | 29.2 | 20.4 | 19.8 | 27.5 | 28.1 | 28.7 | 32.7 | 30.3 | 32.1 | 26.5 | 22.6 | 26.7 | 25.2 | 30.9 | 29.7 | 29.9 | 30.8 | 27.2 | 22.8 | 24.2 | 28.5 | 31.6 | 26 | 24.4 | 24.8 | 28 | 26.3 | 28.6 | 27.7 | 29.3 | 29.8 | 28.3 | 25.2 | 25.5 | 30 | 29.2 | 25.4 | 25.7 | 23.5 | 27.8 | 26 | 25.7 | 25.8 | 24.7 | 28.5 | 26.7 | 30.4 | 17.2 | 25.8 | 24.1 | 29.6 | 26.1 | 29.7 | 28.1 | 29.2 | 0
4943 | 29.1 | 28.2 | 24.1 | 23.6 | 29 | 20.4 | 19.5 | 26.7 | 28 | 28.4 | 32.4 | 30 | 31.4 | 26.5 | 22.5 | 26.6 | 25 | 30.5 | 29.4 | 30 | 30.4 | 27.1 | 23.2 | 23.8 | 27.8 | 30.2 | 26 | 24.4 | 24.4 | 27.4 | 26.4 | 28.4 | 27.7 | 29 | 29.1 | 28.4 | 24.8 | 24.5 | 30 | 29 | 25.4 | 25.4 | 23.5 | 27.3 | 26 | 25.6 | 26 | 24.4 | 28.2 | 26.5 | 30.4 | 17.4 | 26.4 | 23.9 | 29.4 | 26.4 | 29.2 | 28.1 | 29 | 0
4944 | 28.6 | 28.2 | 23.6 | 23.6 | 28.6 | 20.4 | 19.3 | 26.1 | 27.6 | 27.8 | 32.2 | 29.5 | 30.2 | 27 | 22.2 | 26.2 | 24.9 | 29.9 | 29.1 | 29.6 | 29.8 | 25.1 | 23.7 | 23.6 | 27.5 | 29.1 | 26 | 25.2 | 24.1 | 27 | 25.9 | 27.9 | 27.2 | 28.8 | 27.9 | 28.4 | 24.6 | 24.4 | 30.3 | 28.6 | 25.4 | 25 | 23.6 | 26.4 | 26 | 25.8 | 26.1 | 24.1 | 28.1 | 26 | 30.8 | 17.6 | 26.6 | 23.9 | 28.9 | 26.8 | 29.1 | 27.9 | 29.3 | 0
4945 | 28.1 | 28.2 | 23.4 | 24 | 28.6 | 20.4 | 19.1 | 26 | 27.6 | 27.8 | 31.6 | 28.9 | 29 | 27 | 22.2 | 26 | 24.6 | 29.9 | 28.4 | 29.2 | 29.8 | 24.9 | 23.9 | 23.1 | 27.1 | 28.6 | 26 | 25.6 | 23.6 | 26.5 | 25.5 | 27.8 | 26.7 | 28.5 | 27.6 | 27.8 | 24.3 | 24.3 | 30.5 | 28 | 25.4 | 24.7 | 23.3 | 26.2 | 26 | 25.9 | 26 | 24.2 | 27.9 | 25.7 | 30.5 | 17.5 | 26.7 | 23.9 | 28.8 | 27.1 | 29 | 27.8 | 29.2 | 0
4946 | 27.8 | 28.2 | 23 | 24.4 | 28.6 | 20.4 | 18.9 | 25.7 | 27.4 | 27.7 | 30.8 | 28.4 | 27.8 | 26.6 | 22.2 | 26 | 24.4 | 29.9 | 27.8 | 28.4 | 29.7 | 24.5 | 23.8 | 22.8 | 26.6 | 27.6 | 26 | 26.2 | 23 | 26.2 | 25 | 27.5 | 26.2 | 28 | 27.4 | 27.9 | 24.2 | 24.1 | 30.1 | 28 | 25.4 | 24.4 | 23 | 26 | 26 | 26 | 25.5 | 24.2 | 27.6 | 25.3 | 30 | 17 | 26.4 | 23.9 | 28.7 | 27.2 | 28.7 | 27.8 | 29 | 0
4947 | 27.6 | 28.4 | 22.7 | 24.7 | 27.6 | 20.4 | 18.9 | 25.3 | 27.1 | 27.3 | 29.7 | 28.1 | 27.1 | 26.6 | 21.9 | 25.9 | 24.2 | 29.9 | 27.1 | 28 | 29.6 | 24.3 | 23.4 | 22.4 | 26.5 | 27.1 | 26 | 26 | 22.4 | 25.9 | 25.2 | 27.4 | 25.9 | 27.4 | 27 | 28 | 24 | 23.7 | 29.9 | 27.5 | 25.4 | 24.3 | 22.4 | 25.3 | 26.1 | 25.8 | 25.1 | 24.4 | 27.2 | 25.3 | 28.9 | 16.5 | 26.2 | 23.8 | 28.6 | 27.1 | 28.4 | 27.8 | 28.1 | 0
4948 | 27.1 | 28.3 | 22.9 | 24.6 | 26.6 | 20.4 | 18.8 | 24.7 | 27.1 | 27.4 | 28.6 | 27.9 | 26.8 | 26.5 | 21.9 | 24.2 | 24.2 | 29.4 | 26.9 | 27.5 | 29.5 | 23.8 | 23.3 | 22.3 | 26.5 | 26.6 | 26 | 25.8 | 22.3 | 25.7 | 25.7 | 27.4 | 25.6 | 27 | 26.8 | 28.1 | 24.1 | 23.1 | 29.8 | 27.1 | 25.3 | 24.3 | 22.2 | 25.3 | 26.1 | 25.6 | 24.8 | 24.4 | 27.1 | 24.7 | 28.2 | 16.4 | 25.9 | 23.7 | 28.3 | 27 | 28.2 | 27.8 | 27.2 | 0
4949 | 27.1 | 28.2 | 23.1 | 23.6 | 26.6 | 20 | 19 | 24.5 | 27.1 | 27.6 | 28.4 | 29 | 29 | 26.5 | 21.9 | 24.2 | 24.8 | 29.3 | 27.4 | 27 | 29.2 | 23.8 | 23 | 22.8 | 25.9 | 26.6 | 25.6 | 24.6 | 23 | 25.8 | 25.8 | 27.4 | 25.5 | 27.2 | 26.4 | 28.1 | 24 | 23.2 | 29.5 | 27 | 25.2 | 25.4 | 21.8 | 25.2 | 25.7 | 25 | 25 | 23.8 | 27.4 | 24.7 | 27.8 | 17.4 | 26 | 23.4 | 28.3 | 26.4 | 27.9 | 27.7 | 24.6 | 0
4950 | 26.3 | 28.2 | 23.4 | 23.7 | 26.7 | 19.9 | 19.1 | 24.3 | 27 | 27.7 | 26.9 | 29.6 | 28.6 | 26.2 | 21.7 | 24.1 | 25.2 | 28.9 | 27.4 | 27.6 | 28.9 | 23.7 | 23.9 | 23.3 | 25.9 | 26.6 | 25.6 | 25.4 | 23.8 | 26.2 | 25.6 | 27.4 | 25.5 | 27.1 | 26.1 | 28.2 | 24 | 23.1 | 29 | 27 | 25.1 | 25.5 | 21.9 | 25.2 | 25.6 | 25.6 | 25.4 | 24.2 | 27.9 | 24.9 | 28.4 | 18.8 | 26.1 | 23.4 | 28 | 26.8 | 27.6 | 27.7 | 24.8 | 0
4951 | 25.2 | 28.2 | 23.6 | 23.9 | 27.2 | 20.2 | 19.2 | 24.3 | 27.4 | 27.7 | 26.7 | 30.3 | 29.6 | 26.2 | 21.7 | 24.2 | 25.7 | 28.9 | 27.5 | 28.6 | 29 | 23.7 | 24.6 | 23.8 | 26.5 | 26.6 | 25.2 | 25.9 | 24.8 | 27.1 | 26 | 27.9 | 25.5 | 27.4 | 26.3 | 28.2 | 24.4 | 23.2 | 29 | 27.2 | 24.9 | 25.3 | 22.6 | 25.2 | 25.5 | 25.9 | 26.6 | 24.5 | 28.9 | 24.8 | 29.9 | 19.8 | 26.5 | 23.5 | 28 | 27.5 | 27.6 | 27.7 | 25.3 | 0
4952 | 25.6 | 28.4 | 24 | 24.2 | 28.2 | 20.6 | 19.3 | 26.3 | 29.2 | 27.9 | 29 | 31.3 | 30.4 | 27 | 21.7 | 25.1 | 26 | 28.9 | 27.8 | 30.4 | 29.8 | 23.8 | 25.6 | 25 | 28.4 | 27.1 | 24.5 | 26.6 | 26 | 28 | 26.6 | 28.4 | 26.3 | 27.8 | 27.4 | 28.2 | 25 | 24.5 | 29.6 | 28.7 | 24.8 | 25.4 | 23.5 | 25.5 | 25.5 | 26.2 | 27 | 25 | 29.8 | 25.5 | 32 | 20.6 | 27.2 | 24.3 | 28.5 | 28 | 28.3 | 27.7 | 25.4 | 0
4953 | 27.3 | 30.3 | 25.1 | 24.7 | 30.4 | 21.8 | 19.7 | 27.3 | 31.5 | 29.3 | 32.5 | 32.1 | 32.4 | 29.3 | 23 | 27.8 | 26.3 | 30.1 | 28.3 | 31.7 | 31.6 | 25 | 26.3 | 25.9 | 29.9 | 28.1 | 24.5 | 26.7 | 26.8 | 29.2 | 27.9 | 30.9 | 27.8 | 28.7 | 28.6 | 27.7 | 26.1 | 27 | 31.4 | 31 | 25.6 | 25.4 | 24.8 | 27.6 | 28 | 25.9 | 28.4 | 25 | 30.8 | 26.8 | 33.9 | 20.1 | 28.2 | 25.7 | 30.3 | 28.6 | 28.7 | 28.3 | 26 | 0
4954 | 27.3 | 30.4 | 26 | 25.4 | 31 | 22.3 | 20.1 | 28.6 | 32 | 30.1 | 36.4 | 32.9 | 33.4 | 30.4 | 23.4 | 29 | 26.3 | 31.1 | 29.1 | 33.1 | 32.6 | 25.6 | 27.4 | 27.3 | 30.8 | 29.6 | 24.5 | 27 | 27.5 | 30.1 | 29.2 | 31.4 | 28.6 | 29.8 | 29.8 | 27.8 | 27 | 28.3 | 31.8 | 32.2 | 26 | 26.1 | 25.9 | 28.3 | 27 | 25.7 | 28.8 | 25.1 | 31.4 | 28 | 35 | 19.2 | 29.2 | 27.9 | 31.7 | 28.9 | 29.5 | 28.7 | 26.5 | 0
4955 | 28.3 | 31.8 | 27.4 | 26.4 | 31.2 | 23.5 | 21.2 | 29.4 | 33 | 28.8 | 38.8 | 33.5 | 35 | 31.1 | 24.3 | 30.1 | 26.4 | 31.6 | 30 | 33.8 | 33.7 | 27.4 | 28.4 | 28.2 | 31.7 | 31.6 | 25 | 27 | 27.8 | 31 | 30.4 | 32.3 | 29.6 | 31 | 30.5 | 28.4 | 27.8 | 29.2 | 32.4 | 33.5 | 26.5 | 27 | 26.8 | 29.3 | 26.9 | 25.4 | 29.8 | 24.9 | 32 | 28.5 | 35.4 | 18 | 30 | 28.2 | 33.3 | 29.2 | 31 | 29.2 | 27.4 | 0
4956 | 29.3 | 33.8 | 28.9 | 27.5 | 31.2 | 23.1 | 22.5 | 30.4 | 34 | 26.2 | 39.5 | 34.2 | 35.5 | 32.3 | 25.8 | 31.1 | 26.4 | 32 | 31 | 34.7 | 34.5 | 27.5 | 29.8 | 29.3 | 33.3 | 33 | 25 | 27.4 | 28.2 | 31.4 | 30.9 | 32.3 | 30 | 31.9 | 31.5 | 26.3 | 27.9 | 29.8 | 33.4 | 33.7 | 26.3 | 28.3 | 27.2 | 31.2 | 27.1 | 25.7 | 29.6 | 25 | 32.2 | 29.3 | 35.3 | 17.6 | 30.3 | 28.2 | 34 | 29 | 31.4 | 29.9 | 27.9 | 0
4957 | 29.4 | 34.7 | 28.6 | 28.4 | 31.4 | 23.4 | 22.7 | 31.8 | 34 | 26.2 | 38.3 | 34.5 | 37 | 33.3 | 25.2 | 31.4 | 26.8 | 32.1 | 32 | 35.1 | 34.8 | 29.2 | 30.4 | 29.4 | 34.3 | 33.9 | 25 | 27.4 | 28.4 | 31.8 | 31.1 | 32.5 | 31 | 32.6 | 32.5 | 26.8 | 27.8 | 30.5 | 33.9 | 34.2 | 26.7 | 29.3 | 27.5 | 31.6 | 27.1 | 25.9 | 30.3 | 24.8 | 32.7 | 28.8 | 35.4 | 17.6 | 30.2 | 28.2 | 34.1 | 28.9 | 32.5 | 29.9 | 28.5 | 0
4958 | 29.4 | 34.8 | 28.7 | 29 | 31.7 | 23.5 | 23.8 | 32.4 | 34.5 | 27.6 | 36.8 | 34.6 | 38 | 33.8 | 24.5 | 31.8 | 27.1 | 32.6 | 32.6 | 35.6 | 35.6 | 30 | 30.4 | 29.2 | 34.4 | 36.4 | 25.2 | 27.6 | 28.6 | 31.8 | 30.6 | 31.8 | 32.5 | 32.8 | 33.1 | 27.3 | 27.4 | 30.3 | 33.9 | 34.5 | 27.5 | 29.8 | 27.4 | 32.1 | 27.1 | 26.4 | 30.4 | 24.8 | 33 | 29 | 35.8 | 18.4 | 29.6 | 28.7 | 34.3 | 28.6 | 33.6 | 30 | 28.6 | 0
4959 | 29.6 | 34.8 | 28.6 | 29 | 32.7 | 23 | 23.7 | 32.3 | 34 | 29.7 | 35.7 | 33.9 | 39.7 | 34.5 | 24 | 29.1 | 27.6 | 33.1 | 32.8 | 35.5 | 36 | 29.5 | 29.1 | 27.9 | 34.9 | 37.1 | 25.4 | 27.1 | 28.5 | 31.8 | 30.1 | 31.9 | 32.7 | 32.9 | 33.1 | 27.5 | 27.3 | 31.5 | 34.5 | 34.5 | 27.5 | 29.3 | 27.3 | 32.3 | 27.3 | 26.2 | 31.7 | 24.4 | 33.5 | 29 | 36.6 | 18.8 | 29 | 29 | 34.6 | 28.5 | 33.7 | 29.7 | 28.9 | 0
4960 | 29.4 | 35.4 | 28.6 | 28.4 | 32.7 | 22.9 | 22.7 | 32.8 | 33.9 | 29.8 | 36.1 | 32.7 | 39.5 | 35.3 | 25.1 | 31.2 | 27.8 | 33.1 | 32.7 | 35.4 | 35.9 | 30 | 27.5 | 26.7 | 35.2 | 37.3 | 25.5 | 26.7 | 28.2 | 31.5 | 29.5 | 32.3 | 33 | 32.5 | 33.3 | 27.6 | 27.1 | 31.7 | 34.5 | 34.4 | 27.4 | 28.6 | 27 | 31.8 | 26.7 | 26.1 | 31.9 | 24.1 | 33.6 | 28.8 | 37.1 | 19.2 | 28.3 | 28.6 | 34.1 | 28.3 | 33.2 | 29.3 | 28.7 | 0
4961 | 29.4 | 32.6 | 26.4 | 27.4 | 29.8 | 22.5 | 22.9 | 32.8 | 33.2 | 30 | 37.2 | 31 | 38.2 | 34.4 | 25.5 | 31.9 | 27.8 | 33 | 32.2 | 34.6 | 36.1 | 25 | 25.6 | 25.4 | 35 | 37.5 | 26 | 26 | 27.4 | 31 | 29.2 | 31.5 | 30.8 | 32.2 | 33.7 | 27.6 | 27.2 | 31.6 | 34.5 | 34.3 | 25.7 | 27.4 | 26.6 | 31.5 | 26.3 | 25.5 | 32.4 | 23.6 | 33.4 | 28.8 | 36.8 | 18.8 | 28 | 27.6 | 33.5 | 28.2 | 29.8 | 28.7 | 28.6 | 0
4962 | 28.8 | 34.3 | 26.4 | 26.2 | 29.2 | 21.9 | 21.7 | 32.5 | 32.2 | 29.7 | 38.2 | 29.4 | 34.2 | 31.8 | 23.7 | 31 | 27.4 | 32.8 | 31.6 | 33.9 | 36.1 | 26 | 24.6 | 25 | 34.6 | 37.6 | 26 | 25.7 | 26.5 | 30.1 | 28.8 | 30.2 | 30 | 31.6 | 33.3 | 27.5 | 26.9 | 31.4 | 33.8 | 33.8 | 25.6 | 26.7 | 25.9 | 31 | 26.6 | 25.4 | 31.2 | 23.5 | 32.6 | 28.5 | 35.4 | 18.5 | 27.8 | 26.7 | 31.8 | 27.8 | 27.9 | 27.9 | 28.1 | 0
4963 | 28.6 | 34 | 25.8 | 25.1 | 29.2 | 21.3 | 21.3 | 31.8 | 31 | 29 | 37.3 | 28 | 30.3 | 29.6 | 23.7 | 30.2 | 27.1 | 32.7 | 31.1 | 32.8 | 34.7 | 26.5 | 24.1 | 24.6 | 33.1 | 36.6 | 26 | 25.3 | 25.4 | 29.3 | 28.5 | 29 | 29.2 | 31.1 | 32.5 | 27.4 | 26.6 | 29.8 | 32.5 | 32.5 | 25 | 26.2 | 25.2 | 30.2 | 26.7 | 25.2 | 30.4 | 23.4 | 31.6 | 27.6 | 33.1 | 17.8 | 27.9 | 26 | 30.9 | 27.7 | 27 | 28 | 28.1 | 0
4964 | 28.8 | 32.6 | 25.5 | 24.4 | 29.2 | 21 | 21 | 30.4 | 30 | 28.3 | 34.6 | 27.4 | 26.4 | 29 | 23.5 | 29.5 | 26.8 | 31.8 | 30.6 | 32 | 33 | 26.5 | 24.4 | 24.8 | 31.2 | 35.6 | 26 | 25.2 | 24.6 | 28.4 | 28 | 29.1 | 29.6 | 30.6 | 31.7 | 27.4 | 26 | 29 | 29.6 | 31.3 | 25.2 | 26.2 | 24.5 | 29.4 | 26.7 | 25.4 | 29 | 23.6 | 30.6 | 26.9 | 30.6 | 17.6 | 28 | 25.6 | 30 | 27.4 | 26.3 | 28 | 28 | 0
4965 | 28.8 | 30.8 | 24.9 | 24.1 | 29.2 | 20.9 | 20.5 | 29.4 | 29.6 | 27.9 | 30.1 | 27.3 | 25.3 | 28.5 | 22.7 | 28.6 | 26.8 | 31.1 | 30.2 | 31 | 32.1 | 26.4 | 24.5 | 24.5 | 29.2 | 34.5 | 26 | 24.8 | 23.9 | 28 | 27.7 | 28.8 | 29 | 30.3 | 31.2 | 27.4 | 25.5 | 28.3 | 28.4 | 30.5 | 25 | 26 | 24.2 | 28.7 | 26.7 | 25.3 | 28.9 | 23.6 | 30 | 26.4 | 28.8 | 17.3 | 28.1 | 25.6 | 29.4 | 27.4 | 25.8 | 28.1 | 28.3 | 0
4966 | 28.6 | 30.6 | 24 | 24 | 29.2 | 20.6 | 20.3 | 28.5 | 29.4 | 27.7 | 26.2 | 27.8 | 25.4 | 28.3 | 22.5 | 28.4 | 26.7 | 30.7 | 29.8 | 30.7 | 32.6 | 26 | 24.8 | 24.4 | 28.7 | 33.1 | 26 | 24.7 | 23.7 | 27.6 | 27.1 | 28.7 | 27.9 | 29.8 | 30.3 | 27.4 | 24.9 | 28 | 28.4 | 29.8 | 25.2 | 25.9 | 24 | 28.1 | 26.3 | 25.5 | 28.3 | 23.9 | 29.6 | 26 | 28.2 | 17.5 | 28 | 25.6 | 29.2 | 27.3 | 26 | 28.3 | 28.1 | 0
4967 | 28.3 | 29.9 | 23.5 | 24 | 29.2 | 20.4 | 20.1 | 27.8 | 29 | 27.3 | 24 | 28.5 | 27.6 | 28.3 | 22.3 | 28 | 26.6 | 30.9 | 29.4 | 30.4 | 31.6 | 25.8 | 24.4 | 24 | 28.8 | 32.1 | 26 | 24.4 | 23.6 | 27.4 | 26.8 | 28.3 | 27 | 29.4 | 29.6 | 27.1 | 24.6 | 27.6 | 27.9 | 29.2 | 25.3 | 25.6 | 24 | 27.8 | 26.3 | 25.4 | 28.2 | 24 | 29.4 | 25.8 | 28.6 | 17.6 | 27.8 | 25.7 | 29.1 | 27.2 | 25.9 | 28.2 | 27.8 | 0
4968 | 27.8 | 29.6 | 21 | 23.9 | 29 | 20.1 | 20.1 | 27.2 | 28 | 27 | 24.7 | 29.3 | 28.9 | 27.8 | 22.1 | 27.4 | 26.1 | 29.7 | 29 | 30.6 | 30.5 | 25.2 | 24.1 | 24.1 | 28.6 | 31.1 | 26.2 | 24.5 | 23.7 | 27 | 26.4 | 27.8 | 26.5 | 28.7 | 29.4 | 27.2 | 24.2 | 26.3 | 27.6 | 29.2 | 25.2 | 25.5 | 23.8 | 27.1 | 26.4 | 25.5 | 26.7 | 24.4 | 29 | 25.5 | 29.5 | 17.9 | 27.3 | 25.4 | 28.7 | 26.7 | 25.8 | 27.9 | 26.6 | 0
4969 | 26.4 | 29.3 | 21 | 23.8 | 29 | 20.1 | 20.1 | 27 | 28 | 27 | 27 | 29.6 | 30.3 | 27.8 | 22 | 27.1 | 25.5 | 29.6 | 28.6 | 30.3 | 30.5 | 25 | 23.4 | 23.8 | 28.7 | 30 | 26.1 | 24.3 | 23.6 | 26.6 | 26.2 | 27.8 | 26.2 | 28.2 | 28.9 | 27.3 | 24.2 | 25.9 | 27.9 | 28.8 | 25.2 | 25.3 | 23.6 | 26.9 | 26.4 | 25.3 | 25.6 | 24.3 | 28.5 | 25.4 | 30.1 | 17.6 | 26.9 | 25.2 | 28.5 | 26.3 | 25.6 | 27.8 | 25.6 | 0
4970 | 26.4 | 29.3 | 21.2 | 23.6 | 29 | 20 | 20 | 26.7 | 28 | 26.6 | 29.9 | 29.6 | 30 | 27.8 | 22 | 26.9 | 24.8 | 29.4 | 28.2 | 29.8 | 30.2 | 24.4 | 23 | 23.8 | 28.5 | 29.1 | 26.1 | 24.4 | 23.4 | 26 | 26 | 27.7 | 25.6 | 27.6 | 28.6 | 27.3 | 24 | 25.4 | 27.7 | 28.7 | 24.7 | 25.4 | 23 | 26.8 | 26.3 | 25.2 | 24 | 24.4 | 27.8 | 25 | 30 | 17.4 | 26.4 | 25.2 | 28.5 | 25.8 | 25.6 | 27.7 | 24.4 | 0
4971 | 26.3 | 29.3 | 21.1 | 23.5 | 29.2 | 19.9 | 20 | 26.2 | 27.9 | 26.7 | 31 | 29.2 | 30 | 27.8 | 22 | 26.6 | 24.5 | 29.2 | 27.8 | 28.6 | 29.8 | 24 | 22.5 | 23.3 | 27.6 | 28.1 | 26.1 | 24.2 | 23 | 25.7 | 26 | 27.7 | 25.4 | 27.4 | 28.1 | 27.3 | 24.1 | 25.3 | 27.5 | 28.7 | 24.7 | 25.3 | 22.5 | 26.6 | 26.6 | 24.8 | 23.9 | 24 | 27.4 | 24.7 | 29.2 | 16.8 | 26.2 | 25.2 | 28.5 | 25.8 | 25.7 | 27.7 | 24.1 | 0
4972 | 25.8 | 29.3 | 22 | 23.5 | 29.2 | 20 | 19.9 | 24.8 | 27.9 | 26.7 | 30.5 | 29 | 29 | 27.5 | 22 | 26.5 | 24.4 | 29.1 | 27.6 | 27.7 | 29.6 | 23.7 | 22.7 | 23.1 | 26.9 | 27.4 | 26.1 | 24.4 | 22.8 | 25.5 | 25.9 | 27.5 | 25 | 27.2 | 27.7 | 27.3 | 23.9 | 25.3 | 27.4 | 28.7 | 24.7 | 25.5 | 22 | 26.6 | 26.5 | 24.9 | 23.8 | 23.9 | 27.1 | 24.7 | 28.2 | 16.9 | 26 | 25.2 | 28 | 25.9 | 25.8 | 27.6 | 24.1 | 0
4973 | 25.5 | 29 | 22.6 | 24 | 29.2 | 20.1 | 19.9 | 25.3 | 27.8 | 26.9 | 25 | 26.4 | 27.4 | 27.3 | 21.7 | 26.5 | 25.4 | 29.1 | 27.8 | 29 | 29.4 | 23.5 | 23.4 | 22.4 | 26.6 | 27.3 | 26.1 | 23.6 | 22.6 | 25 | 25.6 | 27.3 | 25 | 27.2 | 27.6 | 27.5 | 24 | 25.2 | 27.4 | 28.7 | 24.3 | 26 | 23 | 26.5 | 26.5 | 24.6 | 25.4 | 22.4 | 28.2 | 24.7 | 28.4 | 17 | 27.2 | 24.9 | 27.6 | 26.6 | 25.9 | 27.6 | 26.8 | 0
4974 | 25.3 | 28.6 | 23 | 24.2 | 29.2 | 20.3 | 20 | 25 | 27.7 | 26.9 | 25.3 | 27.1 | 27.6 | 27 | 21.5 | 26.4 | 26 | 29.1 | 28.1 | 29.1 | 29.1 | 23.5 | 24 | 22.7 | 26.6 | 26.8 | 26.1 | 24.2 | 23.5 | 25.5 | 26.3 | 27.3 | 24.3 | 27.2 | 27.2 | 27.6 | 24 | 25.1 | 27.4 | 28.6 | 24.3 | 25 | 23.4 | 26.4 | 26.5 | 24.4 | 25.6 | 22.7 | 29.3 | 24.5 | 29.1 | 18.1 | 26.9 | 24.7 | 27.6 | 27.1 | 25.9 | 27.8 | 26.7 | 0
4975 | 25.3 | 29 | 23.4 | 24.9 | 29.2 | 20.4 | 20.2 | 25 | 27.7 | 26.7 | 25.7 | 28.1 | 28 | 27.3 | 21.5 | 26 | 26 | 29.1 | 28.4 | 29.6 | 29.1 | 23.5 | 24.2 | 23.3 | 27.8 | 26.6 | 25.9 | 24.6 | 24.8 | 26 | 26.8 | 27.8 | 24.1 | 27.6 | 27.3 | 27.4 | 24.5 | 25.3 | 27.4 | 28.7 | 24.3 | 24.6 | 23.8 | 26.3 | 26.4 | 24.8 | 26.1 | 23.1 | 29.9 | 24.7 | 29.6 | 19.1 | 27.3 | 24.5 | 27.6 | 27.1 | 26 | 27.9 | 26.8 | 0
4976 | 25.3 | 30.4 | 23.9 | 25.6 | 30 | 20.9 | 21.2 | 26.5 | 27.7 | 27.3 | 25.4 | 29.3 | 29 | 28 | 21.6 | 26.9 | 26.6 | 30.3 | 29.4 | 30.4 | 29.8 | 23.7 | 24.6 | 24 | 29.1 | 26.8 | 25.5 | 25 | 26.2 | 27 | 28 | 28.8 | 25.2 | 28.2 | 28.5 | 27.5 | 25 | 26.5 | 28.8 | 28.7 | 24.5 | 26.8 | 24 | 26.2 | 26.4 | 25.2 | 27 | 23.6 | 30.2 | 25.6 | 31 | 20 | 27.8 | 24 | 28 | 27.2 | 26.2 | 28.1 | 27 | 0
4977 | 25.2 | 32.1 | 25.3 | 26.6 | 31.5 | 22.2 | 21.5 | 28 | 28.7 | 27.1 | 25.8 | 30.5 | 30.3 | 30 | 22.9 | 29.5 | 26.3 | 31.8 | 30.1 | 31.5 | 31.8 | 24.6 | 24.2 | 25.1 | 30.4 | 28.2 | 28.9 | 25.2 | 27.3 | 27.6 | 28.4 | 29.6 | 27.4 | 29.1 | 30 | 28.1 | 26.2 | 27.7 | 32 | 30 | 24.4 | 27.6 | 23.8 | 26.6 | 26 | 26.1 | 28.4 | 23.9 | 29 | 25.8 | 31.9 | 19.9 | 28.9 | 25.2 | 30.7 | 26.7 | 26.8 | 28.2 | 27.4 | 0
4978 | 25.2 | 33.2 | 25.8 | 27.4 | 32 | 23.1 | 22.6 | 29.2 | 28.8 | 28.5 | 26.1 | 31.4 | 31.8 | 31.6 | 24.1 | 30.5 | 26.6 | 32.1 | 31.3 | 32.3 | 33.1 | 25.2 | 24.2 | 26.2 | 31.1 | 30.2 | 29.5 | 25.5 | 27.8 | 28.5 | 29.2 | 30.6 | 28.3 | 29.9 | 31.4 | 29 | 27.2 | 28.4 | 32.8 | 31.4 | 24.9 | 29.1 | 23.3 | 26.7 | 26.2 | 26.7 | 29.9 | 24 | 27.7 | 27 | 33.5 | 19.5 | 29.7 | 25 | 32 | 27 | 27.8 | 28.3 | 27.7 | 0
4979 | 25.2 | 34.5 | 26.2 | 28.4 | 32.5 | 23.9 | 23 | 30.5 | 30.1 | 29.5 | 27.3 | 32.2 | 33.2 | 32.4 | 25.1 | 31.4 | 26.6 | 33.3 | 31.8 | 33 | 34.4 | 25.3 | 24.2 | 27.6 | 32.6 | 32.1 | 30.5 | 26 | 28 | 28.8 | 29.4 | 28.9 | 29.3 | 30.6 | 31.9 | 29.5 | 28.4 | 29.4 | 33.8 | 33.4 | 25.4 | 28.8 | 22.8 | 27 | 26.4 | 27.4 | 31.2 | 24 | 26.2 | 28 | 34.4 | 18.6 | 30.4 | 26.4 | 32.6 | 27.2 | 29 | 28.4 | 28 | 0
4980 | 25.6 | 35.2 | 26.3 | 29 | 33.8 | 23.9 | 23.2 | 32 | 30.2 | 30.9 | 28.3 | 32.6 | 34.4 | 33.7 | 26 | 32.3 | 27.8 | 34 | 32.4 | 33.2 | 35.1 | 27.2 | 25.3 | 28.7 | 34 | 33.7 | 32 | 26.9 | 28 | 29.3 | 30.3 | 30.6 | 30.5 | 31 | 32.4 | 30.2 | 29 | 31.5 | 34.7 | 34.2 | 26.9 | 29.7 | 22.6 | 27.5 | 27 | 27.5 | 31.8 | 24 | 26.3 | 28.3 | 35.5 | 18.2 | 30.3 | 27.6 | 33.5 | 28.3 | 30 | 28.7 | 28.1 | 0
4981 | 25.6 | 35.5 | 26.8 | 29.8 | 34 | 23.8 | 24.6 | 33.3 | 30 | 31.1 | 29.9 | 32.8 | 35.1 | 34.3 | 26.9 | 31.9 | 28.5 | 34.3 | 31.9 | 33.2 | 35.5 | 27.3 | 26.1 | 29.7 | 35 | 36.2 | 32.1 | 27.7 | 28 | 29.1 | 30.6 | 31.6 | 31.8 | 31.2 | 33.6 | 30.2 | 29.5 | 30.7 | 35.2 | 35 | 27.2 | 29.3 | 22.8 | 27.5 | 27 | 27.7 | 31.8 | 23.9 | 26.9 | 29 | 35 | 18 | 30.1 | 27.9 | 34.7 | 28.9 | 31 | 28.8 | 28 | 0
4982 | 25.7 | 36.5 | 27.2 | 30.4 | 34.5 | 23.7 | 24 | 33.9 | 30 | 31.4 | 31 | 32.6 | 35.4 | 35.3 | 27.3 | 33.8 | 29.6 | 34.8 | 31.2 | 33 | 35.9 | 29.6 | 27.2 | 30 | 35.8 | 37 | 32.1 | 28.4 | 28.2 | 28.8 | 31 | 30.6 | 32.8 | 31.4 | 33.8 | 30.2 | 29.4 | 31.2 | 35.4 | 34.6 | 27.6 | 30.2 | 23.5 | 27.7 | 26.9 | 27.6 | 31.2 | 24 | 28.8 | 29.6 | 34 | 18.4 | 29.6 | 27.9 | 35.1 | 29.4 | 31.4 | 29 | 27.8 | 0
4983 | 26.1 | 37 | 26.7 | 31.1 | 34 | 22.7 | 24.1 | 33.3 | 29.6 | 30 | 32.3 | 32.1 | 35.1 | 34.8 | 27 | 30.5 | 29.4 | 34.8 | 29.6 | 33 | 36.6 | 30.5 | 27.1 | 29.9 | 35.7 | 38 | 31.9 | 28.4 | 28.4 | 27.7 | 30.3 | 31.1 | 33.2 | 31.6 | 34.7 | 30.2 | 29.4 | 27.1 | 35.4 | 35.4 | 27.3 | 29.6 | 24.2 | 27.8 | 28.3 | 27.9 | 30.4 | 24.1 | 30 | 29.7 | 31.4 | 18.5 | 29.5 | 27.5 | 35.2 | 28.6 | 31.7 | 29 | 27.6 | 0
4984 | 26.1 | 36.2 | 25.9 | 31 | 32.8 | 23.2 | 24 | 34.5 | 29.5 | 30.1 | 32.5 | 31.3 | 34.5 | 33.7 | 22.1 | 30.9 | 29.3 | 34.8 | 28.4 | 33 | 36.6 | 30.9 | 27 | 29.1 | 33 | 38.5 | 31 | 28.1 | 28.3 | 26.9 | 29.7 | 30.6 | 33 | 31.8 | 35.2 | 30 | 28.8 | 28.8 | 35.3 | 35.2 | 26.4 | 30.2 | 24.7 | 28.3 | 28.2 | 28 | 29.6 | 24.1 | 31.2 | 28.7 | 29.2 | 18.7 | 29.4 | 26.9 | 36.1 | 27.7 | 30.4 | 29.1 | 27.6 | 0
4985 | 26.1 | 34.9 | 25.3 | 30.6 | 31.5 | 22.7 | 24 | 33.9 | 28 | 29.3 | 32.5 | 30.4 | 33.6 | 32.3 | 23.9 | 30.3 | 28.4 | 34 | 27.2 | 33 | 36.6 | 25.1 | 26 | 28 | 32.7 | 38.8 | 29.7 | 27.4 | 27.8 | 26 | 28.4 | 30.9 | 32.9 | 31.8 | 35.3 | 29.8 | 28.4 | 29 | 35.3 | 34.4 | 24.9 | 29.4 | 24.6 | 28.3 | 28 | 28.1 | 29.2 | 24 | 31 | 28.3 | 27 | 18.4 | 29.5 | 26.1 | 36.1 | 26.4 | 30.2 | 29 | 27.6 | 0
4986 | 26 | 34.5 | 25.2 | 29.2 | 29.3 | 22.7 | 23 | 33.8 | 28 | 29.6 | 31.5 | 29.5 | 32.6 | 31.3 | 23.6 | 29.4 | 28.2 | 33.6 | 27 | 32.7 | 36.5 | 24.3 | 25.6 | 26.5 | 33.4 | 39 | 29.2 | 26.9 | 26.8 | 25.9 | 27.7 | 28.6 | 32.4 | 31.5 | 35 | 29.5 | 27.6 | 27.8 | 34.8 | 33.9 | 24.6 | 29.8 | 24 | 27.4 | 27.2 | 27.6 | 29 | 23.8 | 30.8 | 27.9 | 26.6 | 18.2 | 29.2 | 25.7 | 34.6 | 26.1 | 29.2 | 28.7 | 27.6 | 0
4987 | 25.9 | 33.8 | 23.7 | 27.8 | 29 | 22.2 | 22.5 | 32.5 | 27.9 | 29 | 31.1 | 28.7 | 31.5 | 30.3 | 22.6 | 28.8 | 27.4 | 33 | 26.8 | 32.3 | 35.7 | 25.4 | 24.8 | 25.3 | 33.1 | 37.8 | 29.1 | 26.4 | 25.6 | 25.7 | 26.7 | 27.6 | 31.3 | 31 | 34.1 | 29.1 | 27 | 27.5 | 33.8 | 33.5 | 24.9 | 28.5 | 23.2 | 27 | 27.1 | 27.2 | 28.9 | 23.5 | 29.6 | 27 | 26.5 | 17.6 | 28.9 | 25.2 | 33.1 | 25.8 | 28.9 | 28.7 | 27.6 | 0
4988 | 25.7 | 32.5 | 22.8 | 26.2 | 28.6 | 22 | 22.4 | 31.4 | 27.3 | 28.5 | 30.4 | 28.2 | 30.4 | 29.5 | 22.6 | 28.5 | 27.2 | 32.3 | 27 | 31.6 | 33.9 | 25.8 | 24.7 | 24.4 | 32 | 36.5 | 28 | 26.4 | 24.5 | 26 | 26.4 | 27.5 | 30.3 | 30.2 | 32.7 | 28.7 | 26.4 | 27.1 | 32.3 | 32.3 | 24.9 | 28 | 22.6 | 26.6 | 26.7 | 26.4 | 28.6 | 23.2 | 29 | 26.5 | 27.4 | 17.4 | 28.2 | 24.8 | 31.5 | 26.4 | 28.7 | 28.4 | 27.4 | 0
4989 | 25.3 | 31.5 | 22.3 | 25.4 | 28.6 | 21.7 | 22 | 30.8 | 27.2 | 28 | 30.6 | 28 | 29.3 | 29.3 | 22.1 | 28.2 | 26.3 | 31.8 | 26.7 | 31.1 | 32.9 | 25.7 | 24 | 24.1 | 31.2 | 35.3 | 27.1 | 26.4 | 23.8 | 25.9 | 25.7 | 27 | 29.3 | 29.5 | 31.4 | 28.4 | 26.3 | 27.3 | 31.8 | 31 | 25.2 | 26.2 | 22.3 | 26.3 | 26.5 | 26 | 28.1 | 23 | 28 | 26 | 27.5 | 17 | 27.9 | 24.7 | 30.4 | 26.5 | 28.3 | 28.4 | 27.2 | 0
4990 | 25.2 | 30.7 | 22.3 | 24.8 | 28.5 | 21.7 | 21.5 | 29.8 | 27 | 27.8 | 30.1 | 27.9 | 28.6 | 29.1 | 22.1 | 27.8 | 26 | 31.1 | 26.7 | 30.6 | 32 | 25.5 | 24 | 24 | 30.2 | 33.8 | 27 | 26.4 | 23.5 | 26 | 25.8 | 27 | 28.1 | 28.9 | 30.9 | 28.5 | 26.1 | 27.2 | 30.8 | 30 | 24.6 | 26.9 | 22.5 | 26.4 | 26.4 | 25.6 | 27.4 | 23 | 28.1 | 25.7 | 27.8 | 17.3 | 27.5 | 24.7 | 30 | 26.7 | 28 | 28.2 | 26.9 | 0
4991 | 25.6 | 30.5 | 22.3 | 24.8 | 28.4 | 21.6 | 21.4 | 29.6 | 27 | 27.8 | 29.5 | 27.8 | 28 | 29 | 22.1 | 27.3 | 25.4 | 30.3 | 26.6 | 30.4 | 31.2 | 25.4 | 23.6 | 24 | 29.7 | 32.3 | 26.2 | 26 | 23.6 | 25.8 | 25.8 | 27 | 28 | 28.6 | 30.5 | 28.5 | 26 | 26.8 | 30.4 | 29.5 | 24.7 | 28 | 23 | 26.4 | 26.3 | 25.6 | 26.6 | 23 | 28 | 25.2 | 27.4 | 17.4 | 27.6 | 24.7 | 29.2 | 26.4 | 27.7 | 28.3 | 26.8 | 0
4992 | 25.1 | 30 | 22.3 | 24.5 | 27.6 | 21.5 | 21.1 | 29 | 26.7 | 27.5 | 27.6 | 27.5 | 27.8 | 28.8 | 21.6 | 27.1 | 25.8 | 29.8 | 27.3 | 30.1 | 30.9 | 25.3 | 23.9 | 23.6 | 29.2 | 31 | 25.8 | 25.5 | 23.6 | 26.1 | 26.6 | 26.8 | 27.4 | 28.4 | 29.7 | 28.6 | 25.5 | 26.6 | 29.8 | 29 | 23 | 31.8 | 23.4 | 26.1 | 26.1 | 25.4 | 25.8 | 23.1 | 28.7 | 24.8 | 27.8 | 17.9 | 27.5 | 24.7 | 28.7 | 26.5 | 27.7 | 28.1 | 26.8 | 0
4993 | 25.1 | 30 | 22.3 | 24.4 | 27.7 | 21.4 | 20.7 | 28.5 | 26.7 | 27.4 | 26 | 27.1 | 27.8 | 28.5 | 21.6 | 27 | 25.8 | 29.3 | 27.7 | 29.9 | 30.6 | 24.8 | 23.8 | 23.2 | 28.2 | 29.9 | 25.6 | 24.7 | 23.5 | 25.9 | 26.7 | 26.6 | 26.2 | 28.2 | 29.6 | 28.2 | 25.1 | 26.4 | 29.6 | 28.8 | 23 | 33.9 | 23.6 | 26 | 26.3 | 25.3 | 25.4 | 23 | 28.7 | 24.7 | 27.8 | 17.7 | 27.7 | 24.7 | 28.4 | 26.2 | 27.7 | 28.1 | 26.9 | 0
4994 | 25 | 29.4 | 22.5 | 24 | 27.8 | 21.4 | 20.6 | 27.8 | 26.7 | 27.4 | 24.2 | 26.6 | 27.8 | 28 | 21.6 | 26.6 | 26.2 | 29 | 28.4 | 29.6 | 30.2 | 24.3 | 24 | 22.6 | 27.6 | 28.5 | 25.6 | 24 | 23 | 26 | 27 | 26.6 | 25.6 | 28 | 29.1 | 28.2 | 24.4 | 26.4 | 29.2 | 28.4 | 23.2 | 35.4 | 23.4 | 25.8 | 26.5 | 25 | 25.2 | 22.8 | 28.8 | 24.6 | 28.4 | 17.6 | 27.6 | 24.7 | 28 | 26.4 | 27.5 | 28.1 | 27 | 0
4995 | 24.6 | 28.9 | 22.7 | 23.9 | 27.9 | 21.1 | 20.6 | 27.3 | 26.7 | 27.4 | 23.9 | 26.2 | 27.7 | 27.8 | 21.6 | 26.4 | 25.7 | 28.8 | 28.3 | 29.4 | 29.8 | 24 | 23.5 | 22.3 | 27.7 | 27.4 | 25.6 | 23.4 | 22.5 | 25.5 | 26.3 | 26.6 | 25.5 | 27.7 | 28.6 | 27.6 | 24.2 | 26.3 | 28.9 | 27.9 | 23.4 | 32.9 | 23.1 | 25.2 | 26.6 | 24.9 | 25.2 | 22.5 | 28.1 | 24.5 | 28.2 | 16.9 | 27.6 | 24.7 | 27.7 | 26.2 | 26.5 | 28 | 27 | 0
4996 | 24.6 | 28.5 | 22.8 | 23.7 | 27.9 | 21 | 20.6 | 26.8 | 26.7 | 27.5 | 24 | 26.1 | 27.6 | 27.3 | 21.6 | 26.3 | 25.8 | 28.8 | 28.3 | 29.1 | 29.4 | 23.8 | 23.6 | 22.1 | 27.7 | 26.7 | 25 | 23.4 | 22.3 | 25.3 | 26.1 | 26.6 | 24.9 | 27.4 | 28.3 | 27.7 | 23.9 | 25.8 | 28.6 | 27.8 | 23.4 | 30.1 | 22.9 | 25.1 | 26.4 | 24.6 | 25.3 | 22.4 | 28.1 | 24.4 | 28.6 | 16.8 | 27.3 | 24.6 | 27.3 | 26.6 | 26.4 | 28 | 26.9 | 0
4997 | 24.6 | 28.5 | 22.8 | 24 | 27.9 | 21 | 20.6 | 26.5 | 26.7 | 27.5 | 27.7 | 26.2 | 27.6 | 27 | 21.6 | 26.3 | 25.4 | 28.1 | 25.2 | 29.4 | 29.1 | 23.3 | 22.6 | 22.8 | 27.5 | 26.4 | 25 | 24.8 | 21.4 | 25.2 | 26.6 | 26.6 | 24.7 | 27 | 28.2 | 27.7 | 25.8 | 25.8 | 28 | 27.4 | 23.4 | 25.6 | 21.9 | 25 | 26.4 | 25 | 26.4 | 22.4 | 26 | 24.4 | 27.4 | 17.2 | 26 | 24.4 | 26.6 | 26.4 | 26.5 | 28.1 | 25.4 | 0
4998 | 24.6 | 28.5 | 23.3 | 24.3 | 27.9 | 21.1 | 20.6 | 26.3 | 26.7 | 27.5 | 28 | 26.7 | 27.8 | 26.7 | 21.6 | 26.4 | 26.4 | 27.7 | 25.9 | 29.3 | 29 | 23.1 | 23.4 | 23 | 27.2 | 26 | 25 | 25.2 | 20.8 | 25.4 | 27.8 | 26.6 | 24.3 | 26.8 | 27 | 27.8 | 25.7 | 25.8 | 27.8 | 27.4 | 23.4 | 25.2 | 22 | 24.9 | 25.7 | 25.2 | 26.2 | 22.5 | 26 | 24.3 | 27.4 | 18 | 25.8 | 24.3 | 26.3 | 26.3 | 26.6 | 28 | 25.1 | 0
4999 | 24.6 | 28.5 | 23.2 | 25.1 | 29 | 20.9 | 20.7 | 26.2 | 26.7 | 27.6 | 27.9 | 27.6 | 28.3 | 27.3 | 21.5 | 26.5 | 27.6 | 27.7 | 27 | 29.2 | 29.1 | 23.2 | 24.7 | 23.7 | 27.6 | 26 | 25 | 25.6 | 21.3 | 26 | 28.4 | 27.4 | 24.3 | 27.4 | 26.7 | 27.7 | 25.8 | 25.9 | 28.3 | 27.4 | 23.5 | 25.2 | 22.2 | 24.9 | 26 | 25.6 | 26.1 | 23 | 25.8 | 24.3 | 27.5 | 19.3 | 26 | 24.4 | 26.7 | 26.7 | 26.6 | 28 | 24.9 | 0
5000 | 24.6 | 28.7 | 23.1 | 26 | 30 | 21 | 21.1 | 27 | 26.8 | 28.6 | 29 | 29 | 28.8 | 29 | 21.6 | 27.2 | 28.8 | 28.3 | 28.6 | 29.6 | 29.6 | 24.2 | 26 | 24.4 | 29.2 | 26.6 | 25.1 | 26 | 22 | 26.6 | 29.4 | 28.1 | 25.3 | 27.6 | 26.7 | 27.9 | 26.4 | 26 | 30.3 | 29.7 | 23.9 | 25.4 | 22.8 | 24.8 | 26.3 | 26 | 26.6 | 23.6 | 26 | 24.9 | 28 | 20.2 | 26.4 | 24.8 | 28.6 | 27.2 | 26.8 | 27.5 | 25 | 0
5001 | 25.4 | 30.3 | 24.5 | 27.2 | 32.5 | 21.4 | 21.8 | 29.2 | 27.6 | 30.5 | 29.6 | 30.4 | 29.8 | 30.8 | 22.3 | 28.8 | 29.8 | 30 | 29.8 | 29.9 | 31.9 | 24.7 | 27.2 | 25.4 | 30.6 | 27.9 | 27.3 | 26.2 | 23.6 | 27.5 | 29.5 | 30.6 | 27.1 | 28.6 | 29.6 | 28.3 | 27.3 | 28.3 | 31.8 | 31.3 | 24.8 | 26 | 23.4 | 25.1 | 26.7 | 26.6 | 27.2 | 24.5 | 26.3 | 26.9 | 28.5 | 20.7 | 27.3 | 26.1 | 30.6 | 28.4 | 28.3 | 28.3 | 25.2 | 0
5002 | 25.4 | 30.4 | 24.7 | 28.3 | 33 | 22.7 | 22.9 | 30.8 | 28.1 | 31.3 | 31.5 | 31.6 | 30.8 | 32.3 | 23.2 | 29.9 | 30.7 | 30.1 | 30.8 | 30.6 | 33.6 | 26 | 27.9 | 26.3 | 32.2 | 30.7 | 27.9 | 26.4 | 24.8 | 28.2 | 30.2 | 30.8 | 28.5 | 29.2 | 30.6 | 28.7 | 28.3 | 29.6 | 33.3 | 32.5 | 24.7 | 26.7 | 24.2 | 25 | 26.7 | 27.2 | 28 | 25.3 | 27.1 | 27.4 | 29.2 | 20.3 | 28.2 | 26.7 | 32.5 | 29.4 | 29.3 | 28.5 | 25.6 | 0
5003 | 25.4 | 30.3 | 25.5 | 29.4 | 33.7 | 23.4 | 23.7 | 32.2 | 29 | 32.1 | 32.9 | 32.2 | 32 | 33.5 | 24 | 30 | 31.4 | 31 | 31 | 31 | 34.6 | 26.7 | 28.2 | 27.2 | 34.2 | 33.2 | 29.3 | 26.6 | 26 | 29 | 30.6 | 30.3 | 30.4 | 30.2 | 32.3 | 29.2 | 29 | 30.9 | 35.1 | 33.5 | 24.7 | 27.4 | 24.8 | 24.9 | 26.7 | 28 | 28.6 | 26 | 28 | 28.5 | 29.6 | 19.6 | 29.2 | 28.1 | 34.6 | 30.2 | 30 | 28.6 | 26 | 0
5004 | 25.5 | 30.7 | 25.7 | 30.2 | 34.3 | 23.2 | 23.4 | 38.2 | 27.7 | 32.6 | 35.1 | 32.1 | 32.8 | 34.3 | 25.2 | 31.4 | 32 | 32.5 | 31.1 | 31.7 | 35.7 | 28.6 | 28 | 27.9 | 34.6 | 35.5 | 29.3 | 27 | 26.3 | 29.5 | 31.7 | 31.8 | 31.5 | 30.6 | 28.2 | 30.3 | 29.3 | 30.1 | 35 | 34.5 | 24.6 | 27.9 | 25.3 | 24.9 | 26.5 | 28.8 | 29.1 | 26.3 | 29.1 | 29.2 | 30 | 18.7 | 29.9 | 28.9 | 35.7 | 30.1 | 29 | 28.3 | 26.3 | 0
5005 | 24.6 | 29.8 | 25.1 | 30.8 | 34.5 | 24.6 | 24.1 | 34 | 27.8 | 33.5 | 35.5 | 31.4 | 33.7 | 35.3 | 24.5 | 31.9 | 32.4 | 33.2 | 30.7 | 31.9 | 36.5 | 29.7 | 27.9 | 28.5 | 35.7 | 37 | 30.5 | 27.5 | 26.8 | 30.1 | 31.9 | 30.3 | 32.5 | 31.5 | 29.7 | 30.3 | 29 | 30.4 | 35.5 | 34.8 | 24.5 | 28.3 | 25.4 | 25 | 26.6 | 29.5 | 29.2 | 26.3 | 29.5 | 29.5 | 29.8 | 18.6 | 30.4 | 28.1 | 36 | 29.8 | 27.7 | 28.3 | 26.5 | 0
5006 | 24.6 | 27.6 | 24.7 | 31 | 34.5 | 23.9 | 24.1 | 35.2 | 28.6 | 34.2 | 35.4 | 30.4 | 34 | 35 | 26 | 30.3 | 32.6 | 33 | 30.6 | 32.2 | 36.9 | 30.5 | 27.6 | 28.8 | 36.5 | 38.2 | 31.2 | 28 | 27 | 30.4 | 32 | 30.4 | 33 | 31.8 | 28.7 | 30.3 | 28.4 | 31.2 | 35.8 | 35.4 | 24.3 | 28.6 | 25.1 | 25.1 | 26.7 | 30 | 29.2 | 26 | 29.4 | 29.8 | 29.6 | 19 | 30.6 | 28.8 | 36.8 | 29 | 28.6 | 28.4 | 26.6 | 0
5007 | 24.6 | 27.9 | 23.8 | 30.9 | 34 | 23.7 | 22.5 | 35.2 | 29.1 | 34.1 | 32.9 | 29.4 | 34.3 | 34.3 | 26.6 | 28 | 32.4 | 32.5 | 30.3 | 32.1 | 37.3 | 30.9 | 27.5 | 28.9 | 36.6 | 38.7 | 31.8 | 28.3 | 27.9 | 30.7 | 30.6 | 29.3 | 33.8 | 32.4 | 27.6 | 30.6 | 27.6 | 30.9 | 36.3 | 35.7 | 24.5 | 28.9 | 24.3 | 25.2 | 26.8 | 30.2 | 28.9 | 25.7 | 28.4 | 29.5 | 29 | 20.2 | 30.6 | 28 | 36.6 | 28.7 | 27.7 | 28.4 | 26.7 | 0
5008 | 25.1 | 28.3 | 23.8 | 30.3 | 34 | 22.9 | 22.6 | 35.1 | 28.6 | 33.9 | 30.5 | 28.8 | 34.2 | 33.5 | 26.5 | 26.3 | 31.9 | 32.6 | 30.3 | 32.1 | 37.5 | 30.9 | 27.2 | 28.6 | 36.2 | 39.2 | 32.3 | 28.5 | 28.2 | 30.7 | 29.3 | 30.6 | 34.1 | 32.1 | 27.8 | 30.3 | 27.1 | 28.6 | 35.8 | 35.6 | 24.4 | 29 | 23.6 | 25.4 | 26.8 | 30 | 28.9 | 25.3 | 27.4 | 29.1 | 28.7 | 21 | 30.4 | 27.9 | 36.1 | 28.3 | 26 | 28.4 | 26.9 | 0
5009 | 25.1 | 28.3 | 23.9 | 29.4 | 34 | 22.8 | 20.9 | 35.2 | 28 | 33.3 | 27.5 | 28.4 | 34 | 32.5 | 26.8 | 24.8 | 31 | 32.5 | 30 | 32 | 37.2 | 31.1 | 26.8 | 28 | 36.1 | 38.9 | 32.2 | 28.2 | 28.4 | 30.4 | 27.6 | 30.8 | 34 | 31.4 | 28 | 30.3 | 26.8 | 27.8 | 35.8 | 35.6 | 24.5 | 29 | 22.8 | 25.8 | 26.8 | 29.4 | 28.8 | 25 | 26.4 | 28.6 | 28.4 | 21.2 | 30 | 26.8 | 35.4 | 28.4 | 26.4 | 28.3 | 27.2 | 0
5010 | 25.6 | 28.8 | 24.4 | 28.1 | 33 | 21.6 | 20.5 | 31.7 | 27.1 | 32.6 | 26.3 | 28.3 | 33.4 | 31 | 25.9 | 24.9 | 30 | 30.1 | 29.8 | 32.2 | 36.6 | 30.6 | 26 | 27 | 35.6 | 38.9 | 32.4 | 27.8 | 27.3 | 29.7 | 27.1 | 30.3 | 33.4 | 29.6 | 28.6 | 29.8 | 26.8 | 27.7 | 35.3 | 35 | 24.4 | 28.8 | 22.5 | 25.9 | 26.8 | 28.5 | 28.9 | 24.7 | 26.1 | 28.3 | 28.5 | 20.2 | 29.4 | 25.6 | 34.4 | 28.1 | 26.7 | 27.9 | 27.5 | 0
5011 | 25.6 | 28.8 | 23.2 | 26.9 | 32 | 21.6 | 20.5 | 26.2 | 26.6 | 31 | 25.3 | 28.3 | 33 | 29.8 | 24.9 | 24.9 | 29.2 | 29.8 | 29.1 | 31.9 | 35.1 | 29.5 | 25.2 | 26 | 34.5 | 38.7 | 32.2 | 27.1 | 25.9 | 28.9 | 26.6 | 30.1 | 32 | 28.3 | 28.6 | 29.5 | 26.8 | 27.5 | 34.3 | 33.6 | 24.4 | 28.4 | 22.4 | 25.9 | 26.8 | 27.7 | 28.7 | 24.6 | 26.2 | 27.3 | 28.3 | 18.8 | 28.9 | 25.6 | 32.6 | 28 | 27 | 27.6 | 27.7 | 0
5012 | 25.6 | 28.2 | 23 | 25.8 | 31.5 | 21.6 | 20.7 | 25.4 | 26.1 | 29.9 | 25.5 | 28.2 | 32.4 | 29.7 | 23.6 | 24.9 | 28.6 | 29.5 | 28.4 | 31.6 | 33.6 | 28.6 | 24.4 | 25 | 32.6 | 37.6 | 31.3 | 26.6 | 24 | 28 | 27 | 29.8 | 31.1 | 27 | 28.4 | 27.9 | 26.8 | 27.3 | 33.3 | 33 | 24.4 | 28 | 22.6 | 25.9 | 26.8 | 27 | 28.4 | 24.4 | 26.6 | 26.5 | 28 | 17.2 | 28.5 | 25.5 | 31.7 | 27.4 | 27.5 | 27.6 | 27.6 | 0
5013 | 25.4 | 27.8 | 22.7 | 25.2 | 31 | 21.6 | 20.5 | 25.3 | 26.1 | 29.4 | 24.9 | 28 | 32.1 | 29.3 | 23.2 | 24.8 | 28.3 | 28.4 | 27.5 | 30.8 | 32.8 | 27.9 | 24.1 | 24.4 | 31.6 | 36 | 30.6 | 26.1 | 23 | 27.4 | 26.6 | 29.3 | 30.4 | 27.1 | 28.2 | 27.8 | 26.6 | 27.3 | 32.8 | 31.8 | 24.3 | 27.7 | 22.7 | 25.9 | 26.9 | 26.6 | 27.7 | 24.3 | 26.7 | 25.2 | 27.2 | 16.5 | 28.4 | 25.3 | 31.4 | 27.1 | 27.6 | 27.4 | 27.3 | 0
5014 | 25.4 | 27.3 | 22.7 | 25 | 30.5 | 21.5 | 20.1 | 25.8 | 26.1 | 29 | 25.2 | 27.8 | 31.6 | 29.3 | 22.5 | 24.8 | 28 | 28.4 | 27 | 30.2 | 32.3 | 27.7 | 24.1 | 24.1 | 31.2 | 35.7 | 30.2 | 25.8 | 22.3 | 26.8 | 26.6 | 28.8 | 29.4 | 27.5 | 28.1 | 27.8 | 26.3 | 27.2 | 32.6 | 30.8 | 24.4 | 27.5 | 22.8 | 25.8 | 26.9 | 26.2 | 27.1 | 24.1 | 26.8 | 24.8 | 26.6 | 16.4 | 28.2 | 25.3 | 30.4 | 26.6 | 27.5 | 27.4 | 26.8 | 0
5015 | 25.3 | 27.3 | 22.7 | 25 | 30 | 21.5 | 19.9 | 25.4 | 26 | 28.6 | 25 | 27.5 | 31 | 29.2 | 22.5 | 24.7 | 27.6 | 28.1 | 26.6 | 29.6 | 31.9 | 27.1 | 24.2 | 24 | 31.2 | 34.1 | 29.8 | 25.6 | 22.6 | 26.4 | 25.8 | 28 | 28.4 | 28.4 | 27.8 | 27.8 | 26 | 26.8 | 31.8 | 30 | 24.4 | 27.4 | 22.8 | 25.8 | 27 | 26 | 26.6 | 23.8 | 26.4 | 24.5 | 26 | 17 | 28.2 | 25.2 | 29.8 | 26.4 | 27.4 | 27.4 | 26.4 | 0
5016 | 25.6 | 27.3 | 22.7 | 24.9 | 30 | 21.4 | 19.8 | 25.9 | 25.5 | 28.1 | 26.3 | 27.3 | 29.9 | 28.8 | 21.8 | 24.4 | 26.9 | 28.1 | 26.7 | 29.7 | 31.2 | 26.5 | 24 | 23.8 | 30.9 | 32.7 | 29.3 | 25.5 | 22.7 | 25.9 | 25.7 | 27.6 | 27.9 | 28.4 | 27.2 | 27.8 | 26 | 26.3 | 31.3 | 29.6 | 24.4 | 27.3 | 22.8 | 25.5 | 27.2 | 25.7 | 26.7 | 23.4 | 26.2 | 24 | 26.2 | 17.4 | 28 | 25.1 | 29.5 | 26 | 27.1 | 27.4 | 26.1 | 0
5017 | 25.6 | 27.3 | 22.8 | 24.8 | 29.5 | 21.3 | 19.8 | 25.8 | 25.2 | 28.1 | 27 | 27.1 | 29 | 28.8 | 21.8 | 24.3 | 26 | 28 | 26.6 | 29.8 | 30.9 | 25.5 | 23.7 | 23.6 | 30.9 | 21.7 | 28.9 | 25.2 | 23.1 | 25.6 | 25.3 | 27.4 | 27.3 | 28.4 | 27.2 | 27.4 | 26 | 26.2 | 31 | 29.3 | 24.4 | 27.3 | 22.7 | 25.5 | 27.2 | 25.3 | 26.9 | 23 | 25.9 | 23.6 | 26.5 | 17.6 | 27.7 | 24.6 | 29.3 | 26.1 | 27.1 | 27.3 | 26 | 0
5018 | 25.4 | 27.3 | 22.8 | 24.4 | 29.3 | 21.3 | 19.7 | 25.7 | 25.1 | 28 | 28.4 | 26.8 | 28 | 28.3 | 21.8 | 24.3 | 25.2 | 27.7 | 26.5 | 30.2 | 30.7 | 24.9 | 23 | 23.2 | 30.7 | 30.3 | 28.8 | 25 | 22.8 | 25.2 | 25.6 | 27.4 | 26.4 | 27.6 | 27.1 | 27.5 | 26.2 | 26 | 30.3 | 29 | 24.4 | 27 | 22.6 | 25.4 | 27.2 | 25 | 27.2 | 22.6 | 26 | 23.6 | 27.2 | 17.2 | 27.2 | 24.6 | 28.8 | 26 | 27.1 | 27.3 | 26 | 0
5019 | 25 | 27.3 | 22.8 | 24.1 | 29.3 | 21.1 | 19.8 | 25.7 | 25.1 | 27.8 | 28.3 | 26.5 | 27.6 | 24.1 | 21.5 | 24.3 | 24.7 | 27.7 | 25.9 | 30.1 | 30.4 | 24.3 | 22.5 | 22.9 | 29.8 | 29.7 | 28.3 | 24.7 | 22.6 | 25.1 | 25.5 | 27.3 | 25.8 | 27.3 | 27.1 | 27.6 | 26.2 | 25.9 | 30.3 | 28.8 | 24.4 | 26.6 | 22.3 | 25.4 | 27.2 | 24.9 | 27.1 | 22.4 | 26 | 23.3 | 27.5 | 16.9 | 26.8 | 24.6 | 28.1 | 26.3 | 27 | 27.3 | 25.9 | 0
5020 | 24.9 | 27.4 | 22.8 | 23.9 | 29.2 | 21.1 | 19.9 | 25.7 | 25.1 | 27.7 | 28.5 | 26.2 | 27.4 | 24 | 21.5 | 24.4 | 24.8 | 27.7 | 25.4 | 29.9 | 30.3 | 23.7 | 22.2 | 22.7 | 28.8 | 28.7 | 28.3 | 24.7 | 21.8 | 25 | 26.2 | 27.3 | 25.5 | 26.8 | 27 | 27.7 | 26.1 | 25.9 | 29.8 | 28.3 | 24.4 | 26.1 | 22.1 | 25.3 | 27.2 | 24.8 | 26.9 | 22.3 | 26.1 | 23.1 | 27.6 | 16.7 | 26.3 | 24.6 | 28 | 26.3 | 27 | 27.4 | 25.7 | 0
5021 | 24.9 | 27.6 | 22.9 | 24 | 29 | 21.1 | 19.9 | 25.7 | 25.1 | 27.6 | 25.5 | 26.8 | 29 | 23.6 | 21.5 | 24.6 | 26.8 | 27.7 | 26.2 | 28.6 | 30.1 | 23.4 | 23.4 | 23 | 28.3 | 28 | 27.9 | 25.2 | 20 | 26 | 26.6 | 27.3 | 25 | 27 | 26.7 | 27.3 | 25.6 | 25.9 | 29.3 | 28.3 | 24.3 | 27 | 22.5 | 25.3 | 27.1 | 25.4 | 26.6 | 22 | 25.8 | 23 | 25 | 18 | 27 | 24.6 | 27.9 | 26.4 | 27 | 27.4 | 26.4 | 0
5022 | 24.9 | 27.5 | 22.9 | 23.8 | 28.5 | 21.1 | 19.8 | 25.4 | 25 | 27.5 | 25.5 | 27.7 | 28.9 | 23.8 | 21.2 | 24.4 | 26.6 | 27.5 | 26.7 | 28.4 | 29.7 | 23.1 | 23.9 | 22.5 | 27.7 | 27.6 | 27.4 | 25.5 | 20 | 26.5 | 27.3 | 27.3 | 24.8 | 26.9 | 26.7 | 27.4 | 25.7 | 26 | 28.8 | 28.3 | 24.2 | 27.2 | 22.9 | 25.1 | 27 | 25.5 | 26.4 | 22.8 | 26.7 | 22.4 | 24.9 | 19.6 | 27 | 24.6 | 27.5 | 26.6 | 27 | 27.4 | 26.6 | 0
5023 | 24.8 | 27.3 | 22.9 | 25.1 | 29 | 21.1 | 19.9 | 25.4 | 25.2 | 27.5 | 25.9 | 28.7 | 29.2 | 24.8 | 21.3 | 24.8 | 26.3 | 27.5 | 27.4 | 28.2 | 29.8 | 23.5 | 24.8 | 22.8 | 27.5 | 27.3 | 27.4 | 26.3 | 21 | 27 | 28.1 | 27.8 | 25 | 27.2 | 26.6 | 27.5 | 26.2 | 26 | 28.9 | 28.3 | 24.1 | 27.2 | 23.2 | 24.8 | 27 | 26 | 26 | 24.1 | 27.2 | 22.5 | 24.9 | 20.6 | 27.5 | 24.4 | 27.2 | 27 | 27 | 27.4 | 27.2 | 0
5024 | 24.8 | 27.3 | 23.5 | 26 | 30 | 21.3 | 21 | 26.1 | 27.3 | 28.3 | 26.4 | 29.5 | 30 | 26.8 | 21.3 | 25.3 | 26.2 | 28.5 | 28 | 29 | 30.2 | 24 | 25.8 | 23 | 29.3 | 27.7 | 28 | 27 | 22.4 | 27.6 | 28.6 | 28.5 | 26.1 | 27.6 | 26.9 | 27.7 | 27 | 26 | 30.1 | 28.3 | 24 | 27 | 23.5 | 25.5 | 27 | 26.3 | 25.4 | 25.4 | 27.4 | 23.8 | 25 | 21 | 28 | 24.8 | 28.6 | 27.2 | 27.2 | 27.4 | 27.6 | 0
5025 | 26 | 27.1 | 24.2 | 28 | 31.2 | 21.4 | 21.9 | 26.1 | 30.6 | 30.6 | 27.4 | 29.9 | 31.1 | 28.9 | 22.2 | 25.6 | 25.9 | 29.2 | 28.7 | 29.4 | 31.9 | 25.3 | 26.8 | 24.4 | 30.2 | 29.9 | 30.8 | 28.2 | 24.3 | 28.2 | 29.2 | 30 | 27.6 | 28.3 | 28.6 | 27.9 | 27.8 | 25 | 31.9 | 30.2 | 24.1 | 26.7 | 23.7 | 27.3 | 26.9 | 27 | 25 | 26.5 | 26.9 | 26.4 | 25.2 | 20 | 28.7 | 26.4 | 30.8 | 27.6 | 27.3 | 27.4 | 28.4 | 0
5026 | 25.9 | 27 | 24.4 | 28.5 | 31.8 | 22.3 | 23.6 | 29.4 | 30.6 | 31.5 | 28.4 | 29.9 | 32.6 | 30.5 | 22.6 | 26.4 | 25.7 | 30.3 | 29.2 | 30 | 33.6 | 26.3 | 27.8 | 25.5 | 31.6 | 32.4 | 31.4 | 29 | 25.8 | 28.8 | 29.6 | 31.4 | 28.8 | 28.8 | 29.7 | 28 | 28.3 | 25.6 | 32.2 | 31.2 | 24.1 | 26.5 | 23.8 | 27.3 | 26.9 | 27.6 | 24.7 | 27.2 | 26.5 | 27.5 | 25.3 | 19 | 29.2 | 27 | 31.3 | 28.1 | 27.3 | 27.7 | 29 | 0
5027 | 26.4 | 27 | 26.7 | 29 | 32.8 | 23.2 | 24.1 | 30.4 | 31.3 | 32.5 | 29.5 | 29.6 | 34 | 31.6 | 23.3 | 27.2 | 25.6 | 31.8 | 29.8 | 29.6 | 34.7 | 27.4 | 28.6 | 26.8 | 33.1 | 35.3 | 32.6 | 30 | 27 | 29.4 | 30.2 | 32.3 | 30.3 | 29.4 | 30.1 | 27.2 | 28.4 | 26 | 33.1 | 32.8 | 24.4 | 26.6 | 23.8 | 27.4 | 26.8 | 28.6 | 24.8 | 27.8 | 26.4 | 28.5 | 25.4 | 17.8 | 29.5 | 27.1 | 32 | 28.8 | 28.5 | 27.7 | 29.6 | 0
5028 | 25.7 | 26 | 26.5 | 27.7 | 33.6 | 23.6 | 24.9 | 32 | 31.6 | 32.2 | 30.3 | 29.4 | 35.3 | 32.5 | 24.6 | 28.5 | 26 | 32 | 30.3 | 29.3 | 35.8 | 28.2 | 29.4 | 26.9 | 34.2 | 36.9 | 30.1 | 30.3 | 27.5 | 30 | 30.6 | 32.5 | 31.5 | 29.7 | 31.2 | 27 | 28 | 23.8 | 33.9 | 33.5 | 24.9 | 27.2 | 23.8 | 25.6 | 26.8 | 29.5 | 24.9 | 28.4 | 27.3 | 29 | 25.4 | 18 | 29.5 | 27.1 | 34.6 | 29.4 | 29.2 | 28 | 29.8 | 0
5029 | 27.2 | 25.4 | 26.5 | 27.1 | 34.3 | 22.9 | 24.7 | 33 | 32.3 | 32 | 31.1 | 29.3 | 36.2 | 33.6 | 23 | 29.5 | 26.4 | 32.5 | 30.8 | 28.2 | 36.1 | 29.6 | 30 | 27.2 | 35.5 | 38.4 | 30.8 | 30.9 | 27.9 | 30.6 | 31.2 | 33.2 | 32.5 | 30.1 | 31 | 27.4 | 27.4 | 23.8 | 33.9 | 34.2 | 24.5 | 28 | 23.7 | 26.1 | 26.8 | 30.9 | 25.4 | 29.2 | 28.5 | 28.5 | 25.4 | 18.6 | 29.5 | 25.4 | 33.9 | 30 | 30.7 | 28.4 | 30 | 0
5030 | 26.6 | 25.3 | 25.3 | 26.4 | 32.3 | 22.5 | 24.8 | 33.6 | 32.6 | 31.1 | 31.6 | 29.6 | 36.8 | 31.6 | 24.3 | 29.8 | 27.2 | 30.3 | 31 | 27.6 | 35.9 | 30.5 | 30.4 | 26.8 | 36.4 | 39.9 | 32 | 31 | 28 | 30.8 | 31.4 | 32.8 | 33.4 | 30.6 | 31 | 27.8 | 26.8 | 24.5 | 34.3 | 34.9 | 25.2 | 29 | 23.6 | 26 | 26.9 | 32 | 25.8 | 30 | 30 | 29.5 | 25.4 | 20 | 29.4 | 25.5 | 33.7 | 30.2 | 29.4 | 28.4 | 29.8 | 0
5031 | 27.9 | 25.3 | 25 | 27.5 | 33.8 | 21.8 | 24.7 | 32 | 32.1 | 32.7 | 32.2 | 30 | 36.9 | 31.1 | 24.8 | 29.5 | 27.6 | 31 | 31.1 | 26.8 | 34.8 | 30.8 | 30.3 | 27.2 | 37 | 40.7 | 32.5 | 31.5 | 28.3 | 30.7 | 31.5 | 32.3 | 34 | 31.4 | 30.7 | 28.1 | 26.4 | 25.5 | 34 | 35.3 | 24.9 | 29.7 | 23.4 | 25.7 | 26.9 | 33.1 | 26.3 | 30.5 | 30.7 | 30.5 | 25.3 | 20.6 | 29.5 | 25.8 | 34.6 | 30.1 | 28.3 | 28.4 | 29.8 | 0
5032 | 28.6 | 25.3 | 26 | 28.1 | 34.3 | 21.2 | 25.4 | 31 | 31.8 | 32.6 | 32.5 | 30.4 | 37 | 30.7 | 24.9 | 27.7 | 28 | 32 | 30.8 | 27.1 | 34 | 31.2 | 29.6 | 27 | 37.1 | 40.9 | 32.3 | 31.4 | 28.3 | 30.2 | 31.2 | 30.4 | 32.7 | 31.9 | 28.2 | 27.9 | 26.4 | 26.3 | 34 | 35.4 | 25 | 30.1 | 23 | 25.8 | 26.9 | 33.2 | 26.5 | 30.3 | 30.9 | 30.5 | 25.3 | 21 | 29.5 | 25.5 | 34 | 29.6 | 27.4 | 28.5 | 29.4 | 0
5033 | 27.3 | 25.3 | 26.6 | 29 | 33.8 | 21.2 | 23.3 | 24.2 | 31.4 | 31.2 | 32.6 | 30.6 | 36.8 | 30.7 | 24.9 | 28.4 | 27.8 | 31.8 | 30.4 | 27.4 | 31.7 | 31.2 | 28.2 | 27.2 | 37 | 41 | 32.3 | 31.4 | 28 | 29.4 | 30.6 | 28.9 | 33.7 | 32.2 | 28.2 | 27.4 | 26.6 | 26 | 34.1 | 35.8 | 24.8 | 30 | 22.6 | 26.9 | 26.9 | 32.6 | 26.6 | 29.4 | 30.2 | 30 | 25.2 | 20.2 | 29.5 | 25.6 | 32.6 | 29 | 27.3 | 28.4 | 29.2 | 0
5034 | 27.4 | 25.7 | 23.7 | 27.9 | 33.3 | 21.2 | 23.6 | 25.1 | 30.6 | 30.2 | 32.2 | 30.6 | 36.5 | 30.7 | 23.7 | 29.4 | 27.5 | 31.5 | 29.7 | 28.3 | 29.1 | 30.3 | 26.4 | 26.3 | 36.4 | 41.4 | 32.3 | 30.6 | 26.9 | 28.6 | 29.7 | 28.9 | 33.1 | 31.9 | 27.8 | 27.4 | 26.7 | 26 | 34.1 | 35.4 | 24.9 | 29.6 | 22.2 | 28 | 26.9 | 30.9 | 26.4 | 27.8 | 29.5 | 29 | 25.1 | 19.5 | 29.2 | 25.5 | 30.9 | 28.3 | 26.8 | 28.4 | 28.6 | 0
5035 | 26.5 | 25.6 | 22.9 | 26.9 | 32.3 | 21.1 | 23 | 25.9 | 29.6 | 29.2 | 31.6 | 30.4 | 35.9 | 29.6 | 22.9 | 28.7 | 26.7 | 31 | 29.2 | 28.3 | 28.4 | 29.4 | 24.6 | 25.6 | 35 | 40.9 | 32.1 | 30 | 25.7 | 28 | 29 | 28.9 | 33 | 31.2 | 27.8 | 27.3 | 26.6 | 25.3 | 33.3 | 33.9 | 24.8 | 29.1 | 21.9 | 27.5 | 26.9 | 29 | 26.4 | 26.1 | 28.7 | 28.1 | 24.8 | 18.6 | 28.7 | 25 | 29.3 | 27.8 | 26.7 | 28.4 | 28.3 | 0
5036 | 26.2 | 25.3 | 23 | 25 | 31.8 | 21.1 | 22.5 | 25.9 | 29.1 | 28.9 | 30.6 | 30 | 35 | 29.4 | 22.9 | 27.8 | 26 | 30.5 | 28.8 | 28 | 28.1 | 28.4 | 23.2 | 24.4 | 33.7 | 39.4 | 27.5 | 29.1 | 24.4 | 27.6 | 28.4 | 28.9 | 30.6 | 30.2 | 27.8 | 27.2 | 26.2 | 24.9 | 32.5 | 33 | 24.7 | 28.6 | 21.8 | 27.2 | 26.9 | 27.2 | 26.4 | 24.6 | 28.4 | 27 | 24.6 | 18.4 | 28.2 | 24.9 | 28.4 | 27.6 | 26.6 | 28.4 | 28 | 0
5037 | 26.2 | 25.3 | 23 | 24.7 | 31.3 | 21.1 | 21.8 | 25.9 | 28.7 | 28.8 | 29.6 | 29.4 | 33.7 | 29.1 | 22.6 | 27.5 | 25.3 | 30.2 | 28.7 | 26.7 | 28 | 27.7 | 22.5 | 24.2 | 32.4 | 38.4 | 26.8 | 28.8 | 23.7 | 27.4 | 28.1 | 28.9 | 29.4 | 29.4 | 27.6 | 26.9 | 25.6 | 24.3 | 32 | 32.5 | 24.4 | 28.2 | 21.9 | 26.3 | 26.5 | 26.3 | 26.7 | 23.8 | 28.2 | 26.4 | 24.4 | 18.1 | 27.9 | 24.9 | 28.5 | 27.7 | 26.5 | 28.4 | 28.1 | 0
5038 | 26.2 | 25.3 | 22.6 | 24.4 | 28.8 | 21.1 | 21.5 | 25.9 | 28.7 | 28.6 | 28.5 | 28.9 | 32.5 | 29.1 | 22.5 | 27 | 25.2 | 30 | 28.5 | 26 | 27.9 | 26.5 | 22.5 | 23.6 | 31.6 | 37.4 | 26.5 | 28.3 | 23.3 | 27.4 | 27.7 | 28.4 | 28 | 28.7 | 27.5 | 26.1 | 25.2 | 24.2 | 32 | 32.2 | 24.5 | 28 | 22.1 | 26 | 26.6 | 25.8 | 26.9 | 23.6 | 28.3 | 25.7 | 24.4 | 18.5 | 27.7 | 24.8 | 27.4 | 27.7 | 26.7 | 28.4 | 28 | 0
5039 | 26.1 | 25 | 22.5 | 25.4 | 28.8 | 21.1 | 21.4 | 25.9 | 28.6 | 28.5 | 27.6 | 28.3 | 31.4 | 29.1 | 22.4 | 26.7 | 25.4 | 29.9 | 28.2 | 25.6 | 27.9 | 25.9 | 23 | 23.8 | 30.6 | 37.4 | 26.5 | 28 | 23.5 | 27.2 | 27.4 | 28.3 | 27.7 | 28.4 | 27.2 | 25.9 | 25 | 24.2 | 31.7 | 31.5 | 24.4 | 27.8 | 22.2 | 25.8 | 26.7 | 26 | 27 | 23.8 | 28 | 25.2 | 24.6 | 18.4 | 27.8 | 24.6 | 26.9 | 27.6 | 26.4 | 28.3 | 28 | 0
5040 | 25.5 | 24.8 | 22.5 | 25.3 | 28.8 | 21.1 | 20.4 | 25.9 | 28 | 28 | 26.8 | 27.7 | 30.8 | 28.6 | 22.2 | 26.2 | 26.2 | 29.4 | 27.6 | 26.7 | 27.9 | 25.5 | 23.5 | 23.3 | 29.7 | 35.9 | 26.3 | 27 | 23.4 | 26.9 | 26.7 | 27.9 | 27.3 | 28.1 | 26.8 | 25.4 | 25.2 | 24.2 | 31.2 | 31 | 23.9 | 27.6 | 22.2 | 25.3 | 26.3 | 25.9 | 26.7 | 23.9 | 27.6 | 24.5 | 24.9 | 18.5 | 27.8 | 24.4 | 27 | 27.2 | 26.1 | 26.9 | 27.5 | 0
5041 | 25.4 | 24.8 | 22.2 | 25.6 | 28.8 | 21.1 | 20.1 | 25.9 | 27.9 | 27.9 | 26.2 | 27.1 | 30.4 | 28.6 | 22.2 | 25.1 | 26.8 | 29.4 | 26.9 | 27.9 | 27.9 | 24.6 | 23.8 | 23.3 | 29.4 | 35.4 | 26.3 | 26.2 | 23.2 | 26.4 | 26.1 | 27.4 | 26.9 | 27.9 | 26.7 | 25.4 | 25.5 | 24.2 | 31 | 30.6 | 23.9 | 27.3 | 22.1 | 25.2 | 26.3 | 25.8 | 26.5 | 23.6 | 26.7 | 24.5 | 25.2 | 17.8 | 27.8 | 24.4 | 26.7 | 26.7 | 26.2 | 26.9 | 27 | 0
5042 | 25.2 | 24.8 | 22.2 | 24.6 | 28.8 | 21.1 | 19.9 | 25.9 | 27.7 | 27.8 | 25.8 | 26.6 | 30.2 | 28.4 | 22 | 24.7 | 27.4 | 29 | 26.2 | 29.4 | 27.8 | 23.9 | 23.8 | 22.8 | 29 | 34.4 | 26.3 | 25.2 | 22.4 | 26 | 25.6 | 27 | 26.1 | 27.6 | 26.6 | 25.4 | 25.8 | 24.1 | 30.6 | 30.4 | 24 | 27 | 22 | 25.2 | 26.3 | 25.4 | 26.2 | 23 | 26 | 24.1 | 25.4 | 17.4 | 27.6 | 24.5 | 25.7 | 26.2 | 26.2 | 26.9 | 26.4 | 0
5043 | 25.2 | 24.9 | 22.3 | 24.5 | 28.8 | 21.1 | 20 | 25.9 | 27.7 | 27.6 | 25.7 | 26.2 | 29.8 | 28.1 | 21.9 | 24.1 | 27.4 | 29 | 25.9 | 29.7 | 27.7 | 23.5 | 23.5 | 23.1 | 28.8 | 33.4 | 26.3 | 24.9 | 21.5 | 25.7 | 25.6 | 26.9 | 25.8 | 27.4 | 26.5 | 25.4 | 25.8 | 24 | 30.1 | 30.2 | 24.3 | 26.8 | 22 | 25.1 | 26.3 | 25.3 | 26.3 | 22.3 | 25.3 | 24 | 25.4 | 16.8 | 27.4 | 24.6 | 26.5 | 26.1 | 26.2 | 26.8 | 26.2 | 0
5044 | 25.1 | 25.1 | 22.3 | 23.7 | 28.5 | 21.1 | 20.1 | 25.8 | 27.6 | 27.7 | 25.5 | 26.3 | 29.5 | 27.5 | 21.9 | 24.2 | 27.3 | 29 | 25.8 | 29.5 | 27.6 | 22.9 | 23.3 | 22.8 | 28.6 | 32.9 | 26.3 | 24.7 | 20.5 | 25.7 | 25.9 | 26.9 | 25.4 | 27.1 | 26.4 | 25.9 | 25.7 | 23.8 | 29.5 | 30.2 | 24.4 | 26.9 | 22.2 | 25 | 26.3 | 25.1 | 26.4 | 21.8 | 25.4 | 23.6 | 25.2 | 17.2 | 27.1 | 24.6 | 26.5 | 26.1 | 26.3 | 26.8 | 26.1 | 0
5045 | 24.8 | 25.2 | 22.3 | 22.4 | 28.5 | 21.1 | 19.9 | 25.8 | 27.6 | 27.8 | 27.6 | 28.3 | 29.4 | 26.6 | 21.9 | 24.3 | 24.2 | 28.9 | 27.2 | 26.6 | 27.6 | 22.5 | 22.6 | 23.2 | 28.4 | 31.4 | 26.3 | 25.6 | 23 | 26.6 | 26.2 | 26.7 | 24.6 | 27.2 | 26.3 | 26.2 | 24 | 23.7 | 29 | 30 | 24.3 | 27 | 21.9 | 25 | 26.3 | 25.8 | 26.8 | 24 | 27 | 23.4 | 24.4 | 18 | 26.6 | 24.6 | 26.3 | 26.4 | 26.3 | 26.8 | 26.8 | 0
5046 | 24.7 | 25.2 | 22.3 | 22.4 | 28.3 | 21.3 | 19.8 | 25.8 | 26.7 | 27.8 | 27.7 | 28.8 | 29.1 | 25.7 | 21.7 | 24.3 | 25.1 | 28.5 | 27.7 | 26.9 | 27.3 | 22.1 | 22.1 | 23.5 | 27.5 | 31.2 | 26.3 | 25.7 | 22.3 | 26.4 | 26.6 | 26.8 | 24.3 | 27.4 | 25.9 | 26.4 | 24.9 | 23.6 | 28.5 | 29.7 | 24 | 27.7 | 21.9 | 25 | 26.3 | 26.3 | 27.1 | 24.4 | 27.4 | 23.1 | 24.5 | 18.9 | 26.8 | 24.6 | 26.2 | 25.9 | 26.3 | 26.7 | 27 | 0
5047 | 24.7 | 25.3 | 22.3 | 22.2 | 28.3 | 21.1 | 19.9 | 26.1 | 26.9 | 27.8 | 27.9 | 29.4 | 29.8 | 26.1 | 21.4 | 24.1 | 26.8 | 28.5 | 28.1 | 27.3 | 27.4 | 22 | 21.7 | 23.9 | 27.6 | 30.9 | 26.3 | 25.9 | 23.2 | 26.7 | 27.5 | 27.4 | 24.5 | 27.8 | 26.3 | 26.7 | 25.9 | 23.9 | 28.5 | 29.5 | 24.2 | 28.5 | 22.2 | 24.9 | 26.3 | 26.8 | 27.4 | 25.3 | 28.1 | 23.2 | 24.4 | 19.9 | 27.5 | 24.6 | 26.4 | 26 | 26.5 | 26.7 | 27.3 | 0
5048 | 25.2 | 25.6 | 22.3 | 22.6 | 28.8 | 21.2 | 20.9 | 27.4 | 27.6 | 28 | 28 | 30 | 31 | 27.7 | 21.5 | 24.2 | 28.4 | 29 | 28.8 | 27 | 27.7 | 22.3 | 21.4 | 24.4 | 29.3 | 31.9 | 26.3 | 26.8 | 24.2 | 27.2 | 28.8 | 28.8 | 25.8 | 28.2 | 27 | 26.9 | 26.8 | 24.7 | 29.7 | 31 | 24.4 | 29.2 | 22.8 | 25.1 | 26.3 | 27.4 | 27.8 | 26.5 | 29.2 | 24.5 | 24.4 | 20.6 | 28.2 | 24.6 | 27.5 | 26.6 | 26.9 | 26.7 | 28.2 | 0
5049 | 27.3 | 29.6 | 22.8 | 22.5 | 28.8 | 21.5 | 22 | 28.4 | 30.1 | 29.8 | 28.5 | 30.5 | 32.7 | 30 | 22.5 | 24.9 | 30 | 30.8 | 29 | 27.5 | 28 | 25 | 21.4 | 24.9 | 30.6 | 31.8 | 27.5 | 27.6 | 26.5 | 28.3 | 30 | 30.9 | 27.8 | 28.8 | 29.1 | 28 | 26.6 | 26.8 | 30.7 | 32 | 26.2 | 30 | 23.9 | 27 | 27.6 | 27.9 | 28.1 | 27.7 | 30.2 | 26.1 | 24.4 | 20.7 | 29.1 | 25.7 | 29.8 | 28 | 27.2 | 26.8 | 28.9 | 0
5050 | 28.1 | 30.6 | 22.8 | 22.7 | 29.3 | 22.4 | 23.5 | 29.4 | 30.4 | 30.2 | 29.2 | 30.8 | 34.1 | 30 | 23.2 | 26.2 | 30.8 | 31.8 | 29.5 | 27.6 | 28 | 25.8 | 21.6 | 25.6 | 32.2 | 33.8 | 27.7 | 28.7 | 27.5 | 29.1 | 31 | 31.7 | 28.9 | 29.4 | 30.3 | 27.9 | 26 | 28.2 | 30.9 | 33 | 26.5 | 30.7 | 25.1 | 27.4 | 27.6 | 28.7 | 28.6 | 28.6 | 31.3 | 27.5 | 24.8 | 20.2 | 29.8 | 27.1 | 30.5 | 29.2 | 27.5 | 28 | 29.9 | 0
5051 | 28.5 | 32.2 | 23.3 | 22.6 | 30.8 | 23.6 | 24.9 | 30.4 | 31.2 | 31.6 | 30.4 | 31.2 | 35 | 31.5 | 24.2 | 26.7 | 31.4 | 32.5 | 29.6 | 28.2 | 28.5 | 26.4 | 22 | 26.4 | 33.7 | 35.8 | 29 | 29.4 | 28 | 29.8 | 31.4 | 32.8 | 30 | 30.3 | 31.2 | 27.3 | 25 | 29.5 | 31.2 | 34 | 27 | 31.4 | 26.2 | 27.4 | 27.6 | 29.6 | 29.2 | 29 | 32 | 28.2 | 25.4 | 19.4 | 30.3 | 28.5 | 32.1 | 30 | 28.5 | 28.5 | 30.4 | 0
5052 | 29.4 | 33.4 | 24.2 | 23 | 32.2 | 23.7 | 26.4 | 31.3 | 32.7 | 32.7 | 31.6 | 31.6 | 34.8 | 33 | 25.3 | 27.7 | 31.5 | 33 | 30.2 | 27.9 | 30 | 28 | 22.5 | 27.2 | 34.3 | 38 | 30 | 30 | 26.2 | 29.8 | 31.5 | 33.5 | 30.8 | 31.1 | 32.4 | 27.2 | 24.8 | 30.6 | 32.2 | 34.7 | 27.4 | 32 | 26.7 | 28.8 | 27.6 | 30.7 | 30.1 | 28.9 | 32.7 | 29.8 | 26.3 | 18.8 | 30.4 | 28.5 | 34.2 | 29.6 | 29.2 | 28.6 | 31 | 0
5053 | 29.6 | 31.9 | 24.9 | 23 | 33 | 24.1 | 27.2 | 31.9 | 32.9 | 32.8 | 32.9 | 32.1 | 34.3 | 34 | 26 | 28.2 | 31.9 | 33.8 | 30.5 | 27.9 | 31.9 | 29.1 | 23 | 27.8 | 35.6 | 40 | 30.6 | 29.9 | 24.6 | 29.6 | 31.1 | 30.3 | 31.3 | 31.9 | 32.6 | 27.6 | 25.2 | 31.3 | 32.7 | 35.4 | 28.3 | 32.5 | 26.8 | 29.1 | 27.6 | 31.7 | 30.8 | 28.4 | 33.1 | 29 | 27 | 18.6 | 30.6 | 28.9 | 35.3 | 28.7 | 29.2 | 28.4 | 31 | 0
5054 | 29.9 | 29 | 25.1 | 23.4 | 33.4 | 22.9 | 27.7 | 32.7 | 31.6 | 32.7 | 33.8 | 32.6 | 33.4 | 33 | 26.3 | 27.4 | 32.4 | 33.3 | 31 | 27.2 | 32.4 | 29.9 | 23.4 | 28 | 36.5 | 41 | 32.4 | 29.6 | 22.6 | 29 | 30.6 | 31.5 | 32.3 | 32.4 | 33.1 | 27.6 | 26.4 | 31.6 | 34.1 | 36.4 | 28 | 32.6 | 26.2 | 29.4 | 27.2 | 32.2 | 31.4 | 27.8 | 33.4 | 30 | 27.4 | 19 | 30.5 | 29.2 | 33.9 | 27.2 | 29.4 | 28.4 | 31 | 0
5055 | 31.3 | 29.4 | 26.2 | 23.2 | 33.8 | 22.1 | 27.2 | 33.1 | 30.9 | 32.5 | 34.5 | 32.8 | 33 | 32.8 | 26.3 | 27.5 | 33.2 | 32.3 | 30.8 | 27.2 | 33.2 | 29.9 | 23.7 | 27.7 | 37.6 | 42.3 | 33 | 28.8 | 22.7 | 28.8 | 30 | 33 | 32.8 | 32.7 | 33.9 | 27.6 | 27.4 | 30.5 | 34.8 | 36.9 | 28.6 | 32.5 | 25.5 | 29.6 | 27.3 | 31.8 | 31.4 | 27.2 | 33.2 | 31 | 27.2 | 19.6 | 30.6 | 24.7 | 33.3 | 26.2 | 29.9 | 28.5 | 30.4 | 0
5056 | 29.1 | 30 | 26.2 | 23.5 | 33.8 | 22.5 | 26.7 | 32.8 | 30.8 | 28.6 | 34.6 | 32.7 | 33 | 27 | 25.5 | 27.4 | 33.4 | 32.3 | 30.5 | 27 | 33.3 | 31.1 | 23.7 | 27.1 | 37.6 | 42.3 | 33.5 | 28.4 | 22.9 | 28.4 | 29.5 | 31.8 | 32.7 | 32.5 | 34 | 27.6 | 28.1 | 30.4 | 34.8 | 36.9 | 28.3 | 32.1 | 24.5 | 29.6 | 27.4 | 30.6 | 31.1 | 26.7 | 32.9 | 30.5 | 26.7 | 20.1 | 30.4 | 24.2 | 32.7 | 25.4 | 31 | 28.5 | 29.9 | 0
5057 | 28.9 | 30.4 | 26.3 | 23.4 | 33.6 | 22.2 | 26 | 31 | 30.7 | 28.6 | 34.4 | 32 | 33.4 | 28 | 25.3 | 27.3 | 33.2 | 32.3 | 29.6 | 27.6 | 33.5 | 31.1 | 23.6 | 26.2 | 37.2 | 42 | 33.5 | 28 | 24 | 28.2 | 29 | 32.3 | 32.9 | 32 | 34 | 27.5 | 27.6 | 29.5 | 34.7 | 36.8 | 28.3 | 31.6 | 23.8 | 28.1 | 27.4 | 28.8 | 30.4 | 26.3 | 32.2 | 30 | 26 | 20 | 30.2 | 24.2 | 32.6 | 25.4 | 30.6 | 28.5 | 29.2 | 0
5058 | 28.7 | 31.4 | 26.6 | 23.9 | 32.8 | 22.1 | 25.1 | 30.1 | 30.1 | 27.8 | 33.8 | 31 | 33.6 | 28.2 | 25 | 27.1 | 32 | 32.3 | 29 | 27.8 | 33.5 | 23 | 23.2 | 25.4 | 36.3 | 41.4 | 33.4 | 28.3 | 23.6 | 27.6 | 28.6 | 31.9 | 31.2 | 31.2 | 34 | 27.6 | 26.6 | 28.7 | 34.6 | 36.4 | 27.7 | 31 | 23.1 | 28.2 | 27.4 | 27.1 | 29.7 | 25.8 | 31.4 | 28.9 | 25.5 | 19.4 | 29.7 | 23 | 31.6 | 25.4 | 29.8 | 28.4 | 28.9 | 0
5059 | 28.8 | 30.9 | 25.2 | 23.8 | 31.8 | 21.2 | 24.4 | 29.9 | 29.5 | 27.4 | 33.2 | 29.9 | 33.7 | 29.3 | 23.9 | 26.6 | 30.4 | 31.9 | 28 | 28.7 | 32.4 | 23.7 | 22.8 | 24.8 | 34.9 | 39.5 | 32.7 | 28.3 | 23.2 | 27.1 | 28.2 | 31.4 | 29.7 | 30.4 | 32.2 | 27.5 | 25.1 | 28.4 | 33.9 | 35.4 | 27.4 | 30.7 | 22.8 | 28.2 | 27.4 | 25.8 | 28.9 | 25.3 | 30.4 | 27.4 | 25.3 | 18.5 | 29.2 | 22.9 | 31.1 | 25.6 | 28.7 | 27.9 | 28.3 | 0
5060 | 28.3 | 30.7 | 24.6 | 24 | 31.2 | 21.1 | 23.3 | 28.8 | 29.1 | 27.2 | 32.5 | 29 | 33.4 | 29 | 22.9 | 26.3 | 28.8 | 31 | 27.4 | 29 | 31.4 | 24 | 22.4 | 24.4 | 32.9 | 37.8 | 32 | 28.4 | 21.6 | 26.4 | 27.8 | 31 | 29.6 | 29.8 | 31.1 | 27.3 | 24 | 27.9 | 33.1 | 34.6 | 27.1 | 30.6 | 22.6 | 27.3 | 27.4 | 25.4 | 28.4 | 24.8 | 29.4 | 27.2 | 25.4 | 17.6 | 28.6 | 23.2 | 30.7 | 25.5 | 28.4 | 27.7 | 28 | 0
5061 | 27.3 | 30.2 | 24.3 | 23.5 | 30.8 | 20.9 | 22.6 | 27.8 | 28.7 | 26.9 | 32 | 28.5 | 33.1 | 28.8 | 22.5 | 26.2 | 27.9 | 30.6 | 26.6 | 29.6 | 30.3 | 24.1 | 22.2 | 24.1 | 31.9 | 36.2 | 26 | 27.8 | 21.2 | 26.1 | 27.4 | 30.1 | 29 | 29.5 | 30.5 | 27.2 | 23.4 | 27.4 | 32.2 | 33.4 | 27 | 30.7 | 22.7 | 27 | 27.4 | 25.7 | 27.8 | 24.4 | 28.4 | 26.9 | 25.5 | 17.1 | 28.4 | 23.3 | 30.1 | 25.5 | 28.2 | 27.6 | 27.4 | 0
5062 | 26.6 | 30.2 | 23.8 | 23.3 | 30.3 | 20.9 | 22.4 | 27.4 | 28.5 | 26.8 | 31.2 | 28.3 | 32.6 | 28.6 | 22.5 | 25.8 | 27.3 | 30.3 | 26.4 | 29 | 30 | 24.9 | 22.1 | 24 | 30.8 | 36.5 | 24.4 | 27.3 | 20.7 | 25.9 | 27.2 | 29.9 | 28.2 | 29.2 | 30 | 27.1 | 23.8 | 27.1 | 32.7 | 33.4 | 25.5 | 30.5 | 22.6 | 26.6 | 27.3 | 26.4 | 27.5 | 24.2 | 27.8 | 26.2 | 25.6 | 17.2 | 28.2 | 23.2 | 29.8 | 25.4 | 27.7 | 27.4 | 27.2 | 0
5063 | 26.1 | 30.2 | 23.9 | 23 | 29.8 | 20.9 | 22.2 | 26.5 | 28.2 | 27 | 30.4 | 28.4 | 32.4 | 28.3 | 22 | 25.7 | 27.2 | 30.3 | 26.2 | 28.2 | 29.8 | 25 | 22.2 | 23.8 | 29.9 | 36.2 | 24.5 | 26.6 | 21.6 | 26.2 | 27.2 | 29 | 27.6 | 29 | 29.8 | 27.1 | 24.6 | 26.4 | 32.2 | 32.4 | 25.6 | 30 | 22.6 | 26.2 | 27.3 | 27 | 27.2 | 24.2 | 27.4 | 25.6 | 25.4 | 17.6 | 28.2 | 23.2 | 29.4 | 25.6 | 27.7 | 27.4 | 27 | 0
5064 | 25.6 | 29.9 | 23.3 | 23.5 | 29.3 | 21.2 | 22 | 26.4 | 27.6 | 27 | 29.2 | 28.5 | 32.1 | 28 | 22 | 25.2 | 26.8 | 29.9 | 26.7 | 26.4 | 29.3 | 25 | 22.4 | 23.6 | 29.5 | 35.5 | 25 | 26.5 | 21.9 | 26.4 | 27.4 | 28.5 | 26.8 | 28.5 | 29.8 | 27.1 | 25.6 | 26.4 | 31.4 | 32.4 | 25.8 | 29 | 22.4 | 26.1 | 26.9 | 27.2 | 27.2 | 24.3 | 27.5 | 25.2 | 25.1 | 18 | 28 | 23.2 | 29.2 | 25.8 | 27.7 | 27.2 | 27.4 | 0
5065 | 25.5 | 29.9 | 23.3 | 23.6 | 29 | 21 | 21.6 | 26.2 | 27.6 | 25.5 | 28.2 | 28.4 | 31.9 | 27.5 | 22 | 25.1 | 26.2 | 29.9 | 27 | 25.2 | 29.4 | 24.9 | 22.6 | 23.4 | 29.1 | 35.3 | 25 | 26.4 | 23 | 26.7 | 27.3 | 28.1 | 26.5 | 28 | 29.5 | 27.1 | 25.9 | 26.3 | 31.3 | 32 | 25.8 | 28 | 22.2 | 26.1 | 27 | 26.9 | 27 | 24.4 | 27.5 | 25.1 | 24.7 | 18.2 | 27.7 | 23.2 | 29 | 26.3 | 27.7 | 27.2 | 27.5 | 0
5066 | 25.4 | 29.9 | 23.4 | 24 | 29 | 21.2 | 21.1 | 25.9 | 27.5 | 25 | 27.4 | 28.2 | 31.4 | 27.5 | 22 | 25 | 25.2 | 29.7 | 27.4 | 24.2 | 29.4 | 24.4 | 22.8 | 23.2 | 28.8 | 35 | 25 | 26.6 | 23 | 26.8 | 27.2 | 28 | 26 | 27.4 | 29 | 27.1 | 25.6 | 26.2 | 30.9 | 31.8 | 25.9 | 27 | 22 | 26.1 | 27 | 26.4 | 27 | 24.4 | 27.6 | 24.8 | 24.4 | 18 | 27.2 | 23.2 | 28.7 | 26.6 | 27.7 | 27.1 | 27.8 | 0
5067 | 25.3 | 29.9 | 23.1 | 23.5 | 29 | 21.1 | 20.9 | 25.9 | 27.5 | 25 | 27.2 | 28 | 30.8 | 27.4 | 21.8 | 24.8 | 24.4 | 29.3 | 27.2 | 24.7 | 29.1 | 24.4 | 22.9 | 23 | 27.9 | 34.4 | 25 | 26.3 | 23.6 | 26.9 | 26.7 | 27.8 | 25.5 | 27.1 | 28.5 | 27.1 | 24.6 | 26.1 | 30.4 | 31.5 | 25.9 | 26.5 | 22 | 26.1 | 26.8 | 25.9 | 26.8 | 24.2 | 27.3 | 24.5 | 24.2 | 17.7 | 26.9 | 23.2 | 28.6 | 26.9 | 27.2 | 27.1 | 27.5 | 0
5068 | 25.2 | 29.6 | 23.1 | 23.2 | 28.3 | 21.2 | 20.8 | 25.9 | 27.5 | 24.7 | 27.2 | 28 | 30 | 27 | 21.7 | 24.7 | 23.8 | 29.3 | 27.3 | 25.4 | 29 | 23.7 | 22.8 | 23.1 | 27.3 | 33.8 | 25 | 26.1 | 23 | 26.7 | 26.4 | 27.7 | 25 | 27 | 28 | 27.1 | 24.1 | 26 | 29.7 | 31 | 26 | 26.5 | 21.9 | 25.8 | 26.8 | 25.6 | 26.8 | 24 | 27.1 | 24.2 | 24.3 | 17.6 | 26.5 | 23.2 | 28.4 | 26.7 | 26 | 27 | 27.2 | 0
5069 | 25.2 | 29.4 | 23.1 | 23.4 | 28.3 | 21 | 20.8 | 25.6 | 27.5 | 24.7 | 27.6 | 26.6 | 29 | 26.5 | 21.5 | 24.6 | 26.6 | 29.3 | 26.4 | 26.4 | 28.9 | 23.5 | 22 | 23 | 27 | 33 | 25 | 25.4 | 21.2 | 26.2 | 26.6 | 27.6 | 24.9 | 28 | 27.9 | 27.1 | 23 | 25.9 | 29.2 | 30.9 | 26 | 28 | 22.2 | 25.6 | 26.8 | 25 | 25.6 | 23.6 | 27.6 | 24.2 | 24.8 | 17.6 | 27.2 | 23.4 | 28.2 | 26 | 25.4 | 27 | 27 | 0
5070 | 25.2 | 29.4 | 23 | 23.6 | 28.3 | 21 | 20.8 | 25.6 | 27.5 | 25.2 | 26.9 | 27.2 | 29 | 26.5 | 21 | 24.5 | 28.1 | 29 | 27 | 26.7 | 28.6 | 23.2 | 22 | 23.3 | 26.8 | 32.5 | 25 | 25.5 | 21.8 | 27.1 | 27.4 | 27.5 | 24.7 | 27.5 | 27.9 | 27.7 | 23.4 | 26 | 28.2 | 30.4 | 25.9 | 28 | 22.2 | 25.5 | 26.8 | 25.2 | 25.7 | 24.3 | 28 | 24.2 | 25.1 | 18.7 | 27.7 | 23.4 | 27.7 | 26.4 | 25.6 | 26.9 | 27.7 | 0
5071 | 25.2 | 29.4 | 23 | 24 | 28.3 | 21 | 20.8 | 25.9 | 27.5 | 25.7 | 27.1 | 28.3 | 29.1 | 27 | 21 | 24.5 | 29.7 | 28.8 | 27.4 | 27.6 | 28.7 | 23 | 22.2 | 23.7 | 27.3 | 32.4 | 25 | 25.5 | 23.1 | 27.3 | 28.4 | 28 | 24.7 | 27.9 | 28 | 27.4 | 24.4 | 26.3 | 28.2 | 30 | 26 | 28.3 | 22.5 | 25.5 | 26.7 | 26.1 | 26.9 | 25 | 28.7 | 24.2 | 25.6 | 19.7 | 28.2 | 23.4 | 28 | 27.3 | 26.1 | 26.7 | 28.6 | 0
5072 | 25.3 | 29.6 | 23.6 | 24.4 | 28.8 | 21.3 | 21.4 | 26.7 | 27.5 | 26.9 | 27.4 | 29.4 | 29.4 | 28.5 | 21 | 24.6 | 31.4 | 28.5 | 28.2 | 28.6 | 29 | 23.4 | 22.6 | 24 | 29 | 32.5 | 25 | 26 | 24.6 | 27.4 | 29.4 | 29 | 25.8 | 27.8 | 28.5 | 27.6 | 25.6 | 27.3 | 28.7 | 30.7 | 26.3 | 28.8 | 23 | 26 | 26.6 | 27.1 | 28 | 25.8 | 29.4 | 25.5 | 26 | 20.6 | 28.6 | 23.7 | 29.1 | 27.7 | 27.1 | 26.8 | 29.4 | 0
5073 | 27.9 | 28.3 | 24.6 | 25.1 | 29.6 | 22.4 | 22.7 | 27.9 | 28.2 | 28.2 | 28.6 | 30.6 | 29.9 | 30.3 | 22.5 | 25.1 | 32.2 | 27.8 | 28.8 | 30.1 | 30 | 24.2 | 23.4 | 24.4 | 30.4 | 34 | 25.5 | 26.2 | 26.2 | 26.5 | 30 | 30.2 | 27.4 | 28.8 | 30 | 29 | 27 | 28.8 | 30.7 | 31.8 | 26.7 | 29.5 | 24 | 27.6 | 27 | 28.3 | 29.8 | 26.1 | 30.2 | 25.8 | 26.6 | 20.7 | 28.8 | 25.1 | 30.3 | 28.6 | 28.9 | 27.4 | 30.1 | 0
5074 | 28.5 | 27.1 | 24.9 | 26 | 30.3 | 22.4 | 23.2 | 29.4 | 28.7 | 28.3 | 29.7 | 31.4 | 30.6 | 31.6 | 22.6 | 24.1 | 32.7 | 27.1 | 29.9 | 31.3 | 31.7 | 25 | 24.3 | 24.8 | 32 | 35.2 | 25.6 | 26.6 | 27.6 | 26.1 | 30.4 | 31.2 | 28.4 | 29.3 | 30.4 | 29.5 | 28.1 | 30.1 | 31.6 | 32.8 | 27.1 | 30.1 | 25 | 27.6 | 27 | 28.9 | 31 | 26.2 | 30.8 | 27.1 | 26.9 | 20.4 | 28.9 | 25.9 | 31.5 | 28.8 | 29.5 | 27.6 | 30.8 | 0
5075 | 28.4 | 26.3 | 25.6 | 27 | 31.2 | 22.9 | 25.2 | 30.5 | 29.8 | 29.1 | 31.3 | 32 | 31.4 | 32.4 | 23.7 | 24.1 | 32.6 | 26.8 | 30.8 | 32.4 | 27.1 | 26.4 | 25.4 | 25.4 | 32.9 | 37.5 | 25.9 | 26.6 | 28.6 | 25.8 | 30.6 | 32.1 | 29.9 | 30.4 | 31.3 | 29.7 | 29 | 30.6 | 32.3 | 34.3 | 27.8 | 30.6 | 26 | 26.4 | 27.1 | 29 | 32.2 | 25.9 | 31.4 | 28.3 | 27.4 | 19.7 | 29 | 26.4 | 33.6 | 29.4 | 30.8 | 27.5 | 31.4 | 0
5076 | 28.9 | 26.1 | 25.7 | 27.9 | 31.3 | 23.1 | 26.1 | 31.7 | 31.5 | 30 | 32.4 | 32.1 | 32.2 | 33.3 | 25.5 | 23.9 | 32.9 | 26.8 | 31.9 | 32.8 | 26.4 | 28.3 | 26.1 | 26 | 33.8 | 38.4 | 26.5 | 26.8 | 29.1 | 26.7 | 31 | 31.6 | 30.9 | 30.5 | 32.2 | 30 | 29.4 | 31.4 | 33 | 35.2 | 28.7 | 30.9 | 26.6 | 27.7 | 27.4 | 28.3 | 32.4 | 25.9 | 31.9 | 29.5 | 27.7 | 19.5 | 29.2 | 27.6 | 35.3 | 29.3 | 31.8 | 27.7 | 32 | 0
5077 | 30.1 | 25.8 | 27.2 | 28.5 | 32.3 | 23.1 | 27.1 | 32 | 31.4 | 31.5 | 34 | 31.9 | 32.9 | 33.1 | 25.5 | 24.1 | 33 | 26.8 | 32.1 | 33.2 | 26.7 | 29.5 | 26.5 | 26.5 | 34.7 | 40 | 27.2 | 26.6 | 29.2 | 27.8 | 31.5 | 30.6 | 31.6 | 31.2 | 32.8 | 30 | 29.6 | 32 | 33.4 | 36 | 28.7 | 31 | 27 | 28.8 | 27.3 | 27.4 | 32.7 | 25.8 | 32.5 | 29.2 | 28.2 | 19.4 | 29.6 | 28.6 | 36.3 | 29.6 | 32.5 | 28 | 32.3 | 0
5078 | 30.4 | 26.2 | 27.6 | 28.6 | 32.8 | 23.1 | 27.1 | 32 | 31.3 | 31.5 | 35 | 31.6 | 33.4 | 33.3 | 26.5 | 24.1 | 33.4 | 26.8 | 31.8 | 33.2 | 27.5 | 30.3 | 26.4 | 26.8 | 35.3 | 41 | 29 | 26.4 | 29 | 29.2 | 32.2 | 32 | 32.4 | 31.2 | 33 | 30.1 | 29.4 | 32.4 | 34.7 | 36.7 | 28.3 | 31 | 26.8 | 28.9 | 27.4 | 26.4 | 32.6 | 26 | 32.8 | 30.2 | 28.6 | 19.9 | 30 | 28.9 | 36.6 | 29.6 | 33.5 | 28.1 | 32.4 | 0
5079 | 27.9 | 26.8 | 28.3 | 28.3 | 29.3 | 23.3 | 27.1 | 32.5 | 31.3 | 32.8 | 36.2 | 31.3 | 33.6 | 37.7 | 26.5 | 24.1 | 33.1 | 26.8 | 30.5 | 33.3 | 28.7 | 30.9 | 26 | 26.9 | 36 | 41.3 | 29.7 | 25.8 | 28.5 | 29.5 | 32.6 | 30.6 | 32.9 | 32 | 27.5 | 30.1 | 29.1 | 32.3 | 34.6 | 37.4 | 27.7 | 31 | 26.5 | 29.2 | 27.4 | 25.9 | 33 | 25.9 | 32.9 | 30.5 | 29.2 | 20.2 | 30.3 | 29.4 | 35.8 | 30.1 | 33.5 | 28.3 | 32 | 0
5080 | 29.9 | 26.9 | 28.3 | 27.7 | 30.5 | 22.8 | 26.5 | 26.9 | 31.2 | 32.3 | 36.3 | 31 | 33.6 | 31.5 | 26 | 24 | 32.6 | 26.8 | 29.2 | 33.1 | 29.9 | 30.5 | 25.3 | 26.5 | 36.3 | 41.7 | 30.2 | 25.5 | 27.6 | 29.5 | 32.6 | 31.1 | 33 | 31.6 | 27.5 | 29.9 | 28.7 | 31.2 | 34.8 | 37.6 | 27.6 | 31 | 25.8 | 29.4 | 27.4 | 25.7 | 32.6 | 25.7 | 32.3 | 28 | 29.3 | 20.4 | 30.4 | 29 | 35 | 30 | 33.8 | 28.2 | 31.3 | 0
5081 | 29.8 | 28 | 27.4 | 27 | 29.8 | 22.1 | 26.1 | 27.4 | 31.2 | 32.3 | 35.8 | 30.6 | 33.4 | 31.8 | 25.5 | 24 | 31.4 | 26.9 | 27.8 | 32.8 | 29.8 | 24.9 | 24.6 | 26 | 36 | 41.8 | 30.4 | 25 | 26.5 | 28.6 | 32 | 31.1 | 32.4 | 31.2 | 27.8 | 27.9 | 28.2 | 31 | 34.7 | 37.6 | 27.2 | 31 | 25.2 | 28.8 | 27.5 | 25.8 | 32.2 | 25 | 31.2 | 24.7 | 29.2 | 20 | 30.1 | 28.4 | 34.6 | 30 | 33.4 | 27.8 | 30.4 | 0
5082 | 29.4 | 28.3 | 24.4 | 26.3 | 29.3 | 21.9 | 23.7 | 26.9 | 30.7 | 32.3 | 34 | 30.1 | 33.1 | 31 | 24.9 | 23.6 | 30.3 | 27 | 27.4 | 32 | 29.4 | 25.6 | 24 | 25.3 | 35.1 | 42.4 | 30.4 | 25 | 25.2 | 28.1 | 30.9 | 31 | 30.5 | 29.3 | 27.8 | 27.4 | 27.7 | 31 | 34 | 37.3 | 25.2 | 30.8 | 24.4 | 28.3 | 28.3 | 25.8 | 30.7 | 24.4 | 29.5 | 25 | 28.6 | 19.5 | 29.6 | 28.3 | 33.1 | 29 | 32.3 | 27.8 | 29.5 | 0
5083 | 28.9 | 27.8 | 24.2 | 25.8 | 29 | 21.6 | 23.1 | 26.9 | 30 | 31 | 32.3 | 29.6 | 32.8 | 29.8 | 23.8 | 23.2 | 29 | 27 | 27.2 | 31.3 | 29.2 | 25.9 | 23.6 | 24.8 | 33.6 | 41.3 | 30.3 | 24.9 | 24 | 27.4 | 29.6 | 29.1 | 28.1 | 28 | 27.8 | 27.4 | 27.3 | 30.4 | 33.2 | 36.1 | 25.2 | 30.6 | 23.8 | 27.4 | 28.2 | 25.8 | 29.4 | 23.5 | 27.8 | 25.6 | 28 | 18.6 | 29 | 26.4 | 32 | 28.4 | 31.5 | 27.8 | 28.8 | 0
5084 | 28.1 | 27.3 | 24.1 | 25.4 | 28.8 | 21.4 | 22.7 | 26.9 | 29.7 | 30.1 | 30.6 | 29.2 | 32.4 | 29.5 | 23.2 | 23.2 | 28.2 | 27.1 | 27.6 | 30.4 | 29.2 | 22.5 | 23.4 | 24.4 | 32.2 | 40.5 | 29.2 | 25 | 23 | 27.4 | 28.6 | 29.1 | 26.3 | 26.6 | 27 | 26.7 | 27 | 29.5 | 32.3 | 35.2 | 25.3 | 30.2 | 23.3 | 27.1 | 28.1 | 25.5 | 28 | 23 | 26.4 | 25.2 | 27.4 | 18 | 28.6 | 25.8 | 31.1 | 27.6 | 30.5 | 27.6 | 28.4 | 0
5085 | 28.3 | 27.5 | 23.8 | 25.2 | 27.6 | 21.5 | 22.2 | 26.7 | 29.5 | 29.3 | 30.1 | 29 | 31.9 | 29 | 23.1 | 23.6 | 27.4 | 27.1 | 27.5 | 30 | 29.3 | 22.4 | 23.4 | 24.3 | 31.4 | 37.5 | 29 | 24.8 | 22.5 | 27.1 | 28 | 29 | 26.1 | 26.9 | 27.2 | 26.5 | 26.8 | 29.1 | 31.8 | 34 | 25.2 | 29.9 | 23.1 | 26.9 | 27.8 | 25.3 | 27.7 | 22.6 | 25.8 | 24.8 | 27.3 | 17.5 | 28.4 | 25.5 | 30.5 | 27.7 | 30.3 | 27.6 | 28.2 | 0
5086 | 27.4 | 27.5 | 23.8 | 24.8 | 27.3 | 21.4 | 22 | 26.6 | 29.1 | 28.7 | 30 | 28.8 | 31.5 | 28.7 | 22.9 | 23.5 | 27.4 | 27.2 | 27.5 | 29.6 | 29.5 | 22.8 | 23.2 | 24.2 | 29.6 | 33.7 | 28.9 | 24.9 | 22.4 | 27.3 | 27.8 | 28.4 | 26.3 | 27.3 | 27.6 | 26.7 | 26.6 | 28.5 | 31.7 | 32.8 | 25.2 | 29.7 | 22.9 | 26.6 | 26.9 | 25.1 | 27.5 | 22.8 | 25.8 | 24.5 | 27.1 | 17.5 | 28.3 | 25.6 | 29.7 | 27.5 | 29.9 | 27.5 | 28.2 | 0
5087 | 27.6 | 27.5 | 23.6 | 24.4 | 27.6 | 21.5 | 21.4 | 26.6 | 28.7 | 28.3 | 30.6 | 28.6 | 31 | 28.5 | 22.8 | 24 | 27.2 | 27.1 | 27 | 29.4 | 29.5 | 22.8 | 23 | 24 | 28.1 | 32 | 28.5 | 25 | 22.6 | 27 | 27.8 | 27.9 | 26.6 | 28.6 | 28.1 | 26.4 | 26.4 | 28.2 | 31.7 | 31.7 | 25.1 | 29.5 | 22.9 | 26.3 | 26.8 | 25.2 | 28 | 23 | 26.4 | 24.6 | 27 | 17.6 | 28.2 | 25.6 | 28.9 | 27.6 | 29.5 | 27.4 | 28 | 0
5088 | 27.6 | 27.5 | 23.1 | 23.8 | 27.7 | 21.4 | 21.7 | 26.2 | 28.4 | 27.7 | 30.6 | 28.2 | 30.6 | 28.1 | 22.4 | 24.3 | 27.4 | 27 | 26.8 | 28.7 | 29.1 | 22.8 | 22.6 | 23.6 | 27.6 | 31.3 | 28.2 | 25.5 | 22.6 | 27 | 27.8 | 27.3 | 26.8 | 28.7 | 28.2 | 26.5 | 25.9 | 27.9 | 31.6 | 30.7 | 24.8 | 29.3 | 22.7 | 26.2 | 26.7 | 25.3 | 27.8 | 23.5 | 26.9 | 23.7 | 26.4 | 17.9 | 28 | 25.5 | 28.3 | 26.8 | 29 | 27 | 27.7 | 0
5089 | 27.8 | 27.7 | 23 | 23.3 | 27.9 | 21.3 | 21.5 | 26.3 | 28.2 | 27.7 | 29.2 | 27.7 | 30.1 | 28.1 | 22.4 | 24.8 | 24.4 | 26.9 | 25.3 | 25.8 | 29.4 | 22.7 | 23.6 | 22.7 | 27.3 | 30.6 | 28.2 | 25.3 | 23.5 | 26.6 | 27.5 | 27.2 | 27 | 27.4 | 28.6 | 26.2 | 23.5 | 27.8 | 31.2 | 30.3 | 24.8 | 26.8 | 22.7 | 26.3 | 26.5 | 25.7 | 27.5 | 22.7 | 27.8 | 23.7 | 27 | 17.8 | 27.6 | 25.8 | 28.2 | 26.3 | 29 | 27 | 29.3 | 0
5090 | 27.4 | 27.7 | 22.8 | 23 | 28.2 | 21.3 | 21.5 | 26.3 | 28.3 | 27.6 | 28.2 | 27 | 29.8 | 27.9 | 22.4 | 25 | 24.4 | 26.9 | 24.8 | 25 | 29.4 | 22.8 | 23 | 22.4 | 26.9 | 29.6 | 28.2 | 25 | 23.2 | 26.2 | 27 | 27 | 26.5 | 26.4 | 27.9 | 25.9 | 23.8 | 26.9 | 30.8 | 29.5 | 24.7 | 27 | 22.5 | 26.3 | 26.4 | 25.8 | 26.6 | 22.4 | 26.6 | 23.5 | 26.8 | 17.2 | 27.2 | 25.8 | 27.8 | 25.8 | 28.8 | 27 | 29 | 0
5091 | 26.8 | 27.7 | 22.5 | 23 | 28.5 | 21.1 | 21.5 | 25.8 | 28.3 | 27.6 | 27.6 | 26.6 | 29.5 | 28.1 | 21.9 | 25.5 | 24.1 | 26.7 | 23.9 | 24.6 | 29.2 | 22.7 | 22.6 | 22.3 | 26.5 | 28.2 | 28.2 | 24.3 | 22.4 | 25.9 | 26.5 | 26.6 | 26.5 | 26.3 | 28.2 | 25.6 | 23.5 | 26.8 | 30.5 | 28.9 | 24.7 | 26.8 | 22.2 | 26.4 | 26.3 | 25.6 | 26.1 | 22.8 | 26.1 | 23.6 | 26.6 | 16.1 | 26.9 | 24.8 | 27.8 | 25.2 | 28.6 | 27 | 29.5 | 0
5092 | 26.8 | 27.8 | 22.5 | 23.1 | 28.7 | 21.1 | 21.2 | 25.9 | 28.2 | 27.5 | 27.4 | 26.3 | 29.2 | 27.9 | 22 | 25.8 | 23.9 | 26.5 | 23.8 | 24.8 | 29.4 | 22.3 | 22.6 | 22.1 | 26.3 | 27.6 | 28.2 | 24.2 | 22.3 | 25.8 | 26.3 | 26.5 | 26.3 | 26 | 28.5 | 25.5 | 23.8 | 26.1 | 30.1 | 28 | 24.7 | 27 | 22 | 26.6 | 26.2 | 25.5 | 25.4 | 23.1 | 25.5 | 23.7 | 26.5 | 16.3 | 26.9 | 25.3 | 27.6 | 25.1 | 28.4 | 26.9 | 28.5 | 0
5093 | 26.9 | 27.7 | 22.3 | 23.4 | 29 | 21.1 | 21.2 | 25.5 | 27.7 | 27.5 | 29 | 26.2 | 28.4 | 27.4 | 22.1 | 26.4 | 23.6 | 26.4 | 24.4 | 27 | 29.7 | 22.1 | 22.8 | 22.6 | 26.1 | 26.9 | 28.2 | 23.4 | 23.6 | 25.8 | 25.6 | 25.9 | 26.1 | 26.8 | 28.8 | 25.1 | 23 | 26 | 29.4 | 27.5 | 24.7 | 25.6 | 21.4 | 26.7 | 26.1 | 24.2 | 25.8 | 23.8 | 28 | 23.8 | 27.4 | 16.8 | 27.4 | 25.5 | 27 | 26.2 | 28.2 | 26.9 | 26.8 | 0
5094 | 26.4 | 27.7 | 21.9 | 24.1 | 28.1 | 20.9 | 21.2 | 25 | 27.7 | 27.5 | 28.9 | 26.7 | 28.2 | 27.3 | 22.1 | 26.1 | 23.7 | 26.4 | 25.9 | 27.4 | 29.3 | 22.1 | 23.4 | 22.3 | 25.2 | 26.6 | 28.1 | 23.5 | 23.7 | 25.9 | 25.8 | 26.1 | 25.8 | 27.1 | 28.7 | 25.4 | 23.3 | 25.6 | 28.8 | 27.9 | 24.7 | 26.6 | 22.2 | 26.7 | 26.5 | 24.7 | 26.7 | 24.1 | 28.7 | 23.6 | 28.5 | 18.3 | 28 | 24.4 | 26.7 | 27.4 | 28 | 26.9 | 28.3 | 0
5095 | 26.4 | 27.8 | 21.9 | 24.8 | 28.6 | 21.1 | 21.4 | 25 | 28.1 | 27.5 | 29.3 | 27.6 | 28.3 | 26.9 | 22.1 | 25.2 | 23.6 | 26.5 | 27.5 | 28 | 29.4 | 22.1 | 24.1 | 22.9 | 25.1 | 26.6 | 28 | 24 | 24.1 | 26.5 | 25.6 | 27.1 | 25.6 | 27.9 | 28.5 | 25.5 | 23.6 | 26.1 | 28.8 | 27.9 | 24.7 | 27.3 | 23 | 26.6 | 26.5 | 25.6 | 28 | 24.9 | 29.9 | 23.7 | 29.4 | 19.9 | 28.4 | 24 | 26.9 | 28.3 | 28.2 | 26.9 | 29.4 | 0
5096 | 26.4 | 28.4 | 24.4 | 25.4 | 29.5 | 21.6 | 21.9 | 25.1 | 29.6 | 28 | 30.2 | 29 | 28.6 | 27.9 | 22.1 | 25 | 23.6 | 26.5 | 29 | 28.6 | 30.2 | 22.1 | 25.2 | 23.6 | 25.9 | 26.9 | 28 | 25.4 | 24.8 | 27.6 | 25.8 | 28.1 | 26 | 28.8 | 28.7 | 25.4 | 24 | 26.9 | 29.7 | 28.4 | 24.9 | 28.4 | 24.1 | 26.6 | 26.5 | 26.8 | 29.4 | 26 | 31 | 24.4 | 30.6 | 21.6 | 29 | 23.9 | 28.5 | 29.4 | 29 | 26.8 | 31.6 | 0
5097 | 27 | 31.1 | 24.9 | 25.8 | 31 | 22.5 | 22.5 | 27.2 | 29.7 | 29.4 | 31.6 | 30.4 | 29.3 | 30.1 | 22.8 | 24.7 | 23.5 | 26.7 | 29.9 | 29.4 | 32 | 22.6 | 25.9 | 25 | 27.8 | 27.2 | 28.6 | 26.6 | 25.9 | 28.8 | 25.8 | 30.5 | 27.4 | 30 | 32 | 24.8 | 24.3 | 27.4 | 31.1 | 30 | 25.9 | 28.8 | 24.9 | 26.9 | 28.2 | 27.9 | 30.6 | 27 | 32 | 25.2 | 31.2 | 22.1 | 29.2 | 24.5 | 30.8 | 29.5 | 31 | 27.4 | 32.4 | 0
5098 | 27 | 31.4 | 25.7 | 26.1 | 31.8 | 23 | 23.3 | 27.8 | 30.8 | 30.4 | 33.1 | 31.6 | 30.1 | 30.5 | 23.8 | 25.5 | 23.8 | 27.5 | 30.4 | 30.1 | 33.1 | 22.7 | 26.7 | 25.9 | 28 | 28.1 | 28.8 | 27.8 | 27 | 29.9 | 26.4 | 30.8 | 28 | 30.8 | 32 | 24.7 | 24.5 | 27.4 | 32.1 | 30.9 | 26.3 | 29.6 | 25.8 | 27.4 | 28.2 | 28.8 | 31.4 | 27.7 | 32.4 | 25.5 | 32 | 22.3 | 29.7 | 25.6 | 32.2 | 29.7 | 31.2 | 27.4 | 34.1 | 0
5099 | 26.8 | 32.6 | 25.9 | 26.6 | 32 | 22.9 | 24.4 | 30 | 31.8 | 31.4 | 34.6 | 32.2 | 31 | 31.1 | 24 | 26.6 | 24.2 | 28.5 | 30.6 | 31 | 34.1 | 23.2 | 27 | 26.4 | 29.5 | 29.1 | 29.1 | 28.2 | 28 | 30.6 | 27.2 | 31.3 | 28.9 | 31.4 | 32.2 | 24.5 | 24.6 | 28 | 33.1 | 32.1 | 26.7 | 30 | 26.6 | 28 | 28.1 | 29.4 | 32 | 27.6 | 32.6 | 26.1 | 32.6 | 21.8 | 30 | 27.1 | 33.3 | 29.4 | 32.4 | 27.5 | 34.4 | 0
5100 | 26.5 | 33.3 | 26.9 | 27.3 | 33 | 23.6 | 25.5 | 30.1 | 32.7 | 32.4 | 35.6 | 32.1 | 31.6 | 31.7 | 24.9 | 28.7 | 25 | 29.5 | 31 | 31.8 | 34.6 | 23.3 | 27.5 | 25.8 | 30.5 | 30.6 | 30.3 | 28.5 | 28.6 | 31 | 28.6 | 32.3 | 30.4 | 31.3 | 33.1 | 25 | 24.7 | 28.7 | 34.5 | 33.2 | 25 | 30.9 | 27.6 | 28.5 | 28.7 | 29.7 | 32.6 | 27 | 32.5 | 27 | 33.5 | 21.9 | 30.7 | 27.6 | 34.9 | 29.9 | 34 | 28.4 | 35.6 | 0
5101 | 26.8 | 33.7 | 27.4 | 28.2 | 32.7 | 23.6 | 26.2 | 30.6 | 32.7 | 32.9 | 36 | 31.4 | 32.1 | 32.1 | 23.6 | 29.6 | 25.7 | 29.5 | 31.4 | 32.6 | 35.1 | 23.6 | 27.2 | 25.2 | 26.5 | 31.1 | 30.3 | 28.1 | 28.7 | 31 | 29.7 | 32.8 | 31.5 | 30.9 | 32.7 | 25.2 | 24.7 | 27.3 | 34.1 | 33.8 | 25.2 | 31.1 | 28.2 | 28.8 | 27.5 | 29.9 | 33.4 | 26 | 32.8 | 25.7 | 33.9 | 22 | 31.2 | 28.1 | 34.8 | 30 | 34.4 | 28.4 | 34.9 | 0
5102 | 27.1 | 33.6 | 27.9 | 29 | 31.6 | 23.3 | 26.6 | 31.6 | 32.2 | 33.3 | 36 | 30.4 | 32.4 | 32.7 | 22.8 | 29.6 | 26.4 | 29.5 | 32 | 33 | 35.5 | 23.7 | 27 | 24.5 | 26.7 | 31.5 | 30.4 | 27.8 | 28.4 | 31 | 30.6 | 33.3 | 28.7 | 30.2 | 32.4 | 25.4 | 24.6 | 24.9 | 34.4 | 34.3 | 24.9 | 31.2 | 28.6 | 28.9 | 28 | 30 | 34.2 | 25.2 | 33.3 | 24.2 | 34 | 22.6 | 31.6 | 28.9 | 35.7 | 30.4 | 34.4 | 28.6 | 34.2 | 0
5103 | 27.3 | 33.5 | 28.4 | 29.5 | 31.6 | 23.3 | 27 | 32.1 | 32.1 | 32.9 | 35.7 | 29.4 | 32.8 | 33.2 | 23.4 | 27.5 | 26.6 | 30.4 | 32.2 | 33.1 | 35.8 | 23.5 | 26 | 24.9 | 27.1 | 32.2 | 31.1 | 27.2 | 28 | 30.9 | 30.5 | 30.8 | 30.2 | 29.7 | 32 | 25.4 | 24.4 | 25.9 | 34.6 | 34.2 | 25.1 | 30.1 | 28.2 | 29 | 28 | 30 | 34.9 | 24.7 | 34.1 | 25.1 | 33 | 22.5 | 31.2 | 29.1 | 36.3 | 29.8 | 34.8 | 28.9 | 31.3 | 0
5104 | 26.2 | 34 | 29.7 | 29.5 | 32.9 | 23.3 | 23.8 | 32.6 | 32.1 | 32.4 | 35.4 | 28.8 | 33 | 33.2 | 23.4 | 28.1 | 26.5 | 30.4 | 32.1 | 32.6 | 35.9 | 23.6 | 25.3 | 25.4 | 25.9 | 32.2 | 31.2 | 27.1 | 27.4 | 30.7 | 30.2 | 30.5 | 30.5 | 29 | 32.3 | 25.7 | 24.1 | 26.9 | 35.1 | 33.8 | 25.9 | 28.9 | 27.6 | 29.1 | 28 | 29.8 | 34.9 | 24.7 | 34.3 | 25 | 31.7 | 22.2 | 30.7 | 28.6 | 36.4 | 29.2 | 34.6 | 29 | 29.3 | 0
5105 | 26.4 | 33.9 | 28.8 | 29 | 32.8 | 22.7 | 23.8 | 32.6 | 31.2 | 31.9 | 35.2 | 28.4 | 33.2 | 33.2 | 22.9 | 27.4 | 26 | 30.4 | 31.4 | 31.6 | 35.8 | 23.3 | 24.4 | 26.4 | 25.9 | 32.2 | 32.1 | 26.8 | 27 | 30.4 | 29.4 | 28.7 | 28.5 | 28.6 | 32.8 | 25.6 | 23.8 | 26.4 | 34.6 | 33.9 | 25 | 27.4 | 26.5 | 29.1 | 27.7 | 29.4 | 34.2 | 24.8 | 34 | 25 | 30 | 21 | 29.8 | 28.5 | 35.8 | 28 | 34.3 | 28.8 | 27 | 0
5106 | 26.9 | 33.8 | 28.8 | 28.2 | 32.4 | 22 | 21.3 | 31.6 | 30.3 | 30.9 | 35 | 28.3 | 33 | 32.8 | 22.4 | 27.2 | 25.6 | 30.4 | 30.5 | 30.2 | 35.8 | 22.7 | 24.2 | 26.5 | 24.9 | 32.5 | 32.6 | 26.9 | 26.5 | 29.8 | 29.1 | 28.8 | 28.1 | 28 | 33 | 25.6 | 23.6 | 25.9 | 34.1 | 33.7 | 24.3 | 26.8 | 25.6 | 29 | 28 | 28.7 | 32.6 | 24.8 | 32.7 | 24.9 | 28.9 | 19.9 | 29.3 | 27.1 | 34.7 | 27.6 | 33.6 | 28 | 27.1 | 0
5107 | 26.9 | 33.7 | 27 | 27.5 | 32 | 22.1 | 21.3 | 30.6 | 29.7 | 29.5 | 34.8 | 28.3 | 32.8 | 32.2 | 22.4 | 27.1 | 25.2 | 30 | 29.3 | 29 | 34.4 | 23.2 | 23.9 | 26.4 | 24.9 | 32.2 | 32.5 | 26.4 | 26.1 | 29 | 28.7 | 28.8 | 27.5 | 27.6 | 32.6 | 25.5 | 23.4 | 25.9 | 33.3 | 32.8 | 24.2 | 26.4 | 24.8 | 28.6 | 28 | 27.9 | 30.8 | 24.5 | 31.1 | 24.6 | 28.1 | 18.3 | 28.7 | 27 | 31.8 | 27 | 33.4 | 27.7 | 27.1 | 0
5108 | 26.8 | 32.5 | 25.1 | 27 | 31.5 | 22 | 21.2 | 26.2 | 29.4 | 28.9 | 34.4 | 28.2 | 32.2 | 32.1 | 22.4 | 27 | 25 | 29.5 | 28.4 | 28 | 33.5 | 23.1 | 24 | 25.4 | 24.9 | 31.5 | 31.7 | 26 | 25.6 | 28 | 28.6 | 28.7 | 26.7 | 27.2 | 32.1 | 25.2 | 23.4 | 25.7 | 32.6 | 31.6 | 24.1 | 26.8 | 24.4 | 28.1 | 28 | 27.1 | 29.2 | 24 | 29.6 | 24.3 | 28 | 17.4 | 28.6 | 27 | 30.8 | 27.2 | 32.6 | 27.6 | 28.4 | 0
5109 | 26.6 | 31.7 | 24 | 26.8 | 30.9 | 21.9 | 20.7 | 25.4 | 29.2 | 28.4 | 33.8 | 28 | 31.7 | 31.8 | 22.3 | 26.4 | 24.8 | 29 | 27.7 | 27.7 | 32.9 | 23.1 | 23.7 | 24.7 | 24.9 | 30.7 | 30.7 | 25 | 25.1 | 27.1 | 28.1 | 28.4 | 26.5 | 27.2 | 31.6 | 25.4 | 23.4 | 25.7 | 32.6 | 30.8 | 24 | 26.8 | 24 | 27.5 | 27.6 | 26.5 | 28.3 | 23.4 | 28.9 | 24 | 27.9 | 16.6 | 28.4 | 26.9 | 30.1 | 27 | 32.4 | 27.5 | 28.1 | 0
5110 | 26.5 | 31.2 | 23.5 | 26.7 | 30.8 | 21.8 | 20.7 | 25.4 | 29.1 | 28.3 | 32.9 | 27.8 | 31.1 | 31.2 | 22.2 | 26.5 | 24.7 | 29 | 27.3 | 27.6 | 32.3 | 23.2 | 23.7 | 23.8 | 24.9 | 29.8 | 30.7 | 24.6 | 24.5 | 26.6 | 27.7 | 28.3 | 26.5 | 27.3 | 31.2 | 25.4 | 23.4 | 25.7 | 32.1 | 30.3 | 24 | 27.1 | 23.8 | 27.1 | 27.6 | 26.1 | 27.9 | 23 | 28.8 | 23.8 | 28.1 | 16.8 | 28.4 | 26.8 | 29.5 | 27.2 | 32 | 27.5 | 28.3 | 0
5111 | 26.5 | 30.7 | 23.4 | 26.4 | 30.5 | 21.4 | 20.7 | 25.4 | 28.7 | 28.2 | 32 | 27.5 | 30.6 | 30.7 | 22.1 | 26.3 | 24.4 | 28.5 | 26.8 | 27.8 | 31.9 | 22.9 | 23.4 | 23.6 | 24.9 | 29.6 | 29.8 | 24.4 | 24 | 26.4 | 27 | 28.3 | 26 | 27.6 | 31 | 25.1 | 23.4 | 25.6 | 31.8 | 29.9 | 24.1 | 26.8 | 23.4 | 26.9 | 25.8 | 26 | 28 | 23 | 29.2 | 23.7 | 28 | 17 | 28.2 | 26.7 | 29.2 | 27 | 31 | 27.5 | 27.4 | 0
5112 | 26.5 | 29.8 | 23.2 | 25.7 | 29.5 | 21.3 | 20.3 | 25.5 | 28.5 | 27.8 | 31.2 | 27.3 | 29.9 | 29.9 | 21.5 | 26.1 | 24.2 | 28 | 26.3 | 27.7 | 31.4 | 22.7 | 23.6 | 23.2 | 25.5 | 29 | 29.8 | 25.1 | 23.6 | 26.6 | 26.7 | 28.3 | 25.1 | 27.6 | 30.7 | 25.4 | 23.3 | 25.6 | 31.2 | 29.6 | 23.7 | 26.9 | 23.1 | 26.7 | 24.6 | 25.9 | 27.9 | 23.3 | 29.3 | 23.4 | 28.1 | 17.7 | 28.2 | 26.7 | 29.2 | 27.2 | 30.8 | 27.2 | 27.9 | 0
5113 | 26.5 | 29.8 | 23.3 | 24.8 | 29.5 | 21.4 | 20.3 | 25.6 | 28.4 | 27.8 | 30.5 | 27.1 | 29.5 | 29.4 | 21.5 | 26.1 | 23.9 | 28 | 25.5 | 27.5 | 31.1 | 22.7 | 23.5 | 23.3 | 25.5 | 28.7 | 29.8 | 25.4 | 23.5 | 26.8 | 26.2 | 28.2 | 24.4 | 27.6 | 30.4 | 25.9 | 23.2 | 25.7 | 30.8 | 29.8 | 23.7 | 26.4 | 22.5 | 26.5 | 25.7 | 25.6 | 27.6 | 23.7 | 29.2 | 23.3 | 27.6 | 17.7 | 27.9 | 26.6 | 28.7 | 26.7 | 30.3 | 27.2 | 27.5 | 0
5114 | 26.5 | 29.6 | 23.4 | 23.8 | 29.4 | 21.5 | 20.3 | 25.6 | 28.2 | 27.8 | 30 | 26.8 | 29 | 28.8 | 21.4 | 26 | 23.8 | 28 | 24.6 | 27 | 31 | 22.2 | 23.6 | 23 | 25.5 | 28.7 | 29.3 | 25.8 | 23.4 | 26.8 | 26.2 | 28.1 | 24 | 27.2 | 30.3 | 26 | 23 | 25.7 | 30.5 | 29.3 | 23.9 | 26.2 | 22 | 26.3 | 26 | 25.2 | 26.8 | 24 | 28.6 | 23.4 | 27.4 | 17.6 | 27.8 | 26.6 | 28.6 | 26.6 | 30.2 | 27.2 | 28 | 0
5115 | 24.3 | 29.5 | 23.2 | 23.2 | 29.3 | 21.5 | 20.3 | 25.6 | 28.2 | 27.7 | 29.6 | 26.5 | 28.8 | 28.5 | 21.3 | 25.5 | 23.6 | 28 | 23.8 | 26.8 | 30.6 | 22.2 | 23.1 | 23.1 | 25.5 | 28.5 | 29.2 | 25.1 | 23.5 | 26.5 | 25.8 | 28 | 23.7 | 27 | 31 | 25.9 | 22.9 | 25.1 | 30.1 | 29.3 | 23.8 | 25.5 | 21.4 | 26.1 | 27 | 24.6 | 26 | 24 | 28.1 | 23.6 | 26.9 | 16.7 | 27.4 | 26.6 | 28 | 25.9 | 30 | 27.1 | 27.1 | 0
5116 | 24.3 | 29.4 | 23.2 | 23 | 29.3 | 21.5 | 20.3 | 25.6 | 28.2 | 27.6 | 29.3 | 26.2 | 28.5 | 28.3 | 21.2 | 25.3 | 23.6 | 27.6 | 23.8 | 26.7 | 30.6 | 22.2 | 23 | 22.7 | 25.5 | 28.2 | 28.9 | 24.4 | 23.5 | 26.1 | 25.9 | 27.8 | 23.6 | 26.7 | 29.7 | 26.5 | 22.9 | 24.7 | 29.6 | 29.3 | 23.8 | 25.6 | 21.3 | 26 | 27 | 24.2 | 25.6 | 23.9 | 27.7 | 23.6 | 27.1 | 16.6 | 27.4 | 26.6 | 27.7 | 26 | 29.8 | 27.1 | 27.2 | 0
5117 | 24.8 | 29.3 | 23.3 | 23.4 | 29.2 | 21.5 | 20.3 | 25.6 | 28 | 27.6 | 28.5 | 26.8 | 28.4 | 28.1 | 21.1 | 25.1 | 23.6 | 27.5 | 26 | 27 | 30.3 | 22.2 | 22.4 | 23 | 25.5 | 28.2 | 28.9 | 24 | 23 | 25.4 | 26.4 | 27.8 | 23.6 | 27 | 29.6 | 26.7 | 23 | 24.7 | 29.1 | 29.3 | 23.8 | 25.6 | 22.4 | 26 | 27 | 24.6 | 27.6 | 23 | 28.2 | 23.6 | 24.4 | 16.8 | 27.4 | 26.5 | 27.6 | 25.2 | 29.4 | 27.1 | 27.8 | 0
5118 | 25 | 29.1 | 23.3 | 23.6 | 29 | 21.5 | 20.3 | 25.5 | 28 | 27.4 | 29.2 | 27.7 | 28.7 | 27.8 | 21.1 | 25.1 | 24.3 | 27.5 | 27 | 27.1 | 29.6 | 22.2 | 22.9 | 22.8 | 25.5 | 28 | 28.1 | 24.9 | 23.4 | 25.8 | 27.2 | 27.7 | 23.5 | 27.1 | 29.5 | 26.2 | 22.8 | 24.8 | 28.7 | 29 | 23.8 | 26.2 | 22.6 | 26 | 27 | 25.6 | 27.9 | 22.8 | 29.2 | 23.6 | 24.5 | 18.1 | 28.2 | 26.2 | 27.4 | 26.2 | 29.2 | 27.1 | 28.8 | 0
5119 | 25 | 29.2 | 23.4 | 23.8 | 29 | 21.6 | 20.3 | 25.3 | 28.7 | 27.4 | 29.5 | 28.7 | 28.5 | 27.6 | 21.1 | 25.5 | 25.2 | 27.5 | 28.1 | 27.6 | 29.5 | 22.2 | 23.7 | 22.7 | 25.5 | 28 | 28.1 | 25.3 | 24.3 | 26.4 | 27.9 | 28.3 | 23.6 | 27.3 | 29.5 | 26.9 | 23.1 | 24.8 | 28.6 | 28.8 | 23.9 | 27.3 | 23 | 26.1 | 27 | 26.8 | 28.6 | 22.6 | 30.8 | 23.6 | 25.4 | 19.1 | 28.7 | 26.1 | 27.3 | 27.1 | 29.2 | 27.1 | 29.9 | 0
5120 | 25.4 | 29.5 | 23.4 | 24.2 | 29.1 | 21.7 | 20.7 | 25.4 | 29.9 | 27.8 | 29.8 | 29.5 | 29.4 | 28.5 | 21.1 | 26.5 | 26.2 | 27.5 | 29.4 | 28 | 29.6 | 22.6 | 24.6 | 22.6 | 25.5 | 28 | 28.1 | 25.8 | 25.6 | 27.4 | 28.8 | 28.8 | 24.6 | 27.6 | 29.7 | 27.3 | 23.4 | 24.8 | 29.7 | 29.2 | 24.2 | 28.4 | 23.6 | 26.4 | 26.5 | 28 | 29.2 | 22.4 | 32.4 | 24.2 | 26.4 | 20 | 29.4 | 26.5 | 28.7 | 28.6 | 29.5 | 27 | 31 | 0
5121 | 26.3 | 30.1 | 23.4 | 24.9 | 28.4 | 22 | 22.1 | 26.4 | 31.3 | 29.4 | 28.9 | 29.9 | 29.8 | 30 | 22.5 | 29.2 | 26.7 | 28.6 | 30.2 | 28.8 | 31.2 | 22.4 | 25.5 | 22.9 | 25 | 26.8 | 27.8 | 25.3 | 26.8 | 28.3 | 29 | 30.3 | 26.1 | 28 | 30.5 | 26.7 | 24.2 | 25.6 | 31.4 | 29.9 | 24.5 | 29.6 | 24.1 | 26.8 | 24.9 | 28.9 | 30.3 | 22.8 | 33.5 | 25.4 | 28.1 | 19.9 | 29.3 | 27.9 | 29.7 | 29.3 | 31.4 | 27.5 | 31.9 | 0
5122 | 27 | 31.1 | 24 | 25.9 | 28.2 | 22.8 | 23.8 | 26.9 | 31.7 | 30.1 | 27.9 | 29.9 | 31.4 | 30.4 | 23.8 | 29.2 | 26.9 | 29.8 | 31.2 | 29.4 | 32.4 | 22.8 | 26.1 | 23.3 | 26 | 27.2 | 28.3 | 25.1 | 27.9 | 29.6 | 29.5 | 30.8 | 27.1 | 28.7 | 30.5 | 27 | 24.8 | 25.7 | 32.5 | 30.8 | 24.4 | 30.3 | 24.5 | 27.4 | 24.8 | 29.7 | 31.3 | 23.4 | 33.7 | 26.4 | 29.4 | 19.7 | 29.5 | 28.6 | 31.1 | 30.2 | 32.2 | 28.1 | 33 | 0
5123 | 28.3 | 32.3 | 26.4 | 27 | 28.7 | 22.8 | 24.9 | 27.6 | 31.7 | 30.7 | 26.5 | 29.6 | 32.6 | 31.3 | 24.5 | 28.3 | 26.6 | 30.6 | 31.8 | 30.2 | 33.5 | 23.9 | 26.4 | 24 | 26 | 28.2 | 29.3 | 24.6 | 28.6 | 30.6 | 29.8 | 32.3 | 27.2 | 29.4 | 30.4 | 27.6 | 25.4 | 26.9 | 33.5 | 31.9 | 24.4 | 30.6 | 24.5 | 28 | 24.5 | 30.4 | 32.4 | 24.4 | 33.4 | 26.4 | 31 | 19.2 | 29.6 | 29 | 32.8 | 30.6 | 32.4 | 28.4 | 34 | 0
5124 | 29 | 33.2 | 26.8 | 28 | 28.1 | 23.8 | 25.9 | 28 | 31.3 | 31.1 | 26.2 | 29.4 | 34.6 | 32.3 | 25.9 | 27.7 | 26.3 | 31.7 | 32.6 | 30.7 | 34.6 | 25.1 | 26.4 | 24.7 | 29 | 30.1 | 29.5 | 25.2 | 29.1 | 31.8 | 30.7 | 32.6 | 27.2 | 30.2 | 30.3 | 27.8 | 25.3 | 28.5 | 34.7 | 33 | 25.4 | 30.1 | 24.5 | 28.7 | 23.3 | 31.2 | 32.9 | 25.2 | 33 | 28.4 | 31.9 | 19.4 | 30.4 | 30 | 35.5 | 31.4 | 33 | 29.3 | 35.1 | 0
5125 | 29.6 | 33.9 | 26.8 | 28.4 | 28.7 | 23.6 | 26.6 | 28.6 | 30.2 | 31.7 | 26.3 | 29.3 | 35.1 | 32.3 | 26.6 | 26.8 | 25.8 | 32.2 | 32.8 | 31.3 | 35.5 | 26.3 | 26.4 | 25.6 | 28.7 | 31 | 30.7 | 25.7 | 29.3 | 32.3 | 31.4 | 31.2 | 28 | 30.6 | 29.9 | 28.6 | 25 | 28.3 | 34.7 | 33.6 | 25.4 | 29.3 | 24.3 | 29.3 | 23.7 | 31.9 | 33.3 | 25.9 | 33.1 | 27.9 | 33 | 20 | 31 | 30.3 | 36.5 | 31.6 | 33.4 | 29.4 | 35.7 | 0
5126 | 29.5 | 34.1 | 26.8 | 28.2 | 29.6 | 23.1 | 26.6 | 28.4 | 31.4 | 31.6 | 27.6 | 29.6 | 35 | 33.3 | 26.6 | 26.7 | 25.6 | 32.1 | 32.8 | 31.6 | 36.3 | 26.4 | 26.3 | 26.2 | 29.5 | 31.7 | 31.5 | 26.6 | 29.4 | 32.6 | 32.2 | 30.3 | 29.6 | 30.6 | 29.4 | 28.6 | 24.4 | 26.8 | 35.5 | 34.4 | 25.4 | 28.2 | 24.3 | 29.8 | 23.7 | 32.6 | 33.2 | 26 | 33.6 | 29.6 | 33.6 | 21 | 31.8 | 30 | 37 | 31.8 | 33.6 | 29.6 | 35.8 | 0
5127 | 28 | 34.3 | 27.7 | 27.5 | 29.7 | 23.7 | 27.8 | 27.9 | 30.7 | 31.1 | 28.7 | 30 | 32.7 | 33.8 | 26.7 | 27.6 | 25.3 | 32.5 | 31.9 | 31.9 | 36.7 | 26.3 | 26.4 | 26.7 | 29.9 | 32.4 | 31.8 | 26.6 | 29.3 | 32 | 32.1 | 28.3 | 25.2 | 30 | 29.4 | 28.8 | 24.2 | 25.7 | 35.7 | 34.5 | 24.9 | 27.5 | 24.2 | 30.2 | 24.7 | 32.8 | 33.1 | 25.9 | 34.4 | 29.6 | 34.4 | 21.4 | 31.6 | 29.5 | 37.5 | 30.9 | 33.6 | 29.7 | 35.1 | 0
5128 | 28.2 | 34.2 | 27.8 | 26.5 | 30.2 | 23 | 27.2 | 28.9 | 31.1 | 30.9 | 29.8 | 30.4 | 30.6 | 33.8 | 26.2 | 28.1 | 25.1 | 32.5 | 30.8 | 31.7 | 36.8 | 25.1 | 26.3 | 26.7 | 29.9 | 32.4 | 31.8 | 26.4 | 29.2 | 31.3 | 31.8 | 28.1 | 26.3 | 29.1 | 29.4 | 28.5 | 23.9 | 25.8 | 35.9 | 34.9 | 23.9 | 27 | 24.2 | 30.2 | 24.8 | 32.6 | 32.5 | 25.4 | 34.6 | 28.7 | 34.3 | 21.4 | 31.1 | 29.7 | 37.1 | 30.1 | 34 | 29.7 | 33.9 | 0
5129 | 28.3 | 34.1 | 27.8 | 25.8 | 30.2 | 23 | 26.7 | 26.1 | 29.2 | 30.6 | 30 | 30.6 | 28.2 | 33.9 | 25.6 | 28.1 | 24.8 | 31 | 29.4 | 31.2 | 36.7 | 22.6 | 26.2 | 26.4 | 29.9 | 32.4 | 31.8 | 25.4 | 28.8 | 30.2 | 30.8 | 28.3 | 27 | 28 | 29.4 | 27.3 | 24 | 25.1 | 35.2 | 34.8 | 23.9 | 27 | 24 | 30.1 | 24.9 | 31.8 | 31.8 | 25 | 33.8 | 28.7 | 33.8 | 20.4 | 30 | 29.4 | 36.1 | 28.8 | 31.3 | 29.5 | 32.4 | 0
5130 | 29.6 | 34.2 | 26.2 | 25.5 | 30.7 | 22.4 | 25.7 | 25.4 | 29.2 | 29.7 | 29.9 | 30.6 | 27.6 | 32.3 | 25.1 | 28.2 | 24.6 | 30.6 | 28.6 | 30.1 | 36.7 | 22.9 | 25.7 | 25.7 | 30.5 | 33.2 | 31.8 | 24.8 | 28.3 | 29.4 | 30.1 | 28.7 | 27.3 | 27.2 | 29.4 | 27.7 | 23.8 | 24.8 | 34.6 | 33.9 | 23.4 | 27.1 | 23.8 | 29.7 | 24.9 | 30.9 | 30.6 | 24.5 | 31.8 | 27.4 | 32.2 | 19.2 | 29.3 | 28.8 | 32.1 | 28.4 | 29.3 | 28.9 | 31.2 | 0
5131 | 29.3 | 34.1 | 24.4 | 25.7 | 30.4 | 22.4 | 24.6 | 25.4 | 29.1 | 29.5 | 28.9 | 30.4 | 27.4 | 30.8 | 24.4 | 27.8 | 24.2 | 30.1 | 27.9 | 29.1 | 35.3 | 22.9 | 25.2 | 25 | 29.3 | 32.6 | 31 | 23.9 | 27.6 | 28.6 | 29.2 | 28.3 | 24.2 | 26.6 | 29.2 | 27.6 | 23.9 | 24.8 | 33.7 | 32.7 | 23.7 | 27.4 | 23.4 | 29.2 | 24.9 | 29.8 | 29.7 | 24.4 | 29.3 | 26.4 | 30.9 | 17.7 | 28.5 | 28.4 | 30.3 | 27.8 | 28.2 | 28.5 | 30.4 | 0
5132 | 28 | 33.4 | 23.9 | 26 | 30 | 22.2 | 23.5 | 25.4 | 28.8 | 28.7 | 28 | 30 | 28.3 | 30.4 | 23.4 | 27.5 | 24 | 29.7 | 27.8 | 28 | 33.6 | 22.9 | 24.6 | 24.4 | 28.9 | 31.8 | 30 | 23.8 | 26.8 | 28 | 28.8 | 27.9 | 24.1 | 26.6 | 29.8 | 27 | 23.6 | 24.8 | 33.4 | 31.9 | 23.4 | 27.6 | 23 | 28.7 | 25.1 | 29 | 28.6 | 24.2 | 27 | 25.9 | 29.4 | 16.8 | 28.4 | 28.1 | 30.4 | 28 | 28.1 | 28.4 | 30.2 | 0
5133 | 27.3 | 32.2 | 23.7 | 26.2 | 29.7 | 21.7 | 22.8 | 25.5 | 28.7 | 28.5 | 26.9 | 29.4 | 28.3 | 31.3 | 23 | 26.8 | 23.8 | 29.2 | 27.6 | 27.5 | 32.7 | 22.9 | 24.3 | 24.2 | 28.1 | 31.2 | 29.3 | 23.4 | 25.9 | 27.2 | 28.2 | 27.8 | 24.2 | 26.8 | 28.1 | 25.4 | 23.6 | 24.8 | 32.7 | 31.7 | 23.4 | 27.8 | 22.6 | 28.1 | 25.8 | 28.3 | 28.1 | 24.2 | 25.8 | 25.4 | 29 | 16.3 | 28 | 27.8 | 31 | 27.7 | 28 | 28.3 | 30.1 | 0
5134 | 27.3 | 31.6 | 22.4 | 26 | 29.2 | 21.7 | 22.7 | 25.5 | 28.7 | 28.1 | 26.8 | 28.9 | 28.8 | 31 | 22.7 | 26.7 | 23.9 | 28.8 | 27.7 | 27.3 | 32.2 | 22.9 | 24.1 | 24 | 27.3 | 30.7 | 28.8 | 23.8 | 25.4 | 26.7 | 28 | 27.8 | 24.2 | 27.1 | 27.9 | 25.8 | 23.4 | 24.8 | 32.3 | 31.4 | 23.4 | 27.8 | 22.5 | 27.6 | 25.7 | 27.9 | 27.6 | 23.9 | 25.8 | 25.1 | 28.7 | 16.5 | 28.2 | 27.3 | 30 | 27.9 | 27.8 | 28.3 | 30 | 0
5135 | 27.2 | 31.1 | 22.2 | 25.4 | 29 | 21.7 | 22.4 | 25.1 | 28.2 | 28.1 | 27 | 28.3 | 28.4 | 30.5 | 22.3 | 26.6 | 24 | 28.6 | 27.4 | 27.4 | 31.6 | 22.9 | 24 | 24 | 26.8 | 29.2 | 28.8 | 23.8 | 25 | 26.2 | 27.6 | 27.8 | 24.4 | 27.4 | 27.5 | 26.5 | 23.4 | 24.7 | 31.7 | 30.5 | 23.4 | 27.6 | 22.6 | 27.2 | 25.6 | 27.4 | 27.4 | 23.6 | 26.8 | 24.9 | 28.8 | 16.8 | 28 | 26.8 | 29.4 | 27.6 | 27.8 | 28.2 | 29.6 | 0
5136 | 26.7 | 30.8 | 21.2 | 24.6 | 28.2 | 21.5 | 21.7 | 24.9 | 28.2 | 27.8 | 28 | 27.7 | 29 | 29.8 | 22 | 26.2 | 24.2 | 28 | 27.3 | 27.3 | 31.2 | 22.9 | 23.7 | 23.8 | 26.8 | 28.2 | 28.3 | 24.4 | 24.9 | 26.2 | 27.6 | 27.7 | 24.4 | 27.6 | 27.2 | 26.6 | 23.2 | 24.3 | 31.2 | 30.3 | 23.4 | 27 | 22.9 | 26.8 | 25.4 | 26.9 | 26.9 | 23.1 | 28 | 24.6 | 28.1 | 17.2 | 28.2 | 26.4 | 29.2 | 27.7 | 27.8 | 27.7 | 29 | 0
5137 | 26.6 | 30.4 | 21.6 | 23.9 | 28 | 21.5 | 21.5 | 24.8 | 28.2 | 28 | 28.5 | 27.1 | 29 | 29 | 21.9 | 25.8 | 24.2 | 27.6 | 26.8 | 27.3 | 30.6 | 22.9 | 23.4 | 23.7 | 26.8 | 28.2 | 28.3 | 24.3 | 24.7 | 26 | 27.2 | 27.4 | 24.2 | 27.5 | 26.9 | 26.7 | 23.2 | 24.3 | 31.2 | 29.9 | 23.4 | 26.5 | 23.1 | 26.5 | 25.7 | 26 | 26.7 | 22.8 | 28.8 | 24.4 | 27.4 | 17.1 | 27.9 | 26.1 | 28.9 | 27.2 | 27.8 | 27.7 | 28.1 | 0
5138 | 26.6 | 30.3 | 22 | 23.4 | 27.8 | 21.5 | 21.4 | 24.6 | 28.2 | 27.8 | 29 | 26.6 | 29.6 | 28.5 | 21.8 | 25.4 | 24 | 27.6 | 26.4 | 27 | 30 | 22.9 | 22.8 | 23.4 | 26.8 | 27.9 | 27.8 | 24.4 | 24.4 | 26 | 27 | 27.1 | 24.2 | 27.4 | 26.7 | 26.7 | 23 | 24.3 | 30.4 | 29.6 | 23.4 | 25.8 | 23.2 | 26.3 | 26 | 25.2 | 26.4 | 22.6 | 28.8 | 24.2 | 26 | 16.8 | 27.8 | 25.8 | 28.6 | 26.8 | 27.8 | 27.7 | 27.4 | 0
5139 | 26 | 30.1 | 22.4 | 23.2 | 27.7 | 21.5 | 20.9 | 24.4 | 28.2 | 27.8 | 28.7 | 26.2 | 29.1 | 28.3 | 21.7 | 25.4 | 23.6 | 27.2 | 25.8 | 27 | 29.2 | 22.8 | 22.4 | 23.3 | 26.8 | 27.7 | 27.8 | 23.9 | 23.8 | 25.7 | 26.4 | 26.8 | 24.1 | 27.2 | 26.5 | 26.7 | 23.1 | 24.3 | 29.8 | 29.5 | 23.4 | 25.4 | 22.9 | 26.1 | 26.3 | 24.5 | 26.7 | 22.8 | 28.4 | 24.2 | 25.2 | 16.2 | 27.3 | 25.2 | 28.4 | 25.8 | 27.8 | 27.6 | 27 | 0
5140 | 26 | 30 | 22.5 | 23.3 | 27.7 | 21.6 | 20.7 | 24.4 | 28.2 | 27.6 | 28.6 | 26.3 | 29.1 | 27.9 | 21.5 | 25.4 | 23.5 | 27.1 | 25.8 | 26.8 | 29.3 | 22.6 | 22.2 | 23.1 | 26.3 | 27.6 | 27.8 | 24 | 23.3 | 25.6 | 26.4 | 26.3 | 23.9 | 27.1 | 26.3 | 26.3 | 23 | 24.3 | 29.4 | 29.1 | 23.4 | 25.3 | 22.6 | 26 | 26.3 | 24.3 | 27 | 22.9 | 27.9 | 24.2 | 24.3 | 16.3 | 27.3 | 25 | 28 | 25.4 | 27.8 | 27.5 | 27.2 | 0
5141 | 26 | 29.3 | 22.5 | 23.4 | 27.5 | 21.6 | 20.7 | 24.3 | 28.2 | 27.6 | 26.4 | 28.3 | 26.8 | 28 | 21.4 | 25.7 | 23.6 | 27.1 | 26.8 | 27.6 | 29.2 | 22.4 | 23 | 23.2 | 26.3 | 27.6 | 27.3 | 23.6 | 23.8 | 25 | 27.8 | 26.3 | 23.9 | 26.8 | 26.2 | 26.6 | 23.4 | 24.5 | 28.8 | 28.6 | 23.4 | 25.4 | 21.8 | 26.1 | 26.5 | 25.6 | 27.2 | 23.2 | 26.6 | 24.1 | 25 | 17 | 27.2 | 25 | 27.6 | 26.8 | 27.8 | 27.5 | 26.8 | 0
5142 | 26 | 28.6 | 22.4 | 23.6 | 27.3 | 21.6 | 20.8 | 24.3 | 28.1 | 27.6 | 26.9 | 28.8 | 27.4 | 27.4 | 21.3 | 25.7 | 23.9 | 27.1 | 27.6 | 27.8 | 28.6 | 22.5 | 24.8 | 23 | 26.3 | 27.6 | 26.8 | 23.6 | 24.3 | 25.4 | 27.1 | 26.6 | 23.9 | 26.8 | 26.1 | 26.6 | 23.4 | 24.5 | 28.6 | 28 | 23.5 | 26.6 | 22.3 | 26.2 | 26.3 | 26.6 | 27.6 | 23.8 | 27.7 | 24.1 | 24.1 | 18.4 | 27.1 | 25 | 27.5 | 27.1 | 27.8 | 27.5 | 27.9 | 0
5143 | 25.8 | 28.7 | 22.3 | 24.4 | 27.6 | 21.7 | 20.9 | 24.3 | 28.4 | 27.6 | 27.5 | 29.4 | 28.7 | 27.3 | 21.3 | 25.8 | 25 | 28 | 28.8 | 28.3 | 28.6 | 22.6 | 25.6 | 23 | 26.3 | 27.6 | 26.8 | 24.6 | 25.1 | 26 | 26.5 | 26.8 | 23.9 | 26.8 | 26.3 | 26.4 | 23.8 | 24.8 | 28.7 | 28 | 23.8 | 28 | 22.9 | 26.4 | 25.9 | 27.4 | 28.4 | 24 | 29.1 | 24.2 | 24.3 | 20.1 | 26.5 | 25.1 | 27.6 | 27.6 | 27.8 | 27.5 | 29.1 | 0
5144 | 26.1 | 29.5 | 22.3 | 25.4 | 28.6 | 21.8 | 21.8 | 24.3 | 29.6 | 27.7 | 27.8 | 30 | 30 | 28.4 | 21.3 | 26.1 | 26.2 | 30.1 | 29.8 | 28.4 | 29.1 | 22.9 | 26.4 | 23.4 | 26.3 | 27.6 | 26.8 | 25.2 | 26.2 | 27 | 26 | 27.5 | 24.7 | 27.4 | 26.4 | 26.8 | 24.2 | 25.8 | 30.1 | 28.4 | 23.8 | 29.4 | 24 | 26.7 | 25.5 | 28.8 | 29 | 24.4 | 30.4 | 25.4 | 25 | 21.4 | 25.8 | 25.2 | 28.6 | 28.4 | 27.8 | 26.9 | 30.4 | 0
5145 | 28.4 | 31.3 | 22.8 | 26.7 | 30.3 | 22 | 22.9 | 24.8 | 30.3 | 28.5 | 28 | 30.5 | 31.7 | 30.4 | 22.5 | 25.3 | 28 | 31.1 | 30.7 | 28.9 | 31.4 | 23.3 | 25.4 | 24.1 | 26.7 | 27 | 28.2 | 26.6 | 27.3 | 28 | 26.6 | 27.3 | 26.4 | 28.1 | 29.9 | 27.1 | 25.2 | 27 | 31.7 | 30.3 | 24.7 | 30 | 25.1 | 27.2 | 25.5 | 29.5 | 30.3 | 24.3 | 31.2 | 26.5 | 26.9 | 22 | 25 | 26.1 | 29.6 | 29.1 | 27 | 27.7 | 31.2 | 0
5146 | 28.4 | 32.9 | 23 | 28 | 30.5 | 22 | 24 | 25.3 | 30.2 | 29.3 | 28.3 | 30.8 | 33.1 | 31.5 | 23.5 | 25.4 | 29.2 | 32.5 | 31.2 | 29.1 | 32.7 | 23.6 | 24.7 | 24.9 | 26.7 | 27.2 | 28.3 | 27 | 28.3 | 29.2 | 27.7 | 26.5 | 28.6 | 29.2 | 29.8 | 27.4 | 25.9 | 27.5 | 32.2 | 31.6 | 25.1 | 30.4 | 26.6 | 28 | 25.5 | 30.8 | 31.2 | 24.7 | 31.5 | 27 | 28.7 | 21.8 | 24.8 | 26 | 31.1 | 30 | 27 | 27.8 | 31.9 | 0
5147 | 28.6 | 34.1 | 23.8 | 29 | 30.9 | 22.7 | 25.2 | 25.5 | 30 | 30.6 | 29 | 31.2 | 34.4 | 32.3 | 24.6 | 26.4 | 30.2 | 32.8 | 31.4 | 29.8 | 34.1 | 24.4 | 23.8 | 25.8 | 27.7 | 28.2 | 29 | 27.4 | 29.2 | 30.2 | 29.4 | 26.3 | 28.7 | 30 | 29.9 | 27.8 | 26.6 | 27 | 33.3 | 32.6 | 25.6 | 30.4 | 27.7 | 28.8 | 25.5 | 31.6 | 32.4 | 25.2 | 31.4 | 27.6 | 30.6 | 21.2 | 25.1 | 27.8 | 33.1 | 30.4 | 27 | 28 | 32.4 | 0
5148 | 29.4 | 35.6 | 25 | 29.6 | 32.2 | 22.2 | 26.5 | 26.3 | 30.3 | 31.5 | 30.2 | 31.6 | 35.2 | 33.2 | 25.9 | 27.4 | 30.2 | 32.6 | 31.3 | 30.3 | 35.2 | 24.9 | 24.7 | 26.6 | 29 | 29.3 | 30.3 | 26.6 | 29.9 | 31.1 | 30.8 | 26 | 28.7 | 30.6 | 30.2 | 27.5 | 26.5 | 26.6 | 33.8 | 33.1 | 26 | 30.9 | 28.7 | 29.6 | 26.2 | 33 | 32.7 | 26.4 | 31.3 | 28.9 | 31.5 | 20.7 | 26.3 | 28.8 | 34.8 | 30.7 | 25.2 | 28.8 | 33.3 | 0
5149 | 30.1 | 36.4 | 25.1 | 29.9 | 30.9 | 22.3 | 27.4 | 25.8 | 29.9 | 32.1 | 31.8 | 32.1 | 35.9 | 34.1 | 26.9 | 28.9 | 30.2 | 32.2 | 31.2 | 31.5 | 36.2 | 24.9 | 25.7 | 27 | 29 | 30.4 | 31 | 26.5 | 30.4 | 31.4 | 31.9 | 25.3 | 29.2 | 30.2 | 30.2 | 28.3 | 26.2 | 27.1 | 34.5 | 33.7 | 25.9 | 31.4 | 28.9 | 30.1 | 26 | 33.4 | 33 | 27.4 | 31.2 | 28.5 | 32.4 | 20.5 | 27.7 | 29.3 | 35.1 | 30.5 | 25.2 | 29.4 | 34.2 | 0
5150 | 30.6 | 37.7 | 25.1 | 30 | 32 | 23.4 | 27.5 | 25.8 | 30.3 | 32.7 | 33.4 | 32.6 | 36.2 | 34.4 | 27.3 | 30.7 | 29.8 | 33.6 | 31 | 32.4 | 37.1 | 24.9 | 27.4 | 27.2 | 30.6 | 31.7 | 32.7 | 26.2 | 30.6 | 31.4 | 32 | 25.7 | 29.6 | 29.4 | 30.7 | 27.9 | 25.4 | 28.4 | 35.2 | 34.1 | 26 | 32.2 | 28.6 | 30.4 | 26 | 33.5 | 32.6 | 28.4 | 31.4 | 28.5 | 32.6 | 20.8 | 29 | 28.8 | 36.3 | 30.2 | 25.4 | 29.7 | 35 | 0
5151 | 30.6 | 36.2 | 25.3 | 30.1 | 33 | 22.5 | 27.5 | 25.6 | 30.6 | 33 | 34.4 | 32.8 | 36.5 | 34.6 | 27.7 | 31.3 | 29.9 | 33.4 | 30.9 | 33.6 | 37.4 | 24.9 | 27.5 | 27.1 | 30.6 | 32.2 | 33.5 | 27.2 | 30.5 | 30.9 | 31.7 | 26.1 | 30 | 28.1 | 31 | 28 | 24.9 | 28.4 | 35.3 | 35 | 25.3 | 32.3 | 27.4 | 30.5 | 27 | 31.8 | 32.5 | 28.4 | 31.6 | 28.9 | 33.1 | 21.2 | 29.5 | 28.5 | 36.5 | 29.6 | 26 | 30.3 | 35.1 | 0
5152 | 31 | 35.4 | 25.3 | 30 | 33 | 22 | 24.5 | 26 | 30.6 | 32.1 | 34.4 | 32.7 | 36.4 | 34.8 | 26.9 | 30.9 | 29.6 | 32.6 | 30.7 | 33.7 | 37.3 | 24.9 | 27.5 | 26.7 | 30.6 | 32.2 | 34.4 | 27.6 | 30.1 | 30.2 | 30.8 | 26.1 | 30.2 | 27.4 | 31.3 | 27.9 | 24.3 | 29 | 35.4 | 34.7 | 26.3 | 32.1 | 26.1 | 30.4 | 27 | 30 | 31.8 | 28 | 31.7 | 28.1 | 32.6 | 21.3 | 29.4 | 28.8 | 35.6 | 29.2 | 26.6 | 29.8 | 34.7 | 0
5153 | 31 | 32.7 | 25.3 | 29.8 | 32.7 | 22 | 24.2 | 26.4 | 30.5 | 32 | 33.4 | 32 | 36.2 | 35 | 26.6 | 30.3 | 29.4 | 31.8 | 30.4 | 33.4 | 37 | 24.8 | 26 | 26.2 | 30.6 | 32.2 | 34.5 | 28 | 29.4 | 29.4 | 30 | 26.2 | 27.6 | 27.2 | 31.4 | 27.8 | 24 | 29.2 | 34.7 | 34.2 | 26.2 | 31 | 24.8 | 30.2 | 27 | 27.6 | 31.4 | 27 | 31.4 | 26.5 | 31.8 | 20.9 | 28.6 | 28.8 | 34.7 | 28.8 | 27.4 | 29.6 | 33.6 | 0
5154 | 31.1 | 31 | 25.3 | 29.2 | 31.8 | 21.9 | 24.4 | 26.8 | 30.1 | 31.3 | 31.7 | 31 | 35.5 | 33.3 | 25.8 | 29.9 | 28.4 | 30.6 | 29.9 | 31.9 | 36 | 24.9 | 25.4 | 25.6 | 31 | 33.2 | 32.2 | 26.6 | 28.5 | 28.8 | 29.1 | 26.3 | 28 | 27.9 | 31.1 | 26.8 | 23.5 | 28 | 34.4 | 34.1 | 25.6 | 29.9 | 24.1 | 29.8 | 26.5 | 26.4 | 30.4 | 26.3 | 30.9 | 26.4 | 29.7 | 20 | 28 | 28.5 | 33.6 | 28.7 | 28.6 | 29 | 32.4 | 0
5155 | 30.8 | 30.4 | 25.1 | 28.5 | 31.6 | 21.6 | 23.5 | 25.8 | 29.6 | 30.6 | 29.9 | 29.9 | 34.9 | 30.5 | 24.8 | 26.9 | 27.5 | 30 | 29.5 | 30.5 | 34.8 | 23.9 | 24.3 | 25 | 29.9 | 32.9 | 31.5 | 25.2 | 27.5 | 28.3 | 28.7 | 26 | 26 | 28.7 | 29 | 26.8 | 23.3 | 26.4 | 33.7 | 33.1 | 25.6 | 28.6 | 23.6 | 29.3 | 26.6 | 25.4 | 30 | 25.6 | 30.1 | 26.4 | 27.6 | 18.8 | 27.4 | 27.7 | 31 | 28.4 | 28.2 | 28.4 | 31.1 | 0
5156 | 30.1 | 29.1 | 24.8 | 27.6 | 31.5 | 21.3 | 23.2 | 25.2 | 29.2 | 29.5 | 28.5 | 29 | 34.2 | 30.1 | 23.9 | 26.3 | 26.2 | 29.8 | 29.2 | 29 | 32.7 | 23.6 | 24.4 | 24.4 | 29.4 | 32 | 30.6 | 23.2 | 26.6 | 28 | 28.4 | 26 | 24.7 | 29.4 | 29.6 | 27.1 | 23 | 25.6 | 32.7 | 30.1 | 25.6 | 28 | 23.6 | 28.7 | 26.6 | 25.6 | 29.4 | 25.4 | 29.4 | 25.9 | 25.4 | 17.8 | 27.4 | 27 | 30.1 | 28.2 | 28 | 28.4 | 30.4 | 0
5157 | 28.4 | 28.7 | 24.6 | 26.8 | 30.8 | 21.3 | 22.8 | 24.8 | 28.9 | 28.7 | 27.9 | 28.5 | 33.7 | 29.6 | 23.3 | 25.9 | 25.7 | 29.6 | 29.2 | 28.5 | 32.3 | 23.4 | 23.9 | 23.9 | 29 | 31.2 | 30.2 | 22.7 | 26 | 27.5 | 28.4 | 26 | 25 | 29.2 | 28.6 | 27.4 | 23.1 | 25.4 | 31.9 | 30 | 25.6 | 27.6 | 23.4 | 28.1 | 26.6 | 25.5 | 29.5 | 25 | 28.7 | 25.4 | 24.6 | 17.2 | 27.4 | 26.7 | 29.5 | 27.6 | 27.8 | 28.4 | 29.9 | 0
5158 | 28.4 | 28.4 | 23.9 | 26 | 30.5 | 21.3 | 22.6 | 24.8 | 28.8 | 28.6 | 27.7 | 28.3 | 33 | 29.5 | 23 | 25.9 | 25.2 | 29 | 29.1 | 28.2 | 32.3 | 23.3 | 24.4 | 23.5 | 29 | 30.5 | 30.2 | 22.3 | 25.6 | 27.1 | 28.2 | 26.2 | 25.1 | 28.6 | 28.2 | 27.4 | 23 | 25.1 | 31.7 | 30.3 | 25.6 | 27.9 | 23.3 | 27.6 | 26.7 | 26 | 29.2 | 24.9 | 28.3 | 25 | 24.4 | 17.2 | 27.8 | 26.5 | 29 | 27.2 | 27.6 | 28.4 | 29.8 | 0
5159 | 28.3 | 28 | 23.8 | 25.4 | 30.2 | 21.3 | 22.2 | 24.8 | 26.6 | 28.4 | 27.8 | 28.4 | 32.2 | 29.4 | 22.9 | 25.9 | 25.2 | 28.7 | 29 | 28.4 | 32 | 23.3 | 24 | 23.4 | 28.4 | 30 | 30 | 23.2 | 25.4 | 26.6 | 28 | 26.5 | 24.9 | 27.6 | 27.8 | 26.9 | 23.2 | 24.8 | 31.7 | 30.1 | 25.6 | 28 | 23 | 27.2 | 26.7 | 26 | 29 | 24.4 | 28 | 24.8 | 25.4 | 17.4 | 27.8 | 26.3 | 28.7 | 26.8 | 26.6 | 28.4 | 29.6 | 0
5160 | 27.8 | 27.6 | 23.4 | 24.8 | 29.9 | 20.7 | 22 | 24.8 | 27.5 | 28.1 | 27.6 | 28.5 | 30.9 | 29 | 22.7 | 25.8 | 24.8 | 28.7 | 28.5 | 28 | 31.4 | 23.1 | 24.3 | 23.5 | 27.4 | 28.7 | 29.2 | 23.3 | 25.2 | 26.2 | 27.5 | 26.5 | 24.7 | 27.1 | 27.4 | 26.5 | 23 | 24.6 | 31.6 | 29.9 | 25.6 | 28.2 | 22.9 | 26.8 | 26.7 | 26.6 | 27.9 | 24.2 | 27.8 | 24.5 | 26.1 | 17.5 | 27.9 | 26.2 | 28.6 | 26.8 | 26.6 | 27.4 | 29.3 | 0
5161 | 27.6 | 27.5 | 23.2 | 24.5 | 29.5 | 20.6 | 21.9 | 24.8 | 27.3 | 28.1 | 27.2 | 28.4 | 29.5 | 28.6 | 22 | 25.8 | 24.6 | 28.7 | 27.8 | 27.7 | 31.5 | 23.1 | 23.6 | 23.7 | 27.4 | 28.2 | 29.2 | 23.9 | 24.9 | 25.7 | 27.4 | 26.5 | 24.7 | 26.8 | 27.3 | 26.4 | 23.1 | 24.6 | 31.3 | 29.1 | 25.6 | 27.6 | 22.5 | 26.5 | 26.8 | 26.5 | 27.2 | 23.6 | 27.3 | 24.5 | 26.9 | 17.3 | 27.7 | 26 | 28.6 | 26.8 | 26.2 | 27.4 | 28.5 | 0
5162 | 27.4 | 27.3 | 23 | 24 | 29.4 | 20.6 | 21.8 | 24.8 | 27.4 | 27.6 | 26.6 | 28.2 | 28 | 28.3 | 22 | 25.7 | 24 | 28.7 | 27 | 27 | 31.2 | 23.3 | 23.4 | 23.8 | 27.4 | 28 | 29.2 | 23.4 | 24.5 | 25.4 | 27.4 | 26.5 | 24.4 | 27 | 27.3 | 26.6 | 23 | 24.7 | 30.9 | 29 | 25.6 | 26.8 | 22.4 | 26.4 | 26.8 | 26.6 | 26.2 | 23.4 | 26.8 | 24.2 | 26.8 | 16.8 | 27.6 | 25.8 | 28.3 | 27 | 26.2 | 27.4 | 27.6 | 0
5163 | 27.4 | 27.2 | 22.8 | 23.7 | 28.6 | 20.7 | 21.5 | 24.8 | 26.8 | 27.6 | 26.2 | 28 | 27.1 | 28.6 | 22 | 25.8 | 23.8 | 28.6 | 26.5 | 27 | 31 | 23.2 | 22.4 | 23.7 | 27.4 | 27.8 | 29.1 | 23.6 | 24 | 25.1 | 27.8 | 26 | 24.2 | 27 | 27.3 | 26.6 | 23.2 | 24.7 | 30.8 | 28.6 | 25 | 25.7 | 22 | 26.3 | 26.8 | 25.9 | 26.3 | 23 | 26.3 | 24.2 | 26.7 | 16.3 | 27.4 | 25.7 | 28.6 | 26.9 | 26.2 | 27.4 | 26.7 | 0
5164 | 27.4 | 27 | 22.8 | 23.4 | 27 | 20.8 | 21.4 | 24.7 | 25.6 | 27.6 | 26 | 28 | 26.5 | 28.5 | 21.7 | 25.6 | 23.4 | 28.3 | 26.3 | 27 | 30.7 | 22.9 | 22.7 | 23.5 | 27.4 | 27.7 | 28.5 | 23.2 | 23.8 | 25 | 27.9 | 25.7 | 24.1 | 27.1 | 27.3 | 26.5 | 23.2 | 24.8 | 30.4 | 28.4 | 25 | 25.2 | 21.9 | 26.2 | 26.3 | 25.8 | 26.4 | 23.1 | 26.2 | 24.2 | 25.7 | 16.3 | 27.4 | 25.7 | 28.4 | 26.9 | 26.2 | 27.4 | 26.5 | 0
5165 | 27.4 | 27 | 22.9 | 23 | 27 | 20.8 | 21.4 | 24.7 | 25.7 | 27.6 | 27 | 26.6 | 28.8 | 28.2 | 21.5 | 25.5 | 24.8 | 28.1 | 27 | 26.4 | 30.6 | 22.9 | 23.2 | 23.4 | 27.2 | 27.7 | 28.2 | 23.4 | 24 | 25.4 | 26 | 26 | 23.7 | 27.1 | 27.3 | 26 | 23 | 24.8 | 30.2 | 27.9 | 25 | 26.8 | 22.5 | 26.1 | 26.3 | 25.4 | 25.4 | 23.6 | 26.6 | 24.2 | 25.4 | 17.4 | 27.2 | 25.7 | 28.1 | 25.4 | 26.2 | 27.4 | 28 | 0
5166 | 27.3 | 26.8 | 23 | 23.3 | 26.8 | 20.9 | 21.4 | 24.6 | 25.7 | 27.6 | 27 | 27.2 | 28.6 | 28.1 | 21.4 | 25.5 | 26.3 | 27.6 | 26.4 | 25.6 | 30.2 | 22.9 | 24 | 23.3 | 27.2 | 27.6 | 28 | 23.4 | 24.5 | 25.9 | 26.2 | 26.3 | 23.7 | 26.9 | 27.3 | 26.2 | 23 | 24.6 | 29.7 | 27.6 | 25 | 27.5 | 22.2 | 26 | 25 | 25.7 | 25.6 | 23.6 | 26.8 | 24 | 25.3 | 18.5 | 27.9 | 25.9 | 27.8 | 26.3 | 25.8 | 27.4 | 28.6 | 0
5167 | 27.1 | 26.7 | 23 | 24.4 | 27 | 20.9 | 21.2 | 24.7 | 25.8 | 27.6 | 27.1 | 28.3 | 29.4 | 28.2 | 21.3 | 25.7 | 27.8 | 27.6 | 26 | 25.6 | 30.2 | 22.9 | 24.7 | 23.8 | 27.3 | 27.6 | 28 | 23.7 | 25.1 | 26.5 | 26.1 | 26.4 | 23.9 | 27.2 | 27.3 | 26.4 | 23.1 | 24.6 | 29.7 | 28.1 | 25.1 | 28.1 | 23 | 26.2 | 24.7 | 26.4 | 25.8 | 24.5 | 27.1 | 24 | 25.1 | 19.5 | 28.7 | 26 | 28.1 | 26.9 | 26.2 | 27.4 | 29.1 | 0
5168 | 27.1 | 26.8 | 23 | 25.6 | 27.4 | 21.2 | 21.4 | 24 | 26 | 27.7 | 27.4 | 29.4 | 31.4 | 29.5 | 21.9 | 26 | 29.2 | 28.2 | 26 | 26 | 30.2 | 23.1 | 26 | 24 | 27.8 | 27.7 | 28.5 | 23.8 | 26 | 27.4 | 26.4 | 27 | 25.9 | 27.2 | 27.3 | 26.4 | 23.4 | 25 | 30.2 | 29.1 | 25.1 | 29 | 24 | 26.6 | 24.7 | 27.2 | 26.2 | 25.6 | 27.4 | 24.5 | 25 | 20.6 | 29.2 | 26.5 | 28.6 | 27.8 | 26.6 | 27.4 | 30 | 0
5169 | 28.1 | 27.9 | 24 | 27.1 | 29.5 | 22.2 | 22.7 | 25 | 26 | 28.5 | 28 | 30.6 | 33.8 | 30.5 | 24.1 | 26.1 | 30 | 29.4 | 26.6 | 27.4 | 32.2 | 23.6 | 26.8 | 24.9 | 29.3 | 27.9 | 28.5 | 24.4 | 26.6 | 28.1 | 26 | 28.7 | 27.4 | 28.2 | 28.8 | 26.4 | 23.7 | 26.3 | 32 | 30.5 | 25.4 | 29.4 | 26 | 27.2 | 25.4 | 28 | 26.9 | 27.4 | 27.6 | 26.4 | 25.2 | 21.1 | 29 | 27.1 | 29.1 | 27.9 | 28.3 | 27.6 | 30.2 | 0
5170 | 28.1 | 29.5 | 24 | 28.1 | 30 | 22.1 | 23.2 | 24.7 | 26.7 | 29.1 | 28.8 | 31.4 | 35.9 | 32 | 24.5 | 26.8 | 30.5 | 30.4 | 27.5 | 28.8 | 33.5 | 24.4 | 28.1 | 25.3 | 29.8 | 28.4 | 29 | 24.9 | 27.2 | 28.9 | 26 | 29.7 | 28.1 | 29.1 | 28.7 | 25.8 | 24.1 | 25.2 | 32.2 | 32 | 25.6 | 30 | 27.2 | 27.9 | 25.4 | 28.5 | 27.9 | 28.4 | 27.7 | 27.6 | 25.7 | 21.4 | 28.4 | 27.8 | 31.4 | 28.2 | 28.8 | 27.6 | 30.6 | 0
5171 | 28.6 | 30.8 | 24.8 | 29 | 31.1 | 22.4 | 24.5 | 24.7 | 27.4 | 30.4 | 29.8 | 32 | 36.4 | 32.5 | 25.5 | 27.8 | 30.8 | 31.4 | 28.6 | 30.4 | 34.6 | 25.8 | 29 | 26 | 29.8 | 30.1 | 29.8 | 25.8 | 27.2 | 29.4 | 25.8 | 30 | 29.3 | 30.6 | 28.3 | 25.6 | 24.4 | 26.4 | 33.5 | 33 | 26.8 | 30.4 | 28 | 28.7 | 25.4 | 29 | 29 | 29 | 27.6 | 28.2 | 26.4 | 21.4 | 27.4 | 28.5 | 33 | 28.2 | 29.5 | 27.3 | 30.6 | 0
5172 | 29.6 | 32.4 | 25.5 | 29.2 | 31.8 | 23.8 | 26.2 | 25.2 | 28.4 | 31.5 | 30.7 | 32.1 | 35.2 | 33.8 | 25.7 | 29 | 31.4 | 31.9 | 29.4 | 31.3 | 35.1 | 27.1 | 30.2 | 26 | 30.3 | 31.2 | 31.1 | 26.5 | 27.1 | 30 | 26.6 | 30 | 29.9 | 31.5 | 28 | 26 | 24.7 | 28.4 | 34.7 | 33.5 | 28.2 | 31.3 | 27 | 29.6 | 25.4 | 29.4 | 29.9 | 28.1 | 27.6 | 29.1 | 27.2 | 21.6 | 26.7 | 29.5 | 35 | 28.9 | 30.3 | 27.3 | 31.3 | 0
5173 | 30 | 31.9 | 25.7 | 29.7 | 31.9 | 24.2 | 27.2 | 25.7 | 29.4 | 33.5 | 31.5 | 31.9 | 32.3 | 34.4 | 25.3 | 29.3 | 32 | 32.4 | 29.9 | 32 | 33.2 | 27.6 | 30.2 | 26.4 | 32.4 | 32.4 | 31.1 | 27.4 | 26.6 | 30.4 | 27.5 | 30.7 | 31.5 | 32.7 | 28 | 26.6 | 24.7 | 29.4 | 35.5 | 34.5 | 28 | 31.8 | 26 | 30.6 | 25.4 | 30.2 | 30.3 | 27 | 27.6 | 29.9 | 27.8 | 21.5 | 26.4 | 29.4 | 36.4 | 29.2 | 31 | 27.7 | 31.5 | 0
5174 | 30.8 | 31.9 | 26.6 | 30 | 32.2 | 24.7 | 26.2 | 26.1 | 29.9 | 35 | 32 | 31.6 | 29 | 35.5 | 25.7 | 29.2 | 32.6 | 30.9 | 30 | 32.2 | 33.2 | 27.6 | 29.8 | 26.6 | 33.3 | 32.9 | 31.8 | 28 | 26.2 | 30.6 | 28.8 | 30.7 | 32.1 | 33 | 28.2 | 27.6 | 24.6 | 29.4 | 35.7 | 35 | 27.8 | 32.2 | 24.6 | 31.4 | 25.4 | 30.8 | 30 | 25.6 | 27.8 | 29.6 | 28 | 21.4 | 26.8 | 29.3 | 36.2 | 29.8 | 31.7 | 27.4 | 32 | 0
5175 | 31.2 | 30.9 | 26.8 | 30.7 | 33.3 | 23.5 | 27.6 | 27 | 30.4 | 35.5 | 32.3 | 31.3 | 26.2 | 36.2 | 25.9 | 29.3 | 32.7 | 29.4 | 29.9 | 32.6 | 29.3 | 27.9 | 27.9 | 27.5 | 33.8 | 33 | 28.3 | 28.7 | 25.7 | 30.4 | 29.3 | 30.9 | 32.8 | 33.5 | 28.5 | 26.2 | 24.3 | 29.9 | 35.8 | 35.1 | 27.8 | 31.7 | 24.5 | 32 | 25.4 | 31.2 | 29.2 | 25.1 | 27.9 | 27.5 | 27.9 | 20.8 | 27.5 | 29.6 | 35.8 | 29.6 | 31.8 | 28 | 31.5 | 0
5176 | 31.6 | 30.1 | 26.7 | 30.8 | 33.3 | 23.8 | 27.7 | 27.6 | 30.6 | 35.5 | 32 | 31 | 24.9 | 32.8 | 25.8 | 29.3 | 32.3 | 30.8 | 29.6 | 32.5 | 29.7 | 28.1 | 26 | 27.6 | 34.3 | 33.2 | 28.3 | 28.9 | 25.6 | 30.1 | 29.7 | 30.8 | 27.4 | 33 | 28.8 | 26.6 | 24.2 | 26.7 | 36.1 | 34.5 | 27.3 | 30.9 | 24.5 | 32.1 | 25.4 | 30.7 | 28.1 | 24.9 | 28 | 29.4 | 27.5 | 20.2 | 28.2 | 29.6 | 35.8 | 29.4 | 32 | 28 | 31.1 | 0
5177 | 31.7 | 29 | 26.3 | 30.6 | 32.8 | 22.6 | 27.7 | 27.1 | 30.4 | 35.2 | 31.4 | 30.6 | 25 | 31.8 | 24.6 | 27.5 | 31.2 | 28.6 | 29.4 | 32.4 | 30.1 | 27.6 | 24 | 27.6 | 34.3 | 33.2 | 28.2 | 29 | 25.6 | 29.6 | 29 | 30.6 | 30.1 | 32.4 | 29 | 26.6 | 24 | 27 | 35.8 | 34.3 | 27 | 29.6 | 25.2 | 31.8 | 25.4 | 29.4 | 27.2 | 25.4 | 28 | 29 | 27 | 19.4 | 28.6 | 29.6 | 35.2 | 28.8 | 32 | 28 | 30 | 0
5178 | 32.4 | 28 | 25.1 | 29.4 | 31.8 | 21.6 | 22.5 | 26.4 | 29 | 34.4 | 30.4 | 30.1 | 26.2 | 31 | 25.2 | 26.8 | 30 | 28.9 | 29.1 | 31.6 | 30.4 | 27.5 | 23.3 | 26.3 | 34.3 | 33.8 | 27.9 | 28.4 | 25.8 | 29.2 | 28.4 | 29.8 | 26.9 | 31 | 29.3 | 25.9 | 24.1 | 27 | 35.2 | 34 | 26.8 | 28.6 | 25 | 31.2 | 24.8 | 27.2 | 26.6 | 25.4 | 27.9 | 28.7 | 26.6 | 19 | 28.6 | 29 | 31.4 | 28.8 | 26.4 | 27.9 | 29.5 | 0
5179 | 31.1 | 27.1 | 24.8 | 28.1 | 30.8 | 21.6 | 22.1 | 26.1 | 27.4 | 32.4 | 29.4 | 29.6 | 27.5 | 30.1 | 24.1 | 26.8 | 28.8 | 28.8 | 29 | 30.7 | 30.3 | 26.7 | 22.9 | 25.2 | 34.1 | 33.2 | 30.2 | 27.8 | 25.9 | 28.7 | 27.3 | 29.2 | 26.3 | 30 | 29.3 | 26 | 24 | 26.9 | 34.3 | 33.1 | 26 | 27.7 | 24.8 | 30.4 | 24.7 | 24.8 | 26.5 | 25.6 | 27.6 | 27.2 | 26.5 | 18.6 | 28.2 | 28.7 | 30.1 | 28.5 | 26.8 | 27.3 | 28.6 | 0
5180 | 29.6 | 26.2 | 24.1 | 26.6 | 29.9 | 21.6 | 22.1 | 26.1 | 27 | 30.4 | 28.4 | 29.2 | 28.4 | 29.5 | 23.5 | 26.7 | 28 | 28.5 | 28.8 | 29.4 | 30.2 | 26.6 | 23.4 | 23.6 | 32.4 | 32.4 | 30 | 27 | 25.8 | 28.4 | 26.6 | 28.7 | 26.8 | 29 | 29.2 | 26 | 24 | 26.4 | 33.6 | 32.5 | 26 | 27.4 | 23.8 | 29.5 | 24.7 | 23 | 26.6 | 25.2 | 27.4 | 26.7 | 26.4 | 18.6 | 27.8 | 28.3 | 31.1 | 28.6 | 27 | 27.3 | 28.4 | 0
5181 | 29.1 | 25.9 | 23.8 | 25.9 | 29.3 | 21.5 | 22 | 26 | 26.9 | 28.8 | 27.9 | 29 | 28.5 | 29.4 | 23.1 | 26.3 | 27.4 | 28.4 | 28.7 | 28.7 | 30 | 24.5 | 23.4 | 23.2 | 32.2 | 31.9 | 27.9 | 26.6 | 25.4 | 27.9 | 25.8 | 28.4 | 26.9 | 29 | 29 | 26 | 23.7 | 26.1 | 33.1 | 27.5 | 25.6 | 27.1 | 23.5 | 28.5 | 24.5 | 22.4 | 26.8 | 25.1 | 27.1 | 26.2 | 26.4 | 18.5 | 27.4 | 28 | 30.5 | 28.1 | 27 | 27.3 | 27.9 | 0
5182 | 29.1 | 25.6 | 23.8 | 25.4 | 28.4 | 21.5 | 21.9 | 25.8 | 26.9 | 29 | 27.5 | 28.8 | 28.3 | 29.4 | 22.6 | 26.3 | 27.2 | 28.3 | 28.5 | 28 | 30 | 24.5 | 23.7 | 22.8 | 31.3 | 31 | 26.7 | 25.9 | 24.9 | 27.5 | 25.8 | 28.2 | 27.6 | 28.7 | 28.9 | 26 | 23.5 | 25.9 | 31.4 | 27.6 | 25.6 | 27.4 | 22.9 | 27.8 | 24.7 | 22.8 | 26.7 | 24.7 | 27 | 25.8 | 26.2 | 18.6 | 27.3 | 27.6 | 30.3 | 27.9 | 27 | 27.3 | 28.1 | 0
5183 | 28.9 | 25.4 | 23.8 | 25.6 | 28.3 | 21.5 | 21.9 | 25.8 | 26.9 | 28.9 | 27.4 | 28.6 | 28.2 | 29.3 | 22.2 | 26.2 | 26.8 | 27.9 | 28.4 | 28 | 29.4 | 24.5 | 23.4 | 23.2 | 30.8 | 30.4 | 26.6 | 25.4 | 24.4 | 27 | 26 | 28.2 | 26.9 | 28.8 | 28.8 | 26.1 | 23.2 | 25.8 | 30.6 | 27.7 | 25.5 | 27.4 | 23.2 | 27.3 | 24.7 | 24 | 26.4 | 24.8 | 27 | 25.5 | 26 | 18.4 | 27.4 | 27.3 | 29.9 | 27.2 | 26.8 | 27.3 | 28.2 | 0
5184 | 28.2 | 24.9 | 23.3 | 25.4 | 27.3 | 21.4 | 21.8 | 25.3 | 26.7 | 28.1 | 27.2 | 28.2 | 28.6 | 29 | 22 | 25.8 | 26.4 | 27.4 | 28.2 | 27.9 | 28.7 | 24.3 | 23.7 | 23 | 29.3 | 29.4 | 26.5 | 24.5 | 24.2 | 26.7 | 26.9 | 27.2 | 26.7 | 28.1 | 28.5 | 26.1 | 23.1 | 25.4 | 30.2 | 27.5 | 25.6 | 27.7 | 22.9 | 26.8 | 25.1 | 25.2 | 25.8 | 24.4 | 27.1 | 25.2 | 25.7 | 18.3 | 27.6 | 26.9 | 29.5 | 26.9 | 26.8 | 27.3 | 29 | 0
5185 | 28.1 | 24.9 | 23.3 | 25.2 | 27.3 | 21.4 | 21.7 | 25.3 | 26.6 | 27.6 | 27.2 | 27.7 | 29.3 | 28.9 | 21.9 | 25.8 | 25.6 | 27.4 | 28.1 | 28 | 28.6 | 24.1 | 23.4 | 23.2 | 29.3 | 28.9 | 26.4 | 23.9 | 24 | 26.3 | 27.3 | 26.9 | 26 | 27.6 | 28.5 | 26.1 | 23.1 | 25.4 | 29.9 | 27.5 | 25.5 | 27.5 | 23.2 | 26.5 | 25.1 | 26.1 | 25.3 | 24.4 | 27.1 | 24.9 | 25.5 | 17.8 | 27.6 | 26.6 | 29 | 26.3 | 26.8 | 27.3 | 29.1 | 0
5186 | 27.8 | 24.9 | 23 | 24.4 | 27.3 | 21.4 | 21.7 | 25.4 | 26.5 | 27.6 | 27 | 27 | 30 | 28.9 | 21.5 | 25.3 | 24.8 | 27.4 | 28 | 27.8 | 28.2 | 23.9 | 23.6 | 22.8 | 29.5 | 28.6 | 26.5 | 23.2 | 24 | 26 | 27.6 | 27.2 | 25.7 | 26.8 | 28.3 | 26.3 | 23.2 | 25.4 | 29.9 | 27.5 | 25.4 | 27.4 | 22.8 | 26.4 | 25.1 | 26.2 | 25 | 24 | 27 | 24.7 | 25.4 | 17.4 | 27.4 | 26.4 | 28.4 | 26 | 26.8 | 27.3 | 29.4 | 0
5187 | 27.6 | 25 | 22.8 | 23.8 | 26.8 | 21.4 | 21.4 | 25.4 | 26.5 | 27.5 | 27 | 26.6 | 30.1 | 28.7 | 21.3 | 25.2 | 24.1 | 27.4 | 27.9 | 27.7 | 28 | 23.8 | 23.2 | 23.1 | 29.3 | 28.4 | 26.6 | 23.1 | 23.9 | 25.6 | 27 | 27.7 | 25.4 | 26.8 | 28.1 | 26.6 | 23.2 | 25.4 | 29.6 | 27.5 | 25.3 | 26.9 | 23 | 26.3 | 25 | 25.9 | 25 | 24 | 26.8 | 24.7 | 25.4 | 16.9 | 27 | 26.4 | 27.9 | 25.3 | 26.8 | 27.3 | 28.7 | 0
5188 | 27.5 | 23.8 | 22.8 | 23 | 26.7 | 21.4 | 21.3 | 25.4 | 26.5 | 27.4 | 26.9 | 26.3 | 29.6 | 28.5 | 21.1 | 25.2 | 24.1 | 27.4 | 27.5 | 27 | 28.1 | 23.6 | 23.3 | 22.9 | 29.1 | 28.2 | 26.6 | 23.1 | 23.9 | 25.4 | 26.6 | 27.7 | 25.3 | 26.7 | 28 | 26.6 | 23.1 | 25.1 | 29.6 | 27.5 | 24.6 | 26.8 | 22.4 | 26.2 | 24.9 | 25.5 | 25.1 | 23.5 | 26.7 | 24.7 | 25.4 | 17 | 27 | 26.3 | 28 | 25.4 | 26.8 | 27.3 | 28.4 | 0
5189 | 27.1 | 23.4 | 22.8 | 23.2 | 26.6 | 21.5 | 21.2 | 25.4 | 26.6 | 26.5 | 26 | 27.4 | 28.6 | 27.9 | 21.1 | 25.2 | 25.8 | 27.4 | 26 | 26.4 | 28.2 | 23.6 | 23 | 22.8 | 28.8 | 27.9 | 26.6 | 23.4 | 21.6 | 25 | 26.8 | 27.7 | 24.8 | 24.8 | 27.6 | 26.6 | 23 | 25.1 | 29.7 | 27.5 | 24.5 | 26.6 | 22.4 | 26.2 | 24.9 | 23 | 25 | 24 | 26.2 | 24.7 | 24.6 | 17.6 | 26.8 | 26.1 | 27.5 | 25.6 | 26.8 | 27.2 | 27 | 0
5190 | 26.8 | 23.3 | 22.6 | 23.8 | 26.6 | 21.4 | 21.2 | 25.1 | 26.9 | 26.8 | 26.6 | 27.7 | 28.6 | 27.4 | 21.1 | 25.2 | 26.4 | 27.4 | 26.2 | 27.2 | 28.2 | 23.5 | 23.8 | 22.8 | 28.5 | 27.5 | 26.5 | 23 | 22.2 | 25.5 | 27.4 | 27.7 | 24.6 | 25.8 | 27.5 | 27 | 23.3 | 25.1 | 29.5 | 27.5 | 24.2 | 27.1 | 22.8 | 26.2 | 24.9 | 23.1 | 25.2 | 23.9 | 27.2 | 24.6 | 24.8 | 19.2 | 26.8 | 26 | 27.4 | 25.9 | 26.8 | 27.2 | 27.8 | 0
5191 | 26.8 | 23.3 | 22.6 | 24.5 | 26.8 | 21.4 | 21.2 | 25.1 | 27.5 | 27.1 | 26.8 | 28.2 | 29 | 27.4 | 21 | 25.3 | 27.7 | 27.4 | 26.9 | 28.1 | 28.2 | 23.5 | 24.4 | 23.1 | 28.3 | 27.5 | 26.6 | 23.8 | 23 | 26.2 | 28.1 | 28.6 | 24.8 | 26.9 | 27.5 | 27 | 23.9 | 25.2 | 29.3 | 27.5 | 24.4 | 28.1 | 23.3 | 26.4 | 24.8 | 23.2 | 25.4 | 24.2 | 28.2 | 24.2 | 25.6 | 20.4 | 26.5 | 26.1 | 27.5 | 26.5 | 26.8 | 27.2 | 28.6 | 0
5192 | 26.8 | 23.5 | 22.6 | 25.4 | 27.2 | 21.5 | 21.2 | 25.2 | 29.4 | 27.5 | 27.4 | 29.2 | 29.4 | 28.9 | 21.3 | 25.3 | 29 | 28.3 | 27.4 | 29.6 | 28.2 | 23.6 | 25.4 | 23.4 | 28.8 | 27.5 | 26.9 | 25 | 24 | 27.4 | 29 | 29.7 | 25.7 | 28.4 | 27.5 | 26.9 | 24.4 | 25.7 | 30.6 | 28.4 | 24.9 | 28.8 | 24 | 26.7 | 24.8 | 23.4 | 26 | 25.2 | 29.2 | 24.2 | 26.8 | 21.2 | 26 | 26.8 | 29 | 27.2 | 27.2 | 27.1 | 29.8 | 0
5193 | 27.5 | 25.2 | 24.9 | 25.9 | 27.9 | 22.2 | 21.3 | 25.3 | 29.5 | 28.6 | 27.6 | 30.3 | 30.2 | 31.7 | 23.2 | 25.7 | 30.4 | 29.9 | 28.2 | 30.7 | 29.5 | 24 | 26.3 | 24.1 | 28.9 | 26.6 | 27.8 | 26.7 | 24.8 | 28.2 | 29.9 | 32 | 27.9 | 29 | 27.6 | 27.5 | 25.2 | 27.4 | 32.6 | 30.8 | 26 | 29.9 | 24.8 | 27.2 | 24.7 | 23.5 | 26.2 | 26.4 | 29.6 | 23.8 | 28.2 | 20.6 | 25.5 | 26.9 | 30.6 | 28.2 | 29.2 | 27.3 | 30.8 | 0
5194 | 28 | 26.6 | 24.3 | 26.7 | 28.3 | 22.4 | 22.4 | 25.3 | 30.2 | 29.8 | 28.6 | 31.4 | 30.8 | 32.7 | 23.6 | 25.3 | 31.3 | 30.9 | 28.8 | 32.1 | 29.4 | 24.8 | 27.6 | 24.9 | 29.1 | 27.9 | 27.8 | 27.7 | 25.5 | 29 | 31 | 32 | 28.9 | 29.5 | 27.6 | 28 | 25.9 | 29.2 | 33.3 | 32 | 26.7 | 30.7 | 25.6 | 28 | 24.9 | 23.6 | 26.7 | 27.7 | 29.7 | 24 | 29.2 | 19.5 | 25.4 | 27.8 | 31.7 | 29.2 | 29.6 | 27.2 | 31.9 | 0
5195 | 29 | 28.9 | 25.4 | 27.4 | 29 | 24.2 | 24 | 25.8 | 31 | 31.2 | 29.6 | 32.4 | 31.6 | 33.3 | 24.2 | 24.2 | 32 | 31.8 | 29.4 | 33 | 29.3 | 25.7 | 28.8 | 26 | 31 | 29.9 | 28.3 | 28 | 26 | 29.4 | 32 | 33 | 30.1 | 29.6 | 27.9 | 28.4 | 26.8 | 30.1 | 34.4 | 33.3 | 27.7 | 31.8 | 26.4 | 28.9 | 25.6 | 23.6 | 26.8 | 28.4 | 29.4 | 24.4 | 29.8 | 18 | 25.9 | 28.4 | 33.5 | 30.2 | 30.5 | 27.2 | 32.6 | 0
5196 | 30.5 | 31.1 | 25.9 | 28.6 | 30.1 | 23.7 | 25.4 | 27 | 32.2 | 32.6 | 31.3 | 33.1 | 32.1 | 34.9 | 24.3 | 24.1 | 32.3 | 32.3 | 29.6 | 34 | 29.7 | 27 | 30.1 | 27 | 31.9 | 31.3 | 30.3 | 27.2 | 26.5 | 29.9 | 33 | 34 | 31.1 | 30.4 | 28.1 | 29 | 27.4 | 30.8 | 35.2 | 34.3 | 28.6 | 32.5 | 27.2 | 29.9 | 27 | 23.5 | 27.2 | 28.7 | 29.3 | 25 | 29.7 | 17.5 | 27.1 | 29.3 | 34.4 | 31 | 32 | 27.6 | 33.1 | 0
5197 | 30.8 | 32.7 | 26.1 | 29.5 | 30.7 | 24 | 26.5 | 26.4 | 31.8 | 33 | 32.3 | 33.4 | 32.8 | 35.7 | 26.3 | 24.1 | 32.8 | 32.9 | 30 | 34.1 | 31.3 | 27.3 | 30.6 | 28.1 | 32.4 | 32.5 | 30.3 | 26.3 | 26.6 | 30.1 | 33.7 | 34.3 | 32.3 | 31.1 | 27.9 | 29.1 | 28.1 | 31.6 | 35.8 | 35 | 28.9 | 33.5 | 27.9 | 30.7 | 26.9 | 23.5 | 27.2 | 28.1 | 29.2 | 25.1 | 29.1 | 17.8 | 28.4 | 30.1 | 34.5 | 31.7 | 32 | 27.7 | 32.9 | 0
5198 | 31.3 | 32.9 | 26.8 | 30.2 | 30.8 | 24 | 27.4 | 28.2 | 26 | 34 | 33 | 33.4 | 33.4 | 36.3 | 24.8 | 25.1 | 33.2 | 33.4 | 30 | 34 | 32.2 | 28 | 30.4 | 28.8 | 32.9 | 33 | 31.2 | 25.4 | 26.6 | 30.4 | 34 | 31 | 32.4 | 32.2 | 27.9 | 27.7 | 28.4 | 31.2 | 36.6 | 35.8 | 29 | 34 | 28.4 | 31.3 | 26.8 | 23.4 | 27.2 | 27.2 | 29.5 | 25.2 | 28.4 | 19 | 29.6 | 29.9 | 34.5 | 32 | 32 | 27.9 | 32.2 | 0
5199 | 32.3 | 32.7 | 26.8 | 29.9 | 29.7 | 23 | 27.6 | 29 | 25 | 35.5 | 32.3 | 33 | 34.1 | 36.6 | 23.9 | 26.7 | 33.7 | 33.4 | 30.2 | 32.9 | 32.6 | 28.6 | 29.1 | 29.2 | 33.4 | 33.4 | 31.4 | 25.4 | 26.2 | 30.3 | 33.8 | 31.5 | 34.1 | 32.5 | 28.4 | 28 | 28.6 | 31.8 | 36.2 | 36 | 29.1 | 34.6 | 28.5 | 31.6 | 26.3 | 23.4 | 26.6 | 26 | 29.7 | 25.9 | 27.8 | 20 | 30.1 | 29.9 | 35.1 | 32 | 32.7 | 28.3 | 30.8 | 0
5200 | 32.4 | 32.3 | 26.8 | 29 | 29.3 | 23.4 | 27.7 | 28.7 | 26.4 | 35.2 | 31.3 | 32.5 | 34.2 | 33.7 | 23.6 | 27.1 | 33.7 | 32.9 | 29.8 | 31.8 | 32.6 | 28.6 | 27.6 | 28.9 | 34.1 | 33.6 | 31.3 | 25.6 | 25.7 | 30.2 | 33.2 | 29.5 | 33.6 | 32.7 | 28.6 | 28.3 | 28.2 | 31.1 | 36.3 | 35.4 | 29 | 34.4 | 28.1 | 31.6 | 26.3 | 23.4 | 26 | 25.1 | 29.8 | 25.7 | 27.3 | 20.7 | 30 | 29.8 | 34.6 | 31.6 | 32.3 | 28.6 | 29.5 | 0
5201 | 32.4 | 32 | 23 | 27.4 | 29.3 | 22.8 | 27.4 | 28.7 | 27 | 35.2 | 29.8 | 31.8 | 33.8 | 32.3 | 22.9 | 27.1 | 33.2 | 32.9 | 29.4 | 30.4 | 31.9 | 28.5 | 26 | 28.2 | 33.6 | 33.6 | 27.8 | 26 | 25 | 29.6 | 32.2 | 28.5 | 34 | 32 | 28.6 | 28.1 | 27.6 | 30.8 | 36.2 | 35.3 | 28 | 34 | 27.4 | 31.3 | 25.9 | 23.4 | 25.2 | 24.4 | 29.6 | 25.6 | 27 | 20.4 | 29.4 | 29.5 | 33.6 | 31 | 32.2 | 28.6 | 28.2 | 0
5202 | 32.4 | 31.8 | 22.4 | 26 | 29.2 | 22.5 | 26.5 | 28.3 | 25 | 32.5 | 29.2 | 31.2 | 32.5 | 31 | 22.1 | 26.7 | 31.8 | 32.3 | 28.4 | 29.7 | 30.7 | 28 | 25.3 | 26.9 | 34.4 | 35 | 28.3 | 25.6 | 24.5 | 29.1 | 31.1 | 28.5 | 33.7 | 31.5 | 28.7 | 28 | 26.7 | 30.2 | 33.6 | 34.8 | 28.1 | 32.8 | 26.4 | 30.8 | 24.5 | 23.4 | 24.9 | 24.2 | 29.3 | 24.9 | 26.6 | 19.7 | 28.8 | 29.2 | 33.2 | 30.2 | 31.3 | 28.1 | 27.7 | 0
5203 | 31.5 | 31.6 | 22.4 | 24.7 | 28.9 | 22.3 | 25.5 | 27.7 | 24.5 | 29.1 | 28.6 | 30.6 | 31 | 30.3 | 21.6 | 26.2 | 30.2 | 31.9 | 27.7 | 29.1 | 29.4 | 27.7 | 25 | 25.6 | 33.9 | 34.7 | 28.3 | 25.1 | 24 | 28.3 | 29.8 | 28.5 | 32.4 | 30.5 | 28.5 | 27.9 | 26 | 29.6 | 32.6 | 33.9 | 27.4 | 32.1 | 25.4 | 30.2 | 24.5 | 23.4 | 24.5 | 23.9 | 28.8 | 24.5 | 26.3 | 18.5 | 28.3 | 27.9 | 31.6 | 29.4 | 31 | 28.1 | 27.4 | 0
5204 | 30.2 | 30.5 | 22.3 | 24.2 | 28.4 | 22 | 24.7 | 27 | 24.7 | 27.9 | 28.8 | 30 | 29.4 | 30.3 | 21.6 | 26.2 | 28.6 | 31.4 | 27 | 29 | 28.8 | 27.2 | 25.4 | 24.4 | 32.6 | 33.5 | 27.9 | 24 | 23.8 | 27.8 | 28.6 | 28.5 | 30.3 | 30 | 28.4 | 27.8 | 25.4 | 28.6 | 31.1 | 32.9 | 27.1 | 31.4 | 24.6 | 29.5 | 24.8 | 23.4 | 24.6 | 23.6 | 28.4 | 23.9 | 26 | 17.8 | 28.2 | 27.4 | 30.6 | 28.8 | 30 | 28 | 27.6 | 0
5205 | 29.7 | 29.7 | 22.3 | 23.9 | 28.3 | 21.5 | 24 | 26.6 | 24.9 | 27.5 | 28.4 | 29.4 | 28.5 | 30.3 | 21.5 | 25.2 | 27.7 | 30.8 | 26.9 | 28.6 | 28.2 | 26.9 | 25.5 | 23.6 | 31.4 | 32.3 | 27.8 | 23.6 | 23.4 | 27.2 | 27.5 | 28.8 | 29.6 | 29.3 | 28.2 | 27.7 | 25.3 | 28.2 | 30.6 | 32.3 | 26.9 | 31.6 | 24 | 28.8 | 25.6 | 23.4 | 24.5 | 23 | 28.1 | 23.5 | 25.9 | 17.3 | 28.1 | 26.9 | 30 | 28.4 | 29.8 | 28 | 27.6 | 0
5206 | 29.5 | 29.1 | 22.3 | 24.2 | 28.3 | 21.7 | 23.5 | 25.8 | 24.9 | 26.8 | 28.3 | 29 | 27.9 | 28.3 | 21.3 | 25.2 | 27.3 | 29.9 | 26.9 | 28.6 | 28.2 | 26.5 | 25.4 | 23.1 | 30.8 | 31.2 | 27.8 | 23.5 | 23.3 | 27.1 | 26.6 | 28.8 | 28.6 | 29.3 | 28.2 | 27.8 | 25.1 | 27.6 | 30.1 | 31.4 | 26.8 | 31.5 | 23.6 | 28.1 | 25.6 | 23.4 | 24.8 | 22.7 | 28 | 23.4 | 25.8 | 17.5 | 28.1 | 26.8 | 29.7 | 28.1 | 29.4 | 28 | 27.7 | 0
5207 | 29.2 | 28.7 | 22.1 | 24.4 | 28.1 | 21.7 | 23 | 25.6 | 24.9 | 27 | 27.5 | 28.6 | 28 | 28.2 | 21.4 | 25.2 | 27.4 | 29.4 | 27.2 | 28.2 | 28.2 | 26 | 24.8 | 23 | 29.7 | 30.5 | 27.4 | 24.2 | 23 | 27 | 26 | 28.8 | 28 | 29 | 28.2 | 27.8 | 25 | 27 | 30.1 | 31.1 | 26.7 | 31.4 | 23.4 | 27.4 | 25.7 | 23.4 | 25 | 22.6 | 27.8 | 23.1 | 26 | 17.8 | 27.8 | 26.4 | 29.5 | 27.8 | 28.2 | 27.7 | 27.4 | 0
5208 | 28.8 | 28 | 22.1 | 24.8 | 28 | 21.2 | 22.5 | 25.3 | 25.1 | 27.1 | 27.2 | 28.4 | 28.1 | 28.1 | 21.4 | 25.3 | 27.4 | 29.3 | 27 | 28.1 | 27.8 | 25.5 | 24.2 | 22.9 | 29.4 | 29.6 | 27.2 | 24.8 | 22.9 | 27.2 | 25.7 | 27.5 | 27.1 | 29 | 28 | 27.7 | 24.4 | 26.6 | 30.1 | 30.9 | 26.5 | 30.3 | 23.2 | 26.7 | 25.9 | 23.4 | 25.6 | 23.1 | 27.6 | 22.9 | 26.1 | 18.3 | 27.5 | 25.9 | 29.1 | 27.3 | 28 | 27.1 | 27.3 | 0
5209 | 28.2 | 27.9 | 22.1 | 24.6 | 27.8 | 21.2 | 22 | 25.3 | 25.2 | 27.1 | 26.5 | 28.2 | 28.4 | 27.8 | 21.4 | 25.2 | 27.2 | 29.3 | 26.8 | 27.7 | 28 | 25.2 | 23.4 | 22.9 | 28.4 | 29 | 26.9 | 25.5 | 22.5 | 26.9 | 25.6 | 27 | 26.6 | 28.2 | 28 | 27.5 | 23.8 | 26.5 | 30.1 | 30.5 | 26.4 | 29 | 22.9 | 26.3 | 25.9 | 23.4 | 25.8 | 23.7 | 27.1 | 22.9 | 26.1 | 18 | 27 | 25.9 | 29 | 26.8 | 27.6 | 27.1 | 27.1 | 0
5210 | 27.4 | 27.8 | 22.1 | 24.4 | 27.8 | 21.2 | 21.7 | 25.1 | 25.2 | 27.1 | 26.4 | 28 | 28.4 | 27.7 | 21.4 | 24.9 | 26.6 | 29.3 | 26.2 | 27.4 | 28.1 | 24.5 | 23 | 22.8 | 28 | 28.2 | 26.9 | 25.4 | 22.2 | 26.6 | 25.8 | 26.5 | 26.1 | 27.4 | 28 | 27.4 | 23 | 26.1 | 29.7 | 30.3 | 26.4 | 27.4 | 22.6 | 26.1 | 25.9 | 23.3 | 26 | 24.4 | 26.6 | 22.8 | 25.8 | 17.6 | 26.8 | 25.7 | 28.8 | 26.2 | 27.6 | 27.1 | 27 | 0
5211 | 26.9 | 27.7 | 22.1 | 23.7 | 27.8 | 21.2 | 21.6 | 25 | 25.3 | 27 | 25.9 | 27.7 | 28.6 | 27.5 | 21.3 | 24.7 | 26.1 | 29.2 | 26 | 26.7 | 27.9 | 24 | 22.6 | 22.8 | 27.6 | 28.3 | 27.3 | 25 | 21.7 | 25.8 | 26 | 26.3 | 25.6 | 25.9 | 28 | 27.4 | 22.7 | 26.1 | 29.2 | 29.9 | 26.3 | 26.6 | 22.4 | 25.9 | 26 | 23.2 | 25.6 | 24.5 | 26 | 23 | 25.4 | 16.9 | 26.6 | 25.4 | 28.8 | 25.8 | 27.6 | 27.1 | 26.7 | 0
5212 | 26.5 | 27.5 | 22.1 | 23.4 | 27.6 | 21.3 | 21.5 | 24.8 | 25.4 | 27 | 26.1 | 27.5 | 28.5 | 27.4 | 21.3 | 24.7 | 25.6 | 29 | 25.7 | 26.5 | 27.9 | 23.5 | 22.8 | 22.7 | 27.4 | 28 | 27.3 | 24 | 21.6 | 25.3 | 26.4 | 26.5 | 25.4 | 25.2 | 28 | 27.2 | 22.6 | 26.1 | 29.1 | 29.9 | 26.2 | 26.1 | 22.3 | 25.8 | 26.1 | 23.1 | 25.4 | 24.4 | 25.9 | 23 | 24.8 | 17 | 26.7 | 25.4 | 28.5 | 25.5 | 27.4 | 27.1 | 26.8 | 0
5213 | 26.2 | 27.5 | 22.1 | 23 | 27.3 | 21.3 | 21.6 | 24.8 | 25.4 | 27 | 26.2 | 27.6 | 26.2 | 27 | 21.2 | 24.6 | 26.2 | 29 | 25.8 | 27.2 | 27.9 | 23.5 | 23.8 | 22.4 | 27.2 | 28 | 27.3 | 24.2 | 22.4 | 25.6 | 25.8 | 26.5 | 25.4 | 27 | 28 | 27 | 24.4 | 26.1 | 28.6 | 29.4 | 26.1 | 28 | 21.5 | 25.7 | 26.1 | 23.6 | 25 | 23.6 | 27 | 23 | 24 | 17.4 | 27.4 | 26.3 | 28.4 | 27.6 | 27.4 | 27.1 | 26.6 | 0
5214 | 26 | 27.6 | 22.1 | 23.2 | 27.3 | 21.4 | 21.6 | 24.8 | 25.5 | 27 | 26.1 | 28.2 | 26.5 | 26.8 | 21.2 | 24.5 | 27.4 | 28.9 | 26.9 | 27.9 | 27.5 | 23.5 | 24.3 | 23.4 | 26.1 | 28 | 27.1 | 24.3 | 22.6 | 26.1 | 27.2 | 26.5 | 25.3 | 27.1 | 28 | 27.1 | 24.3 | 25.7 | 28.2 | 28.9 | 26 | 29.5 | 21.9 | 25.6 | 26.1 | 24.1 | 24.7 | 24.7 | 27.6 | 23 | 23.9 | 20.3 | 27.5 | 24.7 | 28.1 | 28.9 | 27.2 | 27.2 | 28 | 0
5215 | 26 | 27.6 | 22.2 | 23.6 | 27.3 | 21.4 | 21.6 | 24.8 | 26.2 | 27 | 26.8 | 29.2 | 27.1 | 27.2 | 21.2 | 22.1 | 29.2 | 28.9 | 28 | 28.6 | 27.6 | 23.5 | 25.6 | 24 | 26.1 | 28 | 27.1 | 24.9 | 22.9 | 26.5 | 28.9 | 27 | 25.1 | 27.4 | 28.1 | 27 | 24.8 | 26.1 | 28.3 | 28.9 | 25.9 | 30.3 | 23.2 | 25.9 | 26.1 | 24.6 | 24.8 | 26.1 | 28.5 | 23.1 | 24.1 | 22.6 | 27.9 | 24.9 | 28.2 | 30 | 27.2 | 27.2 | 29.1 | 0
5216 | 26.2 | 27.8 | 22.4 | 24.4 | 27.7 | 21.4 | 21.7 | 24.8 | 28 | 27 | 27.4 | 30.2 | 28 | 27.8 | 21.1 | 22.4 | 30.6 | 28.9 | 29.4 | 30 | 28 | 23.9 | 27 | 24.4 | 26.1 | 28 | 27.1 | 25.6 | 23.6 | 27.4 | 30.4 | 28 | 26 | 27.8 | 28.1 | 27.3 | 25.4 | 27.5 | 29.7 | 29.8 | 26 | 31.2 | 24.8 | 26.3 | 26 | 25 | 25.2 | 27 | 29 | 23.6 | 24.2 | 24.8 | 28.4 | 25.9 | 28.6 | 30.8 | 27.6 | 27.2 | 30 | 0
5217 | 28.1 | 29.3 | 24.2 | 25 | 29.7 | 21.9 | 22.3 | 25.7 | 29.1 | 26.9 | 28.9 | 31.5 | 29 | 29.7 | 22 | 23.1 | 32.1 | 27 | 30 | 30.7 | 30.1 | 24.2 | 28.6 | 24 | 28.2 | 26.3 | 27.9 | 26.9 | 24.2 | 27.8 | 31.6 | 30.4 | 27.5 | 28.4 | 27.2 | 27.2 | 26.6 | 29 | 31.9 | 30.9 | 25.4 | 30 | 26.7 | 26.9 | 26 | 25.2 | 25.9 | 27.8 | 29.4 | 24.8 | 24.2 | 24.9 | 29.2 | 27.6 | 30.2 | 30.9 | 29.3 | 26.6 | 29.7 | 0
5218 | 28.2 | 31.7 | 24.6 | 25.9 | 30.7 | 21.7 | 23 | 26.4 | 30.7 | 26.8 | 29.8 | 32.5 | 30.2 | 30.5 | 23.3 | 23.6 | 32.8 | 26.5 | 30.7 | 31.7 | 32.1 | 25.6 | 29.7 | 23.8 | 28.2 | 26.9 | 28.4 | 28.1 | 24.8 | 28.5 | 32.4 | 30.8 | 28.7 | 29.1 | 27.3 | 27.7 | 27.5 | 30.2 | 32.5 | 32.2 | 25.6 | 28.7 | 28 | 27.6 | 25.9 | 25.4 | 26.4 | 27.9 | 29.3 | 25.3 | 23.8 | 24.9 | 29.9 | 28.2 | 32.2 | 31 | 30 | 26.6 | 29.1 | 0
5219 | 28.7 | 33.4 | 25.8 | 26.6 | 31.5 | 22.2 | 24.1 | 27.5 | 31.7 | 27.1 | 31 | 33.6 | 31.2 | 32.2 | 24.4 | 24.6 | 33.4 | 26.5 | 30.8 | 32 | 33.9 | 26.9 | 30.2 | 24 | 29.2 | 28.4 | 29.2 | 29.4 | 25.2 | 28.8 | 33 | 30.9 | 28.7 | 30 | 27.3 | 28.8 | 28.2 | 31.2 | 33.9 | 33.7 | 26.4 | 26.4 | 28.8 | 28.5 | 25.7 | 25.6 | 26.8 | 27.8 | 29.4 | 25.7 | 23.4 | 24 | 30.6 | 29.2 | 32.4 | 31 | 30.6 | 27.1 | 28.4 | 0
5220 | 29.6 | 34.8 | 27.1 | 27.7 | 32 | 22.9 | 24.9 | 27.2 | 32 | 27.3 | 31.2 | 34.3 | 32.1 | 33.3 | 25.2 | 26.1 | 33.5 | 26.5 | 31.3 | 32.8 | 35.4 | 28.3 | 29.9 | 25.4 | 30 | 30.4 | 29.2 | 30 | 25.5 | 29.6 | 33.4 | 31.9 | 30.1 | 30.9 | 27.5 | 28.8 | 28 | 32.4 | 34.9 | 34.5 | 27.2 | 25.7 | 28.7 | 29.5 | 26.5 | 26 | 26.8 | 27.2 | 29.5 | 26.4 | 23.1 | 24.4 | 31 | 29.9 | 35.2 | 31.5 | 32.6 | 29 | 28.7 | 0
5221 | 30.7 | 35.3 | 27.8 | 28.4 | 32.7 | 23.1 | 25.6 | 28 | 32.3 | 28.3 | 31.8 | 35.1 | 32.7 | 34.2 | 25.7 | 27 | 34 | 27 | 31.3 | 33 | 35.7 | 29.1 | 29.3 | 27.1 | 30.7 | 31.8 | 29.2 | 30.7 | 25.6 | 29.7 | 33.7 | 33.4 | 31.7 | 31.8 | 27.7 | 26.5 | 27.7 | 33 | 35.6 | 35.2 | 27.8 | 25.1 | 28.5 | 30.7 | 26.5 | 26.4 | 27 | 26.8 | 30.1 | 26.5 | 23.2 | 24.4 | 31.3 | 30 | 35.5 | 32.2 | 32.8 | 29 | 29.5 | 0
5222 | 31.2 | 35.4 | 28.1 | 29 | 32.8 | 23.1 | 26.2 | 28.5 | 32.9 | 28 | 31.9 | 35.4 | 33 | 35.1 | 25.2 | 28.2 | 34.4 | 27.5 | 31.4 | 33.6 | 35.3 | 29.5 | 28.4 | 29.2 | 31.2 | 32.3 | 30.4 | 30.6 | 25.8 | 29.8 | 33.8 | 32.3 | 31.7 | 32.6 | 27.8 | 28.9 | 27 | 32.7 | 35.9 | 36.2 | 28.1 | 26 | 28.1 | 31.8 | 26.8 | 26.7 | 27.2 | 26.4 | 30.9 | 27.3 | 23.8 | 25 | 31.2 | 30 | 36.2 | 33 | 32.6 | 29 | 31 | 0
5223 | 32.3 | 36.7 | 28.5 | 28.7 | 30.6 | 22.1 | 26.4 | 28.5 | 32.4 | 28 | 32.7 | 35.6 | 33 | 35.7 | 24.3 | 28.2 | 35.1 | 28 | 30.5 | 33.4 | 35.6 | 28.9 | 27.9 | 30.2 | 31.2 | 33.4 | 31.2 | 30.6 | 25.9 | 28.9 | 33.7 | 30.9 | 31.9 | 33.2 | 28.3 | 29.4 | 26.7 | 32.5 | 36.1 | 36.7 | 28.6 | 26 | 28.1 | 32.7 | 26.5 | 26.7 | 27.9 | 26.5 | 31.9 | 25.4 | 24.7 | 24.1 | 31 | 29.9 | 35.8 | 33.2 | 32.8 | 29 | 31.8 | 0
5224 | 32.4 | 36.5 | 28.6 | 28.2 | 29.1 | 22.4 | 26 | 27.4 | 32.1 | 27.8 | 32.8 | 35.2 | 32.8 | 33.1 | 24.5 | 28.2 | 35 | 28.5 | 29.6 | 33.6 | 32.7 | 25.4 | 27.3 | 30.3 | 31.3 | 33.7 | 31.2 | 29.8 | 26 | 28.1 | 33.3 | 31.4 | 32.1 | 33.3 | 28.5 | 28.5 | 26.4 | 32.9 | 35.9 | 36.7 | 28.6 | 26.7 | 27.9 | 33.1 | 26.3 | 26.4 | 28.7 | 26.2 | 32.3 | 24.6 | 25.6 | 23.1 | 30.5 | 29.5 | 35.8 | 33 | 33 | 29 | 32 | 0
5225 | 32.4 | 36.5 | 28.5 | 27 | 28.9 | 22.4 | 26.1 | 27.7 | 31.5 | 28 | 32.8 | 34.4 | 32.4 | 32 | 22.3 | 28.2 | 34.4 | 28.5 | 28.2 | 33 | 30.6 | 25.4 | 27 | 29 | 31.3 | 33.9 | 31.2 | 29 | 25.8 | 27 | 32.6 | 31.4 | 31.1 | 33 | 28.7 | 28.4 | 26.4 | 33.5 | 35.3 | 36.2 | 28.6 | 26.2 | 27.7 | 33.1 | 26.3 | 25.8 | 29.4 | 26 | 32.4 | 24.5 | 26 | 21.2 | 30 | 29.4 | 35.3 | 32.2 | 33 | 29.1 | 31 | 0
5226 | 32.7 | 32.9 | 27.8 | 26 | 28.9 | 21.8 | 25.8 | 27.5 | 31.3 | 27.9 | 31.4 | 33.1 | 31.9 | 30.2 | 21.2 | 27.7 | 32.6 | 28.5 | 27.4 | 32.8 | 30.2 | 25.2 | 26.4 | 27.4 | 31.3 | 34.7 | 31.8 | 27.5 | 25.4 | 26.7 | 31.9 | 31.2 | 30.6 | 32.2 | 29.2 | 27.6 | 26.1 | 32.5 | 34.9 | 35.7 | 28.1 | 26.4 | 26.9 | 32.7 | 26.7 | 25.3 | 29.5 | 25.2 | 31.8 | 24.8 | 25.8 | 20.5 | 29.3 | 29 | 34 | 31.4 | 33.5 | 28 | 29.8 | 0
5227 | 32.2 | 32.8 | 26.9 | 24.7 | 28.9 | 21.6 | 24.5 | 27 | 30.4 | 27.6 | 30.2 | 32 | 31.3 | 29.7 | 21.1 | 27 | 30.7 | 28 | 26.5 | 31.6 | 30.1 | 24.9 | 26 | 25.6 | 31.2 | 33.9 | 31 | 26.4 | 24.7 | 26.2 | 31.3 | 29.9 | 29.6 | 31.3 | 29.2 | 27.8 | 25.9 | 28 | 34.3 | 34.7 | 27.4 | 25.6 | 26 | 31.8 | 26.7 | 24.8 | 29 | 24.6 | 31.1 | 24.8 | 25.1 | 19.7 | 28.6 | 28.3 | 32.7 | 30.5 | 33 | 28 | 28.1 | 0
5228 | 30.5 | 32.4 | 26 | 24 | 28.9 | 21.6 | 23.5 | 26.2 | 29.9 | 27.3 | 28.6 | 31 | 30.6 | 29.3 | 21.1 | 26.2 | 28.8 | 28 | 26.4 | 30.4 | 29.9 | 24.8 | 25.4 | 24.4 | 30.7 | 33.1 | 30.3 | 25.4 | 23.8 | 26.4 | 31 | 29.4 | 28.9 | 30.4 | 28.9 | 27.9 | 25.4 | 26.9 | 33.5 | 33.7 | 27.1 | 25.6 | 24.8 | 30.8 | 26.8 | 24.6 | 28 | 23.8 | 30.4 | 24.8 | 24.2 | 20.2 | 28 | 27.6 | 31.8 | 30 | 32.5 | 28 | 27.2 | 0
5229 | 29.8 | 31.3 | 25.4 | 23.3 | 28.9 | 21.3 | 22.7 | 25.6 | 29.5 | 27.2 | 28.2 | 30.7 | 29.9 | 29.2 | 21.2 | 25.2 | 27.9 | 27.5 | 26.1 | 28.3 | 29.8 | 24.5 | 25.2 | 23.5 | 29.9 | 32.4 | 29.7 | 25.2 | 22.9 | 26.1 | 30.9 | 29.4 | 28.1 | 29.8 | 27.5 | 28 | 25.3 | 26.5 | 33.3 | 33 | 26.5 | 24.8 | 24.2 | 29.6 | 26.8 | 24.5 | 27 | 23.7 | 30.2 | 24.4 | 23.7 | 20.2 | 27.7 | 26.9 | 30.9 | 29.6 | 32 | 28.1 | 26.6 | 0
5230 | 29.6 | 30.8 | 25 | 23.3 | 28.9 | 21.2 | 22.1 | 25.5 | 29.2 | 27 | 27.7 | 30.5 | 29.2 | 29.1 | 21.2 | 25.7 | 27.4 | 27.5 | 26.4 | 27.1 | 29.5 | 24.4 | 25.1 | 23.4 | 29.8 | 31.9 | 29.2 | 25.1 | 22.3 | 26.2 | 30.6 | 29.3 | 27.6 | 29.3 | 28.1 | 28 | 25 | 25.8 | 31.9 | 32.2 | 26.6 | 25.3 | 23.8 | 28.7 | 26.4 | 24.5 | 26 | 23.4 | 30.1 | 24.3 | 23.6 | 20.8 | 27.4 | 26.2 | 30.2 | 29.4 | 32 | 28.1 | 26.9 | 0
5231 | 29.1 | 29.9 | 24.6 | 23.4 | 28.8 | 21.3 | 21.9 | 25.5 | 28.7 | 26.6 | 28 | 30.4 | 28.6 | 25.6 | 21.2 | 25.4 | 27.4 | 27.5 | 26.4 | 26 | 29.3 | 24.4 | 25.2 | 23.2 | 29.3 | 31.4 | 28.7 | 25.4 | 22 | 26 | 30 | 28.9 | 27.4 | 29 | 28.1 | 27.9 | 25 | 25.8 | 30.9 | 32.1 | 26.6 | 25.6 | 23.8 | 28 | 26.2 | 24.4 | 25.6 | 23.4 | 30 | 24 | 24 | 20.2 | 27.4 | 25.5 | 30 | 29 | 31 | 28.1 | 27.2 | 0
5232 | 28.6 | 29.3 | 23.8 | 24 | 28.2 | 21.1 | 21.5 | 25.3 | 28.2 | 26.4 | 27.5 | 29.8 | 28 | 25.4 | 21.1 | 25.2 | 26.9 | 27 | 26.9 | 26.4 | 28.9 | 24.3 | 25.1 | 23.2 | 28.7 | 30.4 | 28.4 | 25.1 | 22.1 | 26.4 | 28.9 | 28.4 | 27 | 28.6 | 27.7 | 27.8 | 24.7 | 25.8 | 30.7 | 31.9 | 25.8 | 27.2 | 23.5 | 27.3 | 25.3 | 24.3 | 25.4 | 22.8 | 29.3 | 23.8 | 24.5 | 19.9 | 27.3 | 24.8 | 29.3 | 28.5 | 30 | 27.1 | 27.7 | 0
5233 | 28.5 | 28.8 | 23.7 | 24.2 | 28.1 | 21.1 | 22.4 | 25 | 27.9 | 26.4 | 27.4 | 29 | 27.5 | 25.7 | 21.1 | 24.8 | 26.5 | 26.4 | 26.7 | 26.7 | 29 | 23.9 | 24.9 | 22.8 | 28.5 | 30.2 | 28.3 | 25 | 22.4 | 26.4 | 27.4 | 28.2 | 26.6 | 28.1 | 27.8 | 27.8 | 24.7 | 25.8 | 29.8 | 31.7 | 25.2 | 27.8 | 23.3 | 26.8 | 25.3 | 23.9 | 25.6 | 22.4 | 28.5 | 23.5 | 25 | 18.4 | 27.3 | 24.1 | 28.9 | 27.6 | 29.8 | 27.1 | 27.4 | 0
5234 | 28.4 | 28.9 | 23.6 | 24.4 | 28 | 21.1 | 22 | 24.9 | 27.9 | 26.4 | 26.5 | 28 | 27 | 25.7 | 20.9 | 24.2 | 25.6 | 26 | 26.6 | 27.6 | 28.9 | 23.9 | 24.4 | 22.4 | 28.2 | 29.9 | 28.1 | 24.4 | 22.6 | 26.6 | 26 | 28.2 | 26.1 | 27.6 | 27.8 | 27.8 | 24.4 | 24.9 | 29.6 | 31.2 | 25.2 | 28.6 | 22.6 | 26.5 | 25.3 | 23.6 | 25.6 | 21.8 | 27.4 | 23.6 | 25 | 17.4 | 27.2 | 24.1 | 28.7 | 27 | 29.6 | 27.1 | 27 | 0
5235 | 27.7 | 28.9 | 23.1 | 23.9 | 27.9 | 21.1 | 22 | 24.4 | 27.5 | 26.4 | 26.4 | 27.5 | 26.5 | 25.2 | 20.9 | 24 | 25.3 | 26 | 25.9 | 27.5 | 28.7 | 23.6 | 24 | 21.8 | 28.2 | 29.8 | 27.7 | 24.3 | 22.6 | 26.1 | 25.1 | 27.9 | 25.6 | 27.3 | 27.7 | 27.7 | 24.5 | 24 | 29.2 | 30.7 | 25.1 | 27.9 | 22.1 | 26.2 | 25.3 | 23.3 | 25.6 | 22 | 26.8 | 23.6 | 24.7 | 16 | 27.3 | 24.1 | 28.6 | 26.5 | 29.2 | 27.2 | 26.2 | 0
5236 | 27.6 | 28.8 | 23 | 23.5 | 27.8 | 21.2 | 21.9 | 24.4 | 27.4 | 26.4 | 25.9 | 27.2 | 26.3 | 25.2 | 20.5 | 24 | 25.2 | 26 | 25.8 | 27.5 | 28.8 | 23.4 | 23.6 | 22 | 27.9 | 28.4 | 27.1 | 24 | 22.5 | 26 | 25 | 27.9 | 25.6 | 27 | 27.7 | 27.3 | 24.3 | 24 | 27.9 | 30.6 | 25.1 | 28.1 | 21.4 | 25.9 | 25.3 | 23.4 | 25.3 | 22.4 | 26.5 | 23.5 | 24.3 | 16.4 | 27.3 | 24.2 | 28.3 | 26.8 | 29 | 27.2 | 26.2 | 0
5237 | 27.1 | 28.8 | 22.7 | 23 | 27.8 | 21.2 | 21.8 | 24.4 | 27.2 | 26.5 | 27 | 29.2 | 26.6 | 25.1 | 20.3 | 23.7 | 27.2 | 26 | 26.4 | 26.6 | 28.9 | 23.4 | 23.6 | 23 | 27.9 | 28.4 | 26.7 | 24.4 | 22.4 | 25.8 | 25.4 | 27.9 | 25.1 | 27.2 | 27.5 | 26.4 | 24 | 24 | 26.6 | 30 | 25.1 | 25.2 | 22.7 | 25.7 | 25.3 | 23.4 | 25 | 23 | 28 | 23.5 | 23.8 | 18.2 | 26.6 | 24.3 | 28.1 | 28.8 | 29 | 27.2 | 26 | 0
5238 | 27.1 | 28.8 | 22.6 | 22.7 | 27.8 | 21.2 | 21.8 | 24.5 | 27.2 | 26.5 | 26.9 | 29.3 | 26.7 | 25.1 | 20.3 | 23.8 | 28.7 | 24.5 | 27.3 | 27.1 | 28 | 23.4 | 23 | 22.8 | 27.7 | 28.3 | 26.3 | 24 | 23 | 26.1 | 25.9 | 27.9 | 25 | 27.5 | 27.5 | 26.3 | 23.9 | 24 | 25.9 | 29.7 | 25.1 | 26 | 23.1 | 25.5 | 25.3 | 23.5 | 24.8 | 23.7 | 28.4 | 23.5 | 25.4 | 18.9 | 27.2 | 24.4 | 28 | 28.9 | 28.8 | 27.2 | 26.8 | 0
5239 | 27 | 28.8 | 22.6 | 23.2 | 27.8 | 21.2 | 21.7 | 24.5 | 27.9 | 26.5 | 27.8 | 29.9 | 27.2 | 25.1 | 20.7 | 23.8 | 30.2 | 25.6 | 28.5 | 27.6 | 28.9 | 23.4 | 22.9 | 23.3 | 27.7 | 28.3 | 26.2 | 25 | 23.4 | 26.3 | 26.2 | 28.4 | 24.9 | 28.1 | 27.6 | 26.4 | 24.1 | 24.1 | 25.6 | 29.9 | 25.1 | 26.7 | 23.9 | 25.5 | 25.3 | 23.9 | 24.5 | 24.4 | 29.4 | 23.5 | 27.6 | 19.8 | 27.7 | 24.5 | 28.1 | 29 | 28.8 | 27.2 | 27.5 | 0
5240 | 27 | 28.9 | 23.6 | 23.4 | 28.2 | 21.3 | 22.8 | 24.5 | 28.9 | 26.6 | 28.4 | 31 | 28 | 25.2 | 21.1 | 23.8 | 31.4 | 26 | 29.6 | 28 | 29.1 | 23.5 | 23.4 | 23.6 | 27.8 | 28.4 | 26.2 | 26.2 | 24 | 26.6 | 26.4 | 29.9 | 26.3 | 28.9 | 27.7 | 27.2 | 24.8 | 24.2 | 25.6 | 30.5 | 25.4 | 27.4 | 24.8 | 25.8 | 25.3 | 24.5 | 24.4 | 25.4 | 31 | 23.9 | 29.4 | 20.4 | 28.4 | 24.8 | 29 | 29.2 | 29.4 | 27.2 | 29 | 0
5241 | 27 | 29.9 | 25 | 24.6 | 28.7 | 21.2 | 24.6 | 25.5 | 29 | 27.1 | 30.2 | 32.2 | 28.9 | 27 | 22.1 | 23.4 | 32.3 | 26.5 | 30.5 | 28.4 | 30 | 24.2 | 24.6 | 24.9 | 29.1 | 27.8 | 28.1 | 28.4 | 24.4 | 26.9 | 26.2 | 29.9 | 28.2 | 29.6 | 28.6 | 26.8 | 26.1 | 24.7 | 26.5 | 32 | 27 | 27.9 | 25.9 | 26.4 | 26.3 | 25.3 | 24.6 | 26.1 | 32.3 | 25.3 | 30.8 | 20.3 | 28.9 | 24 | 30 | 29.1 | 31.2 | 26.1 | 29.7 | 0
5242 | 27 | 31.3 | 25.4 | 25.2 | 29.2 | 22.6 | 26.2 | 26.4 | 29.9 | 27.7 | 31.3 | 33.3 | 29.8 | 28.4 | 22.6 | 23.8 | 32.8 | 26.9 | 31.1 | 28.9 | 31.6 | 25.2 | 25.9 | 25.8 | 29.2 | 28.5 | 28.7 | 29.6 | 25.2 | 27.3 | 26.2 | 30.9 | 29.1 | 30.2 | 29 | 28.3 | 27.7 | 25.7 | 27.3 | 33.1 | 27.4 | 28.4 | 27 | 27.5 | 25.8 | 26 | 25.5 | 26.9 | 33.3 | 25.5 | 31.4 | 19.6 | 29.5 | 24.2 | 31.1 | 28.7 | 31.8 | 26.4 | 30.6 | 0
5243 | 27 | 33.2 | 26.5 | 26 | 29.7 | 22.4 | 27.5 | 27.8 | 30.3 | 28.6 | 32.8 | 34 | 30.6 | 29.9 | 24.6 | 25.4 | 33.2 | 27.8 | 31.4 | 29.6 | 33 | 26.2 | 27 | 27.4 | 29.9 | 29.6 | 29.6 | 30.2 | 26 | 27.8 | 26.4 | 31.9 | 30.1 | 30.6 | 29.6 | 29.4 | 29.4 | 27.5 | 29.2 | 34.2 | 27.9 | 28.9 | 28 | 28.7 | 25.6 | 26.6 | 26.8 | 27.4 | 33.4 | 26.2 | 31.6 | 18.6 | 30 | 24.5 | 31.9 | 28 | 32 | 28.2 | 30.6 | 0
5244 | 27.2 | 34.7 | 27.6 | 25.5 | 31.2 | 23.9 | 29 | 27.2 | 31.6 | 29.5 | 33.1 | 34.2 | 31.4 | 30.8 | 24.6 | 26.8 | 33.6 | 28.9 | 31.5 | 30.4 | 34.1 | 26.7 | 27.4 | 28.2 | 32.1 | 31.3 | 30.3 | 28.8 | 27.1 | 28.5 | 27.2 | 32.9 | 30.4 | 31.1 | 30.5 | 29.4 | 30.5 | 29.4 | 29.7 | 35.3 | 28.7 | 29.6 | 28.8 | 29.9 | 26.8 | 26.8 | 28.5 | 27.9 | 33.1 | 26.8 | 31.6 | 17.9 | 30.7 | 25.3 | 33.4 | 27.3 | 32.4 | 28.4 | 31 | 0
5245 | 27.2 | 34.9 | 26.9 | 25 | 31.3 | 23.3 | 29 | 27.8 | 30.9 | 30 | 33.9 | 33.9 | 32 | 31.9 | 24.4 | 27.3 | 34.1 | 29.4 | 31.7 | 31.2 | 34.6 | 26.4 | 27.3 | 29.2 | 33.5 | 32.5 | 31.7 | 27.3 | 27.8 | 29 | 28.2 | 32.4 | 31.2 | 31.7 | 31 | 28.5 | 30.9 | 30.2 | 29.5 | 36.3 | 28.4 | 30.1 | 29.4 | 30.5 | 26.8 | 26.9 | 29.8 | 27.9 | 32.2 | 26.8 | 31.9 | 17.9 | 31 | 25.3 | 34.5 | 26.9 | 33.4 | 28.6 | 30.8 | 0
5246 | 27.2 | 34.7 | 27.2 | 24 | 31.7 | 23.2 | 29.5 | 28.8 | 31.2 | 30.1 | 34.2 | 33.4 | 32.4 | 32 | 25.1 | 27.4 | 34.4 | 29.4 | 31.8 | 31.8 | 36.1 | 27.2 | 26.8 | 29.4 | 33.6 | 33.5 | 31.7 | 25.4 | 28.2 | 29.4 | 29.4 | 33.1 | 31.6 | 32.4 | 31.2 | 29.4 | 30.4 | 31.2 | 29.8 | 37.2 | 29.3 | 30.4 | 29.6 | 30.8 | 26.7 | 26.8 | 30.4 | 27.8 | 31.5 | 27.2 | 32.4 | 18.6 | 31.2 | 24.9 | 34.5 | 27 | 33.8 | 28.7 | 31 | 0
5247 | 27.5 | 33.6 | 28.4 | 23.9 | 31.7 | 23.3 | 30 | 28.6 | 30.8 | 30.3 | 35.4 | 32.7 | 32.4 | 31.9 | 26 | 26.2 | 34.3 | 29.8 | 31.9 | 32.1 | 36.4 | 27.7 | 26.3 | 29.8 | 33.7 | 34.3 | 32.6 | 25.1 | 27.7 | 29.3 | 29.9 | 31.4 | 31.8 | 33 | 31.3 | 29.8 | 29.5 | 31.2 | 30.8 | 37.2 | 29.7 | 30.1 | 29.4 | 30.8 | 27.7 | 26.8 | 29.9 | 27.1 | 30.7 | 26.3 | 33 | 19.6 | 30.8 | 25.3 | 35.1 | 27.4 | 34.4 | 27.7 | 30.5 | 0
5248 | 27.5 | 34.6 | 28.4 | 23.6 | 30.7 | 22.9 | 30.4 | 27.7 | 28.1 | 29.1 | 35.9 | 32 | 32.1 | 31.4 | 26.1 | 25.8 | 33.6 | 29.8 | 31.8 | 31.8 | 33.1 | 24.8 | 25.8 | 29 | 32.4 | 34.3 | 32.6 | 25.2 | 26.9 | 29 | 29.9 | 30.1 | 31.9 | 33.3 | 31.2 | 29 | 28.3 | 30.9 | 32 | 36.7 | 29.5 | 29.3 | 28.7 | 30.7 | 27.6 | 26.7 | 28.8 | 26.4 | 30.2 | 25.9 | 33.1 | 20.6 | 30.3 | 24.3 | 35.6 | 28 | 34.4 | 27.5 | 30.5 | 0
5249 | 27.5 | 34.4 | 28.8 | 24 | 30.2 | 22.6 | 29.8 | 27.7 | 28.1 | 26.6 | 36.4 | 31.2 | 31.4 | 30.7 | 25.8 | 26.4 | 32.4 | 29.5 | 31.4 | 31.2 | 29.8 | 25.6 | 25.4 | 28 | 32.1 | 34.3 | 32.3 | 26.2 | 25.6 | 28.4 | 29.2 | 30.9 | 30.6 | 33.2 | 31 | 28.5 | 27.4 | 25.8 | 32.1 | 36.7 | 29.3 | 28.2 | 27.8 | 30.4 | 27.6 | 26.6 | 27.2 | 25.6 | 29.6 | 26.3 | 32.6 | 20.9 | 29.5 | 24.5 | 35 | 28.4 | 32.6 | 27.4 | 30 | 0
5250 | 27.2 | 34.4 | 28.4 | 23.6 | 29.7 | 22.4 | 28.2 | 27.5 | 28.3 | 26.2 | 35.4 | 30.5 | 30.5 | 29.4 | 22.6 | 26.8 | 30.9 | 28.9 | 30.6 | 30.4 | 28.9 | 24.9 | 24.8 | 26 | 30.5 | 35 | 32.1 | 26.3 | 24.6 | 27.9 | 28.3 | 28.9 | 26.3 | 32.7 | 30.6 | 28.5 | 26.8 | 25.7 | 31.9 | 36.1 | 28.8 | 27.2 | 26.7 | 30 | 27.1 | 26.2 | 26 | 25.2 | 29 | 25.8 | 31.3 | 20.5 | 29.1 | 24.6 | 33.6 | 28.4 | 27.6 | 26.7 | 30 | 0
5251 | 27 | 33.6 | 27.5 | 23.8 | 29.7 | 22.4 | 26.5 | 27.1 | 28.1 | 26.1 | 34.6 | 29.7 | 29.6 | 28.8 | 22.6 | 25.8 | 29.8 | 26.9 | 29.8 | 29.6 | 28.7 | 24.9 | 24.2 | 24.5 | 30.5 | 34.9 | 31.9 | 26.4 | 23.9 | 27.4 | 27.3 | 28.1 | 24.6 | 31.9 | 30.3 | 27 | 26.6 | 25.7 | 31.5 | 35.1 | 27.9 | 26.3 | 25.7 | 29.5 | 27 | 25.8 | 25.2 | 24.8 | 28.2 | 25.4 | 29.8 | 19.6 | 28.8 | 24.3 | 32.6 | 28 | 27.4 | 26.7 | 29.3 | 0
5252 | 26.6 | 32.8 | 26.2 | 23.4 | 29.7 | 21.6 | 25.2 | 26.6 | 28 | 25.9 | 33 | 29 | 28.8 | 28.4 | 22.6 | 25.2 | 29 | 26.2 | 29 | 29 | 28.6 | 25 | 23.4 | 23.2 | 30.5 | 34 | 31.1 | 25.6 | 23.6 | 27.2 | 26.8 | 27.9 | 24.1 | 31 | 30 | 26.9 | 26.6 | 25.7 | 30.9 | 34.2 | 27.6 | 26 | 25 | 28.9 | 26.6 | 25.2 | 25 | 24.8 | 27.4 | 25.3 | 28.4 | 18.6 | 28.8 | 24.1 | 31.5 | 27.4 | 27.6 | 26.7 | 28.6 | 0
5253 | 26.2 | 31.6 | 25.4 | 23.8 | 29.5 | 21.6 | 24.3 | 26.1 | 27.5 | 25.8 | 32.5 | 28.4 | 28.2 | 27.9 | 22.6 | 24.7 | 28.8 | 26.8 | 28.5 | 28.6 | 28.5 | 24.7 | 23 | 23.3 | 30.4 | 33.3 | 30.3 | 25.4 | 23.3 | 27 | 26.5 | 27.5 | 23.6 | 30.2 | 29.7 | 27.5 | 26.7 | 25.4 | 30.1 | 33.4 | 27.1 | 25.9 | 24.7 | 28.3 | 25.9 | 24.8 | 25 | 24.5 | 26.7 | 24.8 | 27.7 | 17.9 | 28.6 | 23.8 | 31 | 26.9 | 27.6 | 26.9 | 27.1 | 0
5254 | 25.5 | 30.9 | 24.8 | 23.7 | 29.2 | 21.6 | 23.7 | 26.1 | 27.1 | 25.8 | 31.7 | 28.2 | 28 | 27.9 | 22.6 | 24.3 | 28.7 | 26.9 | 28.2 | 28.3 | 28.5 | 24.7 | 22.7 | 23.5 | 29 | 32.8 | 29.9 | 24.9 | 23.3 | 26.8 | 26.6 | 27.4 | 23.7 | 29.7 | 29.5 | 27.7 | 26.4 | 25.3 | 30.1 | 32.7 | 26.7 | 26 | 24.6 | 27.8 | 26 | 24.4 | 25.2 | 24.4 | 26.7 | 24.8 | 27.2 | 18 | 28.6 | 23.6 | 30.3 | 26.7 | 27.8 | 26.9 | 26.2 | 0
5255 | 25.5 | 30.3 | 24.3 | 24 | 29.2 | 21.6 | 22.7 | 25.6 | 26.5 | 25.9 | 31.4 | 28.4 | 28 | 27.8 | 22.6 | 24 | 28.6 | 26.9 | 28 | 28 | 28.4 | 24.7 | 23 | 24.2 | 28.7 | 31.9 | 29.3 | 25.2 | 23 | 26.6 | 26.6 | 27.4 | 23.7 | 29.4 | 30.2 | 28 | 26 | 24.7 | 29.9 | 32.1 | 26.4 | 26 | 24.5 | 27.4 | 26 | 24.2 | 25.2 | 24 | 27.2 | 24.5 | 27 | 18.4 | 28.2 | 23.3 | 29.9 | 27 | 27.8 | 26.9 | 25.4 | 0
5256 | 25 | 28.8 | 24 | 23.4 | 28.7 | 21.4 | 22.6 | 25.3 | 26.6 | 25.6 | 30 | 28.9 | 28.1 | 27.4 | 22.2 | 23.3 | 28 | 26.9 | 27.6 | 27.5 | 28 | 24.5 | 23.4 | 23.9 | 28.5 | 30.6 | 29.1 | 25 | 22.8 | 26.4 | 26.7 | 27.4 | 24.1 | 29.2 | 30.2 | 28.1 | 25.4 | 23.7 | 29.8 | 31.7 | 25.8 | 25.8 | 24.2 | 27 | 24.1 | 23.9 | 25.3 | 23.8 | 28.2 | 24.3 | 26.3 | 19 | 27.9 | 23.1 | 29.5 | 27.7 | 27.8 | 27 | 25.8 | 0
5257 | 25 | 28.3 | 23.2 | 23.2 | 28.4 | 21.4 | 22.5 | 25.2 | 26.4 | 25.6 | 29.1 | 29.4 | 28 | 27.3 | 22.1 | 23.4 | 27.1 | 26.9 | 27.1 | 26.9 | 28 | 24.2 | 24.1 | 23.8 | 28.6 | 30.6 | 29.1 | 25.4 | 22.4 | 26.2 | 26.4 | 26.2 | 24.1 | 28.9 | 29 | 28.2 | 24.8 | 23.4 | 29.7 | 31.7 | 25.4 | 25.4 | 23.8 | 26.7 | 24.1 | 23.8 | 25.2 | 23.4 | 29 | 24.2 | 25.3 | 19.2 | 27.4 | 22.8 | 29.1 | 28.3 | 27.8 | 26.8 | 26 | 0
5258 | 24.9 | 28.3 | 22.6 | 22.6 | 28.2 | 21.3 | 22.5 | 25.1 | 26.3 | 25.7 | 27.6 | 29.8 | 27.8 | 27.2 | 22.1 | 23.2 | 26.2 | 26.5 | 26.4 | 26.4 | 28 | 23.7 | 24.4 | 23 | 28.1 | 29.6 | 29.1 | 25 | 22.2 | 26 | 26 | 26.4 | 24 | 28.4 | 28.8 | 28.1 | 24.4 | 23 | 29.5 | 31.5 | 25.4 | 25 | 23.2 | 26.6 | 24.1 | 23.6 | 25.2 | 23.2 | 29.4 | 24.2 | 24 | 19 | 27 | 22.8 | 28.6 | 28.8 | 27.8 | 26.9 | 26.6 | 0
5259 | 25 | 28.3 | 22.1 | 22.8 | 28.2 | 21.1 | 22.5 | 24.7 | 26.5 | 25.8 | 27.2 | 29.7 | 27.3 | 27 | 22.1 | 23 | 25.8 | 26.5 | 26 | 26.2 | 28 | 23.7 | 24.6 | 23 | 27.8 | 28.7 | 28.6 | 25.1 | 22 | 25.8 | 25.5 | 26.9 | 23.9 | 27.8 | 28.7 | 28 | 24.2 | 22.8 | 29 | 31.3 | 25.2 | 24.7 | 22.8 | 26.5 | 24.2 | 23.5 | 25.1 | 22.8 | 29 | 24.3 | 23.1 | 18.5 | 26.6 | 22.8 | 28.1 | 28.9 | 27.8 | 27 | 26.3 | 0
5260 | 25 | 28.4 | 21.8 | 22.6 | 28.2 | 21.1 | 22.5 | 24.6 | 26.5 | 25.9 | 26.6 | 29.5 | 26.9 | 27.2 | 22 | 22.8 | 26.1 | 26.4 | 25.9 | 26.2 | 28 | 23.2 | 24.1 | 22.6 | 27.5 | 28.3 | 28.3 | 24.5 | 22.2 | 25.8 | 25.3 | 26.7 | 23.6 | 27.4 | 28.6 | 28 | 24.1 | 22.9 | 28.9 | 30.7 | 25.1 | 24.8 | 22.5 | 26.3 | 24.5 | 23.4 | 25.2 | 22.9 | 28.5 | 24.3 | 22.9 | 18.1 | 26.5 | 22.8 | 27.8 | 28.9 | 27.8 | 26.8 | 26.3 | 0
5261 | 25 | 28.4 | 21.8 | 23 | 28.2 | 21.2 | 22.5 | 24.3 | 26.6 | 26 | 29.6 | 28 | 28.4 | 26.9 | 22 | 22.8 | 24.8 | 26.4 | 25 | 26.2 | 27.9 | 23.2 | 22.4 | 23.2 | 27.3 | 28 | 28 | 24 | 22.4 | 25.4 | 26 | 26.4 | 23.2 | 27.8 | 28.5 | 28 | 24.6 | 22.9 | 28.4 | 30.7 | 24.3 | 26.2 | 22.8 | 26 | 24.5 | 24 | 25 | 23 | 27 | 24 | 26 | 17.4 | 27.4 | 23 | 27.5 | 27.2 | 27.8 | 27 | 25.4 | 0
5262 | 25 | 28.6 | 21.8 | 23.2 | 27.9 | 21.3 | 22.3 | 24.3 | 26.8 | 26.1 | 30.1 | 28.5 | 28.1 | 26.4 | 21.9 | 22.2 | 25.5 | 26.4 | 25.4 | 26.5 | 27.7 | 23.2 | 23.7 | 23.2 | 27 | 27.5 | 27.6 | 24.8 | 22.7 | 25.6 | 27 | 26.4 | 22.9 | 28 | 28.6 | 28 | 24.9 | 23.1 | 27.6 | 30.3 | 24.2 | 26.6 | 22.8 | 25.7 | 24.5 | 23.9 | 25.2 | 23.6 | 27.5 | 23.8 | 26.4 | 18.9 | 27.4 | 23.3 | 27.5 | 28.2 | 27.8 | 27.1 | 26 | 0
5263 | 25 | 28.7 | 22 | 23.7 | 28.2 | 21.4 | 22.3 | 24.4 | 27.5 | 26.1 | 30.9 | 29.1 | 27.7 | 26.9 | 21.7 | 22.3 | 26.6 | 26.4 | 26.2 | 27.6 | 27.8 | 23.2 | 25.1 | 23.2 | 27 | 27.3 | 27.6 | 25.8 | 23 | 25.8 | 28.5 | 26.9 | 23.5 | 27.7 | 28.6 | 28 | 24.9 | 23.1 | 27.7 | 30.3 | 24.1 | 28.2 | 23.2 | 25.8 | 24.6 | 24 | 25.6 | 24.4 | 28.5 | 23.8 | 27.6 | 21.2 | 27.6 | 23.3 | 27.5 | 29 | 27.8 | 27.1 | 27.2 | 0
5264 | 25.3 | 28.8 | 22.4 | 24 | 28.6 | 21.5 | 22.3 | 24.8 | 28.8 | 26.1 | 31.6 | 30.2 | 27.2 | 28.3 | 21.7 | 23.4 | 27.4 | 26.9 | 27.4 | 28.8 | 28.1 | 23.6 | 26.2 | 23.4 | 27 | 27.3 | 27.7 | 27 | 23.4 | 26.4 | 30 | 27.4 | 24.6 | 28.4 | 28.9 | 28.5 | 25 | 23 | 28.4 | 30.7 | 24.2 | 27.4 | 24 | 26.2 | 24.9 | 24 | 26 | 25.6 | 29.5 | 24.3 | 28.6 | 23.2 | 28 | 23.7 | 28 | 30.2 | 28.2 | 27.2 | 28.6 | 0
5265 | 27.8 | 31.4 | 25.1 | 24.5 | 30.2 | 22.1 | 23 | 26.3 | 28.3 | 27.5 | 32.6 | 31 | 27.3 | 31 | 22.6 | 26.6 | 28.3 | 27 | 28.6 | 30.2 | 30.7 | 24.5 | 26.7 | 23.5 | 26.9 | 27.5 | 28.5 | 27.8 | 23.9 | 26.8 | 31.3 | 28.2 | 26.5 | 28.7 | 29.4 | 26.6 | 24.8 | 23.2 | 30.5 | 32.2 | 24.1 | 28.5 | 25.2 | 26.8 | 26.5 | 24.5 | 26.8 | 26.6 | 30.7 | 25.9 | 30.2 | 24.5 | 28.7 | 24.6 | 29.2 | 30.7 | 30.6 | 27 | 30.4 | 0
5266 | 28.7 | 32.8 | 25.9 | 24.8 | 30.9 | 22 | 24.9 | 27.2 | 28.9 | 27.7 | 33.4 | 31.9 | 27.9 | 31.6 | 23.6 | 27.6 | 29 | 27.8 | 29.6 | 31.3 | 32.7 | 24.7 | 27 | 23.5 | 26.9 | 28.6 | 29 | 28.7 | 24.5 | 27.4 | 32.2 | 29.4 | 28 | 30.1 | 29.5 | 27.9 | 24.8 | 23.7 | 31.5 | 33.1 | 24.3 | 27.9 | 26.5 | 27.6 | 26.5 | 24.9 | 27.7 | 27.7 | 31.5 | 26.4 | 31.3 | 24.4 | 29.6 | 25.6 | 30.5 | 31.4 | 31 | 27.5 | 31.6 | 0
5267 | 29 | 33.3 | 26.9 | 25 | 31.4 | 22.1 | 25.9 | 27.8 | 29.9 | 28.3 | 34.4 | 32.4 | 29 | 32.7 | 24.7 | 28.6 | 29.8 | 29.5 | 30.4 | 32 | 34 | 24.7 | 27.2 | 23.4 | 26.9 | 30 | 29.5 | 29.4 | 25.4 | 28 | 32.8 | 30.7 | 29.7 | 31.2 | 29.8 | 27.5 | 25 | 24.4 | 32.4 | 34.6 | 24.4 | 29.4 | 27.6 | 28.6 | 27.5 | 25.6 | 28.8 | 28.4 | 32 | 27.9 | 32.4 | 23.2 | 30.5 | 26.8 | 30.9 | 31.8 | 31.6 | 27.6 | 32.6 | 0
5268 | 30.4 | 33.4 | 27.8 | 24.9 | 31.9 | 22.5 | 26.7 | 28.3 | 29.2 | 27.1 | 35.1 | 33.1 | 30 | 33.3 | 25.6 | 29.4 | 30.6 | 30 | 30.9 | 32.2 | 35.4 | 24.9 | 27.7 | 23.3 | 27.9 | 31.5 | 29.7 | 30.4 | 26.4 | 28.8 | 33.3 | 30.7 | 30.4 | 32.9 | 30.5 | 28 | 25.7 | 25.2 | 32.3 | 35.3 | 24.9 | 29.1 | 28.2 | 29.8 | 27.4 | 26 | 29.6 | 28.9 | 31.9 | 27.2 | 32.7 | 21.3 | 31.2 | 28.1 | 31.3 | 32.8 | 33 | 28.4 | 32.6 | 0
5269 | 31 | 34.3 | 28.7 | 24.7 | 32.3 | 22.2 | 28 | 28.3 | 25.8 | 26.1 | 35.7 | 33.2 | 31.1 | 34.3 | 26.6 | 29.9 | 31.6 | 30.4 | 31.2 | 32.5 | 35.8 | 25.1 | 28.2 | 23.3 | 27.9 | 32.5 | 30.7 | 31.2 | 27.3 | 29.4 | 34 | 30.2 | 30.8 | 33 | 30.9 | 28.8 | 26.5 | 26.4 | 32.6 | 36.3 | 25.5 | 30.9 | 28.4 | 31.1 | 27.3 | 26.5 | 30.3 | 28.8 | 31.7 | 27.9 | 33.1 | 19.8 | 31.6 | 27.3 | 31.6 | 33.3 | 33 | 28.5 | 32.3 | 0
5270 | 31.9 | 35 | 28.2 | 24.4 | 32.3 | 22.2 | 28.6 | 28.3 | 25.2 | 25.6 | 36 | 33.4 | 31.6 | 35.2 | 27.2 | 30.5 | 32.4 | 29.6 | 31.4 | 32.6 | 35.7 | 25.3 | 28.6 | 23.4 | 25.4 | 34 | 31.5 | 32 | 28 | 30 | 34.6 | 30.8 | 31.1 | 32.4 | 31.4 | 29.2 | 27.4 | 27.7 | 33 | 36.4 | 25.8 | 31 | 28.2 | 32.2 | 27.3 | 26.6 | 30.4 | 28.4 | 31.3 | 29.4 | 33 | 19 | 31.6 | 27.2 | 31.5 | 33.8 | 33.3 | 28.6 | 31.4 | 0
5271 | 32.2 | 35.2 | 28.7 | 24.3 | 33.1 | 22.1 | 28.6 | 28.5 | 24.7 | 25.6 | 36.3 | 33 | 31.9 | 35.7 | 27.6 | 30.5 | 33 | 29.1 | 31.4 | 33 | 32.9 | 25.6 | 28.4 | 23.5 | 25.4 | 34.5 | 32 | 32 | 28.2 | 30 | 34.9 | 30.2 | 30.3 | 29.9 | 31.6 | 29.8 | 27.7 | 27.7 | 33.2 | 37 | 26.6 | 32.7 | 27.8 | 33.1 | 27.4 | 26.9 | 30.4 | 27.4 | 31.1 | 29.4 | 33.3 | 19.3 | 31.2 | 27.2 | 32.3 | 33.2 | 33.5 | 28.7 | 30.8 | 0
5272 | 31.5 | 35.2 | 25.7 | 24 | 33.1 | 22 | 27.9 | 29 | 24.8 | 25.6 | 36.2 | 32.6 | 31.7 | 35.1 | 25.2 | 29.6 | 32.8 | 29.5 | 31.3 | 33.1 | 31.5 | 25.7 | 27.5 | 23.6 | 25.4 | 34.7 | 32 | 31.7 | 27.9 | 29.8 | 34.4 | 28.7 | 30 | 27.8 | 31.6 | 26.4 | 27.6 | 27.7 | 33.5 | 36.7 | 27.3 | 31.3 | 27.1 | 33.4 | 27.4 | 26.8 | 29.9 | 26.4 | 30.8 | 28.2 | 32.9 | 19.9 | 30.5 | 27.2 | 32.1 | 32.5 | 33.5 | 28.1 | 30 | 0
5273 | 31.9 | 34.9 | 23.7 | 24 | 32.9 | 21.7 | 27.8 | 29 | 25.8 | 25.6 | 36 | 31.9 | 31.4 | 34.7 | 22.6 | 29.2 | 32 | 29.5 | 31 | 33 | 30.6 | 25.7 | 26.2 | 23.6 | 25.4 | 35 | 32 | 30.6 | 27.2 | 29.2 | 33 | 28.4 | 29.8 | 25.6 | 31.6 | 26.1 | 27 | 27.2 | 33.5 | 36.3 | 27.8 | 30.4 | 26.5 | 33.3 | 27.4 | 26.8 | 29.4 | 25.4 | 30.6 | 25.2 | 32.4 | 20.4 | 29.8 | 26.5 | 32.3 | 31 | 33 | 28.3 | 29.6 | 0
5274 | 27.5 | 34.4 | 24.2 | 23.8 | 31.9 | 21.6 | 25.9 | 27.8 | 25.3 | 25.6 | 35.5 | 31.4 | 30.8 | 31.4 | 23.6 | 28.6 | 30.4 | 29 | 30.5 | 32.3 | 30.3 | 25.7 | 25 | 23.5 | 25.4 | 35.5 | 31.4 | 29.5 | 26.3 | 28.8 | 30.8 | 27.7 | 29.8 | 25.4 | 32.2 | 26.6 | 26.4 | 26.7 | 33 | 35.5 | 25.9 | 26.8 | 25.8 | 32.8 | 25.4 | 26.4 | 28.7 | 24.9 | 30.2 | 24.4 | 30.9 | 20.1 | 29.2 | 25.5 | 31.9 | 30 | 33 | 27.5 | 28.9 | 0
5275 | 29 | 32.2 | 24.2 | 23.8 | 31.1 | 21.5 | 22.4 | 27.3 | 25.3 | 25.6 | 35.1 | 30.6 | 30.5 | 30.3 | 23.6 | 28.1 | 29 | 28.5 | 29.8 | 31.4 | 30.4 | 24.4 | 24.1 | 23.2 | 25.4 | 35 | 31 | 28.4 | 25.6 | 28.2 | 28.4 | 27.7 | 28.8 | 25.7 | 32.1 | 26.7 | 25.7 | 25.4 | 32.5 | 34.3 | 26 | 26.2 | 25.2 | 31.9 | 25.5 | 26.2 | 28.4 | 24.6 | 29.9 | 24.4 | 29.6 | 19.4 | 28.7 | 25.3 | 30.9 | 28.5 | 32 | 27.5 | 28.6 | 0
5276 | 29 | 31.7 | 23.7 | 23.8 | 30.9 | 21.5 | 21.5 | 26.3 | 25.3 | 25.1 | 34.6 | 29.9 | 30 | 28.9 | 22.9 | 26.9 | 27.8 | 28.5 | 29.1 | 30.4 | 30.3 | 24.2 | 24 | 23 | 25.4 | 34.2 | 30.5 | 27.6 | 25 | 27.8 | 26.4 | 27.7 | 28.4 | 27 | 32.1 | 27.2 | 25.4 | 22.9 | 30 | 33.3 | 26 | 26.2 | 24.6 | 30.8 | 25.5 | 25.8 | 28 | 24.6 | 29.4 | 24.3 | 28.2 | 18.4 | 28.4 | 25.2 | 30.1 | 27.6 | 31.6 | 27.4 | 28.2 | 0
5277 | 28.5 | 30.8 | 23.7 | 24 | 30.9 | 21.5 | 21.1 | 26.3 | 25.3 | 25.2 | 34.3 | 28.9 | 29.7 | 27.3 | 22.8 | 26.1 | 27.4 | 28 | 28.5 | 29.8 | 30.2 | 22.8 | 24.4 | 22.8 | 25.5 | 33.5 | 30 | 26.9 | 24.7 | 27.3 | 25.4 | 27.7 | 27.5 | 27.3 | 32 | 27.3 | 25.1 | 22.7 | 30.1 | 32.9 | 26.1 | 30.5 | 24.2 | 29.6 | 25.4 | 25.8 | 27.9 | 24.4 | 29.2 | 24.1 | 27.8 | 17.9 | 28.2 | 25 | 29.7 | 26.3 | 31.6 | 27.4 | 28.3 | 0
5278 | 28.5 | 30.4 | 22.8 | 24 | 30.7 | 21.5 | 21.5 | 26.2 | 25.3 | 25.2 | 33.7 | 28.3 | 29 | 26.7 | 22.7 | 25.6 | 27.2 | 28 | 28.1 | 29.4 | 30.1 | 22.9 | 25 | 22.8 | 25.5 | 32.7 | 29.5 | 26.7 | 24.5 | 27.1 | 25.4 | 27.7 | 27.2 | 27.8 | 31.9 | 27.4 | 25.1 | 22.7 | 29.9 | 32.8 | 26.1 | 33.4 | 23.9 | 28.6 | 25.4 | 25.5 | 27.5 | 24.3 | 28.8 | 24.2 | 27.4 | 17.8 | 28.1 | 24.8 | 29.3 | 25.9 | 31.5 | 27.4 | 28.1 | 0
5279 | 28.4 | 30.1 | 22.6 | 24 | 30.4 | 21.5 | 21.6 | 25.8 | 25.4 | 25.2 | 33 | 27.8 | 28.4 | 26.7 | 22.7 | 25.6 | 27.2 | 27.8 | 27.8 | 29.4 | 30 | 23 | 25.2 | 23 | 25.5 | 31.5 | 29.5 | 26.4 | 24.2 | 26.8 | 26 | 27.7 | 26.6 | 27.4 | 31.9 | 27.3 | 25 | 22.7 | 30 | 32.7 | 25.9 | 36.2 | 23.8 | 27.8 | 25.4 | 25.4 | 27 | 24 | 28.6 | 23.9 | 27.6 | 18.2 | 28 | 24.6 | 28.7 | 25.4 | 31.3 | 27.4 | 28 | 0
5280 | 28 | 29.2 | 22.5 | 23.6 | 29.1 | 21.6 | 21.6 | 25.6 | 25.5 | 25.4 | 31.9 | 28 | 27.6 | 26.3 | 22.2 | 25.3 | 26.7 | 27.5 | 27.5 | 29.1 | 29.5 | 23 | 24.9 | 23.4 | 26.1 | 29.8 | 29 | 26.2 | 23.8 | 26.8 | 26.5 | 27.7 | 26.3 | 27.8 | 31.2 | 27.4 | 25.1 | 22.9 | 30.2 | 32.3 | 25.8 | 33.9 | 23.7 | 27 | 26.5 | 24.9 | 26.2 | 23.9 | 28.1 | 23.6 | 27.1 | 18.4 | 27.9 | 24.5 | 28.6 | 25.9 | 30.8 | 27.3 | 27.3 | 0
5281 | 27.5 | 28.8 | 22.5 | 23.3 | 28.9 | 21.6 | 21.4 | 25.6 | 25.7 | 25.5 | 30.8 | 28.1 | 27.3 | 26.4 | 22.2 | 25.1 | 26 | 27.4 | 27 | 28.7 | 29.5 | 22.8 | 23.9 | 23.6 | 26.1 | 29.1 | 28.5 | 25.6 | 23.3 | 26.6 | 26.7 | 27.5 | 26.1 | 27.7 | 30.3 | 27.4 | 24.9 | 22.9 | 29.8 | 31.8 | 24.9 | 31 | 23.7 | 26.4 | 26.6 | 24.5 | 25.5 | 23.6 | 27.6 | 23.5 | 26.8 | 18.3 | 27.9 | 24.3 | 28.5 | 26.2 | 30.8 | 27.3 | 26.7 | 0
5282 | 27 | 28.7 | 22.2 | 22.8 | 28.9 | 21.6 | 21.3 | 25.3 | 25.8 | 25.6 | 29.8 | 28.4 | 27.2 | 26.8 | 21.7 | 25 | 25 | 27.2 | 26.4 | 27.8 | 29.3 | 22.8 | 22.8 | 23.8 | 26.1 | 28.6 | 28 | 25 | 22.8 | 26.4 | 26.4 | 27.2 | 25.9 | 28.4 | 29.8 | 27.4 | 24.8 | 23 | 29.5 | 31 | 24.9 | 26 | 23.6 | 26 | 26.6 | 24 | 24.8 | 23.4 | 27 | 23.4 | 26 | 17.6 | 27.8 | 24.3 | 28.2 | 26.8 | 30.6 | 27.3 | 25.8 | 0
5283 | 26.8 | 25.5 | 22 | 22.7 | 28.9 | 21.6 | 21 | 24.8 | 25.8 | 25.6 | 29.3 | 28.2 | 27.7 | 26.4 | 21.5 | 24.6 | 24.5 | 27.1 | 25.7 | 27 | 29.2 | 22.8 | 21.9 | 23.7 | 26.1 | 28 | 27.5 | 24.2 | 22.4 | 25.9 | 25.9 | 27.2 | 25.7 | 28.2 | 29.4 | 27.2 | 24.6 | 23 | 29.5 | 30.7 | 24.9 | 24.7 | 23.4 | 25.6 | 26 | 24 | 24.7 | 23 | 26.8 | 23.4 | 25.8 | 17 | 27.7 | 24.3 | 28 | 26.7 | 30.6 | 27.3 | 25.4 | 0
5284 | 26.5 | 21.4 | 22 | 22.7 | 28.9 | 21.6 | 20.9 | 24.8 | 25.8 | 25.6 | 29.2 | 28.2 | 28.1 | 26.3 | 21.2 | 24.6 | 24.3 | 27.1 | 25.2 | 26.3 | 29.1 | 22.8 | 21.8 | 23.5 | 26.1 | 28 | 27 | 23.9 | 22.3 | 25.7 | 25.6 | 26.7 | 25.4 | 28.4 | 29.3 | 27.1 | 24.6 | 23 | 29 | 30.3 | 24.8 | 23.8 | 23 | 25.3 | 25.4 | 23.8 | 24.7 | 23 | 26.6 | 23.4 | 25.5 | 16.7 | 27.5 | 24.3 | 28 | 27.1 | 30.2 | 27.3 | 25 | 0
5285 | 27.2 | 21.3 | 22 | 23.4 | 28.8 | 21.6 | 20.9 | 24.8 | 25.9 | 25.6 | 28.6 | 26.8 | 27.2 | 26.3 | 21.1 | 24.1 | 27.4 | 27.1 | 26.4 | 27.4 | 29.2 | 22.8 | 22.8 | 23 | 25.8 | 27.6 | 27 | 25.4 | 23.2 | 25.6 | 25.8 | 26.7 | 25 | 26.4 | 30.1 | 27.3 | 23.6 | 23.1 | 28.9 | 30.2 | 24.8 | 25.4 | 23 | 25.2 | 25.4 | 24.8 | 25 | 22.4 | 27.4 | 23.4 | 26.2 | 16.8 | 27.4 | 24.3 | 27.8 | 26 | 30 | 27.3 | 26.4 | 0
5286 | 26 | 21.3 | 22 | 23.5 | 28.3 | 21.7 | 20.9 | 24.8 | 25.9 | 25.7 | 28.5 | 27.3 | 27.2 | 26.3 | 21.1 | 23.7 | 28.9 | 27.2 | 27.2 | 27.9 | 28.9 | 22.7 | 23.1 | 23.5 | 25.9 | 27.4 | 26.7 | 26.1 | 24.4 | 25.6 | 26.1 | 26.7 | 24.9 | 26.5 | 28.9 | 27.3 | 23.8 | 23.2 | 28.2 | 30.2 | 24.8 | 26.1 | 23.5 | 25.1 | 25.5 | 24.9 | 25.6 | 23.3 | 27.1 | 23 | 27.4 | 19.3 | 27.4 | 24.2 | 27.8 | 27.1 | 30 | 27.3 | 26.7 | 0
5287 | 26 | 21.4 | 22 | 24.3 | 28.3 | 21.7 | 20.9 | 24.8 | 26.2 | 25.8 | 28.9 | 28.2 | 27.3 | 26.3 | 21.1 | 24 | 30.3 | 27.2 | 27.5 | 28.9 | 29 | 22.8 | 24.1 | 23.8 | 25.9 | 27.4 | 26.7 | 26.9 | 25.2 | 25.8 | 26.7 | 27.7 | 25 | 26.6 | 28.9 | 27.3 | 23.8 | 23.2 | 28.1 | 30.1 | 24.8 | 27.1 | 23.9 | 25.1 | 25.5 | 25.3 | 26.4 | 24.3 | 27.5 | 23.2 | 28 | 21.7 | 27.3 | 24.2 | 27.6 | 28.6 | 30 | 27.3 | 27.4 | 0
5288 | 26.5 | 21.9 | 22.2 | 25 | 28.9 | 21.9 | 20.9 | 25 | 26.2 | 26.1 | 29.8 | 29.2 | 27.6 | 27.7 | 21.1 | 25.1 | 31.4 | 27.5 | 28.4 | 30.2 | 29.3 | 23.2 | 25.6 | 24.2 | 26 | 27.4 | 26.7 | 28 | 26.2 | 26.6 | 27.6 | 28 | 25.9 | 26.8 | 28.9 | 27.7 | 24 | 23.7 | 28.5 | 30.5 | 25.2 | 27.8 | 24.2 | 25.3 | 25.6 | 25.5 | 28 | 25.6 | 28 | 24.3 | 29.6 | 23.8 | 27.8 | 24.4 | 28.4 | 29.8 | 30.3 | 27.3 | 28.4 | 0
5289 | 28.2 | 23.9 | 24 | 26.2 | 30.1 | 21.6 | 21.6 | 25.4 | 25 | 27.3 | 31.2 | 30.3 | 28.4 | 30.3 | 22.1 | 26 | 32 | 27.6 | 28.6 | 31.4 | 30.7 | 23.8 | 27.1 | 24.3 | 26.4 | 27.4 | 27.5 | 28.7 | 25.9 | 27.6 | 28.5 | 28.9 | 27.6 | 26.8 | 28 | 28.3 | 24.5 | 24.6 | 29.3 | 31.7 | 26.8 | 28.6 | 24 | 25.7 | 26.8 | 26.2 | 28.9 | 26.4 | 29.2 | 25.3 | 30.1 | 24.2 | 28.4 | 25.9 | 30 | 31.3 | 31.4 | 26.6 | 29.5 | 0
5290 | 28.6 | 25.1 | 25.5 | 27.1 | 30.5 | 22.6 | 22.7 | 25.9 | 25 | 28.2 | 32.8 | 31.5 | 29.5 | 30.8 | 23.5 | 26.7 | 32.4 | 29.5 | 29.7 | 32.4 | 31.8 | 24.3 | 28.2 | 24.5 | 26.4 | 28.5 | 29 | 29.7 | 25.7 | 28.8 | 29.3 | 28.4 | 28.6 | 26.9 | 28.4 | 28.7 | 25.6 | 24.6 | 29.9 | 32.7 | 27.5 | 29.1 | 24.1 | 26.6 | 26.8 | 26.8 | 30 | 27.2 | 30.1 | 25.5 | 31.4 | 23.8 | 29.6 | 27.7 | 31.3 | 32.2 | 31.6 | 26.9 | 30.7 | 0
5291 | 29.5 | 26.1 | 25.7 | 28 | 31 | 23 | 24 | 26.5 | 25.1 | 28.8 | 34.4 | 32.6 | 31 | 31.9 | 24.9 | 28.6 | 32.8 | 29.6 | 30.4 | 33 | 31.8 | 24.3 | 28.6 | 24.8 | 26.5 | 30 | 30 | 30.2 | 25.2 | 29.8 | 30 | 28.4 | 30 | 27 | 29 | 30.7 | 26.8 | 25.2 | 30.7 | 33 | 27.7 | 29.8 | 24.2 | 27.8 | 26.3 | 27.6 | 30.4 | 27.6 | 31 | 25.3 | 32 | 22.6 | 30.5 | 28.3 | 32.5 | 33.2 | 33.2 | 27 | 31.6 | 0
5292 | 30.3 | 28.2 | 25.5 | 28.3 | 32.1 | 22.1 | 24.7 | 27 | 25.6 | 28.7 | 35.8 | 33.6 | 32.4 | 32 | 25.6 | 29.6 | 33.4 | 30.6 | 32 | 33.5 | 27.5 | 24.6 | 28.5 | 25.6 | 26.8 | 31.9 | 31.5 | 30.8 | 25.9 | 30.6 | 30.6 | 29.9 | 31.8 | 27.4 | 30 | 30 | 28 | 26.5 | 31.8 | 33.6 | 28.6 | 30.3 | 25 | 29.3 | 26.8 | 28.1 | 31.1 | 28.3 | 31.1 | 26.1 | 33.4 | 22.1 | 31.3 | 28.7 | 33.1 | 33.5 | 33.4 | 27.4 | 32.3 | 0
5293 | 30.9 | 29.8 | 26.2 | 28.8 | 32.1 | 22.1 | 25.5 | 27.5 | 26.2 | 27.6 | 36.8 | 34.2 | 33.8 | 33.8 | 26.6 | 30.1 | 34.1 | 31.1 | 32.4 | 33.8 | 26.2 | 24.9 | 28.1 | 26.3 | 26.8 | 33.4 | 32.1 | 30.8 | 26.7 | 30.8 | 31.1 | 30.4 | 32 | 27.9 | 30.1 | 29.7 | 28.6 | 27.7 | 33.2 | 33.9 | 28.6 | 31 | 25.8 | 30.9 | 26.5 | 28.6 | 31.3 | 28.6 | 31.3 | 27.5 | 33.3 | 22 | 31.1 | 28.7 | 33.8 | 33.8 | 33.4 | 28.1 | 32.5 | 0
5294 | 30.2 | 30.9 | 27.3 | 29 | 32.3 | 22.2 | 25.7 | 27.8 | 29 | 28.1 | 37.4 | 34.4 | 34.6 | 34.3 | 26.4 | 29.7 | 34.6 | 31.6 | 32.6 | 34.2 | 26.3 | 25.9 | 27.6 | 27.2 | 26.8 | 33.9 | 33 | 30.6 | 28.2 | 30.6 | 31.6 | 30.9 | 32.5 | 28.6 | 30 | 30.1 | 28.4 | 28.5 | 34.9 | 34.4 | 26.1 | 31.4 | 26.8 | 32.1 | 26.3 | 28.8 | 31.8 | 29 | 31.1 | 27.6 | 33 | 22.6 | 30.4 | 29.2 | 34.3 | 33.6 | 33.8 | 28.2 | 32.4 | 0
5295 | 27.5 | 31.2 | 27.9 | 29.4 | 32.3 | 22.1 | 25.7 | 28 | 28.5 | 27 | 37.6 | 34.1 | 35 | 34.3 | 26.5 | 29.2 | 34.5 | 31.1 | 31 | 34.3 | 26.4 | 25.8 | 27.2 | 27.6 | 26.8 | 34.1 | 33.3 | 29.6 | 28.7 | 30.1 | 31.9 | 31.4 | 32.7 | 29.1 | 29.1 | 30.2 | 27.4 | 29.9 | 34.6 | 35.3 | 26.2 | 31.8 | 27.1 | 32.8 | 26.3 | 29 | 31.5 | 28.6 | 31.3 | 27 | 30.6 | 22.7 | 28.8 | 30 | 34 | 33.4 | 34 | 28.2 | 31.9 | 0
5296 | 28.5 | 30.3 | 27.5 | 29.3 | 32.3 | 22.1 | 25.7 | 28.9 | 28.3 | 26.9 | 37.3 | 33.5 | 34.6 | 33.8 | 27.1 | 29.2 | 33.8 | 29.6 | 29.4 | 34.3 | 26.7 | 25.7 | 26.9 | 27.7 | 26.8 | 34.1 | 33.5 | 28.6 | 29.1 | 29.5 | 32.1 | 31.4 | 31.8 | 29.4 | 31.1 | 29.7 | 26.1 | 29.7 | 34.2 | 35.2 | 27.2 | 31.5 | 27 | 32.3 | 26.8 | 28.8 | 31.5 | 28.1 | 31.3 | 27.4 | 28.7 | 22.6 | 27.5 | 29.5 | 33.5 | 32.6 | 34.2 | 28.2 | 31.2 | 0
5297 | 27.5 | 29.3 | 28 | 29 | 32.1 | 21.8 | 25.5 | 28.7 | 28 | 26.7 | 36.6 | 32.6 | 34 | 33.1 | 26.6 | 29 | 32.4 | 29.6 | 27.4 | 33.8 | 27.2 | 25.8 | 26.4 | 27.2 | 26.7 | 34.1 | 33.5 | 27.4 | 28.2 | 29 | 31.8 | 30.4 | 26.8 | 29.3 | 31.2 | 29.2 | 25 | 29.8 | 33.4 | 34.4 | 28 | 31 | 26.1 | 31.3 | 26.8 | 28.6 | 30.8 | 27 | 31.2 | 28.2 | 26.4 | 21.4 | 26.6 | 28.7 | 32.9 | 31.8 | 34 | 27.9 | 30.4 | 0
5298 | 27 | 28.7 | 27.5 | 27.9 | 31.7 | 21.5 | 25 | 28.5 | 28 | 27.1 | 35.6 | 31.7 | 33 | 32.8 | 25.9 | 28.3 | 31 | 29.4 | 26.9 | 33.1 | 27.7 | 25.8 | 25.7 | 26.7 | 25.8 | 34.6 | 33.5 | 26.8 | 27.6 | 28.7 | 31.1 | 28.9 | 28 | 29 | 30.5 | 27.7 | 24.6 | 28.5 | 32.7 | 33.9 | 27.1 | 30.1 | 25.3 | 29.9 | 26.8 | 28 | 30.3 | 26.2 | 30.4 | 29.1 | 26.2 | 20.2 | 26.8 | 28 | 31.5 | 30.5 | 32.6 | 27.6 | 29.8 | 0
5299 | 26.9 | 28.1 | 26.3 | 26.8 | 31.3 | 21.5 | 22.6 | 27.7 | 27.9 | 27 | 34.6 | 30.9 | 32.2 | 31.2 | 25 | 27.7 | 29.6 | 29.1 | 26.4 | 32 | 27.6 | 25.2 | 24.9 | 25.9 | 25.8 | 34.4 | 32.9 | 26.2 | 26.2 | 28.3 | 29.9 | 28.9 | 27.5 | 28.4 | 30 | 27.8 | 24.6 | 27.1 | 32 | 33.1 | 26.2 | 29.5 | 24.3 | 28.9 | 26.8 | 27.6 | 29.1 | 25.3 | 29.5 | 28.3 | 26.1 | 18.6 | 27.2 | 27.6 | 31 | 29.7 | 31.8 | 27.4 | 29.3 | 0
5300 | 26.8 | 27.7 | 25.3 | 25.6 | 31.1 | 21.5 | 22.4 | 27 | 27.9 | 26.2 | 33.6 | 30.4 | 31.4 | 30.1 | 24.1 | 27.1 | 28.8 | 27.6 | 27 | 31 | 27.5 | 23.4 | 24 | 25.2 | 25.8 | 33.5 | 32 | 26 | 25.4 | 28 | 28.6 | 28.4 | 25 | 27.8 | 29.4 | 27.9 | 25 | 23.5 | 25.7 | 32.5 | 26.4 | 29 | 23.8 | 28.2 | 26.3 | 27 | 28 | 24.8 | 28.4 | 27.5 | 27.2 | 17.8 | 28 | 27.2 | 30.4 | 29 | 30.8 | 27.4 | 29 | 0
5301 | 26.7 | 27.5 | 24.7 | 25.1 | 30.6 | 21.5 | 22 | 26.4 | 27.9 | 26.1 | 32.9 | 30 | 30.9 | 29.3 | 23.6 | 26.3 | 28.3 | 27.6 | 26.7 | 30.1 | 27.3 | 23.3 | 23.4 | 24.4 | 25.8 | 32.7 | 31.5 | 25.5 | 24.2 | 27.5 | 27.3 | 28.4 | 25.2 | 27.1 | 29.3 | 27.8 | 25.2 | 23.5 | 25.8 | 32 | 26.5 | 29.1 | 23.4 | 27.5 | 26.3 | 26.8 | 26.4 | 24.3 | 27.9 | 26.7 | 27.1 | 17.2 | 28.1 | 26.8 | 29.9 | 28.9 | 28.8 | 27.4 | 28.7 | 0
5302 | 26.7 | 26.7 | 23.9 | 24.7 | 30.1 | 21.5 | 21.7 | 26.3 | 27.7 | 26.2 | 32.3 | 29.6 | 30.3 | 28.8 | 23.1 | 26.2 | 28.1 | 27.2 | 26.8 | 29.8 | 27.3 | 23.3 | 23.3 | 23.9 | 25.8 | 31.8 | 30.7 | 25.3 | 24 | 27 | 26.3 | 28.4 | 25.5 | 26.8 | 29.1 | 27.9 | 25 | 23.4 | 26.3 | 31.8 | 26.5 | 29.1 | 23.4 | 27.1 | 26.3 | 26.3 | 25.6 | 24.2 | 27.5 | 26.2 | 27.5 | 17.6 | 28.1 | 26.3 | 29.5 | 28.7 | 28.8 | 27.4 | 28.6 | 0
5303 | 26.7 | 26.4 | 22.9 | 24.8 | 30.1 | 21.6 | 21.5 | 26.1 | 27 | 26.2 | 32 | 29.2 | 29.8 | 28.7 | 22.6 | 25.7 | 27.8 | 27.1 | 26.2 | 29.6 | 27.2 | 22.4 | 23.6 | 23.4 | 25.8 | 31.1 | 30.5 | 25 | 23.6 | 26.6 | 25.8 | 27.9 | 26.1 | 26.6 | 29 | 27.8 | 24.4 | 23.3 | 27.1 | 31.6 | 26.5 | 29 | 23.4 | 26.9 | 26.3 | 26 | 25 | 24 | 27.8 | 25.1 | 26.8 | 17.8 | 27.6 | 25.9 | 29.4 | 28.4 | 28.8 | 27.4 | 28.4 | 0
5304 | 26.2 | 26.1 | 22.3 | 24.5 | 29.1 | 21.6 | 21.1 | 26 | 26.7 | 26.2 | 31.7 | 28.7 | 29 | 29.3 | 22 | 25.2 | 27.4 | 26.6 | 26.4 | 29.6 | 26.6 | 22.2 | 24.1 | 23.3 | 26 | 30.2 | 30 | 25.2 | 24.1 | 26.5 | 25.7 | 27.9 | 26 | 26.8 | 28.4 | 27.8 | 23.7 | 23.3 | 27.5 | 31.3 | 26.2 | 28.2 | 23.6 | 26.7 | 26.3 | 25.3 | 25.6 | 24.1 | 27.9 | 24.8 | 27.1 | 18.2 | 27.5 | 25.5 | 29.4 | 27.4 | 28.6 | 27.1 | 28.2 | 0
5305 | 26.1 | 23.5 | 22 | 24.4 | 29.1 | 21.6 | 20.8 | 25.7 | 26.5 | 26.2 | 31.2 | 28 | 28.3 | 28.8 | 21.8 | 25 | 26.7 | 26.6 | 26.2 | 29.4 | 26.7 | 22.3 | 24.5 | 23 | 25.7 | 29.5 | 29.5 | 25.2 | 23.9 | 26.4 | 25.7 | 27.6 | 25.5 | 26.9 | 28.5 | 27.8 | 23.2 | 23.3 | 27.5 | 30.6 | 26.2 | 27.1 | 23.5 | 26.4 | 25.8 | 24.9 | 25.9 | 23.7 | 28.2 | 24.6 | 26.7 | 17.5 | 27.3 | 25.1 | 29 | 26.4 | 28.6 | 27.1 | 27.8 | 0
5306 | 26 | 23.5 | 21.5 | 23.8 | 29.1 | 21.6 | 20.4 | 25.5 | 26.5 | 26.2 | 30.6 | 27.4 | 27.6 | 28.8 | 21.6 | 24.9 | 26.2 | 26.6 | 26.6 | 29 | 26.7 | 22.3 | 24.4 | 23 | 25.7 | 29 | 28.9 | 25.4 | 24 | 26.4 | 25.8 | 27.5 | 25.3 | 27 | 28.3 | 27.9 | 23 | 23.3 | 27.5 | 30 | 26 | 25.8 | 23.4 | 26 | 25.8 | 24.4 | 26.4 | 23.4 | 28 | 24.3 | 27 | 16.8 | 27.6 | 24.8 | 29.4 | 25.2 | 28.6 | 27.1 | 27.4 | 0
5307 | 25.9 | 23.6 | 21.5 | 23.6 | 29 | 21.6 | 20 | 25.3 | 26.6 | 25.7 | 29.9 | 26.9 | 27.3 | 28.2 | 21.6 | 24.7 | 25.9 | 26.6 | 26.2 | 28.2 | 26.8 | 22.3 | 23.8 | 22.8 | 25.5 | 28.7 | 28.5 | 25.2 | 23.2 | 26.2 | 25.8 | 27.4 | 24.8 | 26.8 | 28.3 | 27.7 | 23.1 | 23.3 | 27.4 | 29.6 | 26 | 25.1 | 23 | 25.6 | 25.8 | 24.4 | 25.9 | 22.7 | 28 | 24.2 | 26.3 | 15.7 | 27.6 | 24.7 | 28.9 | 24.9 | 28.6 | 27.2 | 26.9 | 0
5308 | 25.9 | 23.6 | 21.5 | 23.2 | 28.8 | 21.6 | 19.9 | 25.1 | 26.7 | 25.7 | 29.1 | 26.7 | 27.1 | 27.7 | 21.4 | 24.2 | 26.4 | 26.6 | 26.6 | 27.7 | 26.9 | 22.3 | 23.2 | 22.9 | 25.8 | 28.4 | 28 | 25.4 | 23.2 | 25.9 | 25.7 | 27.4 | 24.6 | 26.6 | 28.3 | 27.9 | 23.4 | 23.2 | 27.2 | 29.6 | 25.7 | 24.9 | 23 | 25.3 | 25.8 | 24.5 | 25.5 | 22.4 | 27.6 | 26.9 | 26.5 | 15.8 | 27.7 | 24.8 | 28.7 | 25 | 28.6 | 27.2 | 26.5 | 0
5309 | 25.9 | 23.3 | 21.5 | 23 | 28.6 | 21.6 | 19.5 | 25 | 27 | 25.7 | 28 | 27.4 | 27.4 | 27.3 | 21.2 | 24.1 | 27.4 | 26.6 | 26.2 | 27 | 27 | 22.3 | 23.2 | 22.6 | 25.8 | 28.1 | 27.9 | 25 | 23.4 | 25.6 | 24.6 | 27.3 | 24.5 | 25.4 | 28.2 | 27.7 | 24 | 23.4 | 26.9 | 29.1 | 25.7 | 26.4 | 22.4 | 25.1 | 26 | 25.2 | 26 | 23 | 26.8 | 23.7 | 26.8 | 17.4 | 25.2 | 24.8 | 28.5 | 27.4 | 28.6 | 27.3 | 25.6 | 0
5310 | 25.9 | 20.7 | 21.1 | 23.2 | 28.6 | 21.5 | 19.5 | 25 | 27 | 25.7 | 28 | 27.9 | 27.6 | 27.2 | 21.1 | 24.2 | 29 | 26.6 | 26.9 | 28 | 27.1 | 22.3 | 23.4 | 22.5 | 25.3 | 27.9 | 27.9 | 25.2 | 23.9 | 25.9 | 25.2 | 27.3 | 24.5 | 25.3 | 28.2 | 27.8 | 23.8 | 23.4 | 26.8 | 28.2 | 25.6 | 26.9 | 22.2 | 24.9 | 26 | 25.9 | 26.1 | 23.7 | 27.2 | 23.6 | 26.6 | 19.9 | 24.7 | 24.8 | 28.4 | 28.2 | 28.4 | 27.3 | 25.9 | 0
5311 | 25.9 | 20.3 | 21.3 | 23.9 | 28.6 | 21.6 | 19.5 | 24.9 | 27.5 | 25.7 | 28.3 | 28.9 | 27.9 | 27.2 | 21.1 | 24.2 | 30.9 | 26.6 | 27.9 | 29.5 | 27.2 | 22.8 | 23.8 | 22.6 | 25.3 | 27.9 | 27.9 | 26.4 | 24.4 | 26 | 26.4 | 27.9 | 24.6 | 25.2 | 28.2 | 27.9 | 23.9 | 23.6 | 27.1 | 28.1 | 25.6 | 27.7 | 22.5 | 25.1 | 26.1 | 26.2 | 26.5 | 24.8 | 28.1 | 23.5 | 27 | 21.9 | 24.6 | 24.8 | 28.8 | 28.7 | 28.4 | 27.3 | 26.6 | 0
5312 | 26.2 | 20.3 | 22.5 | 25.2 | 28.7 | 21.7 | 20 | 25 | 27.9 | 26.2 | 29.6 | 29.4 | 28.8 | 27.4 | 21.1 | 24.7 | 32.8 | 26.7 | 29 | 31 | 27.2 | 24.3 | 24.6 | 23 | 25.5 | 27.9 | 28.1 | 27.4 | 25.2 | 26.4 | 27.6 | 28.9 | 25.9 | 25.7 | 28.4 | 28.3 | 24 | 24 | 27.3 | 28.6 | 25.6 | 28 | 23 | 25.7 | 26.1 | 26.8 | 26.8 | 25.8 | 29 | 24.5 | 27.4 | 24 | 25 | 25.2 | 29.6 | 29.2 | 28.8 | 27.4 | 27 | 0
5313 | 28.3 | 22.8 | 24.5 | 26.5 | 28.8 | 22.6 | 21.4 | 25 | 27.7 | 26.7 | 31 | 30.4 | 29.7 | 28.6 | 22.6 | 26 | 34 | 28.3 | 30.2 | 32.2 | 26.6 | 25 | 25.7 | 23.9 | 27.2 | 26.5 | 29.7 | 29.2 | 26 | 26.2 | 28.8 | 30.4 | 27.3 | 26.1 | 30.8 | 28.5 | 24.4 | 24.7 | 27.2 | 29.9 | 26.8 | 28.2 | 24.1 | 26.5 | 27.1 | 26.8 | 27.5 | 27 | 30.2 | 25.6 | 28.5 | 24.4 | 25.5 | 25.7 | 30 | 29 | 30 | 27.3 | 28 | 0
5314 | 28.4 | 22.8 | 24.5 | 27.7 | 28.8 | 22.3 | 22.2 | 25 | 27.8 | 26.9 | 32.9 | 31.1 | 31 | 29.1 | 24.2 | 27.5 | 34.7 | 28.4 | 31.1 | 33 | 25.2 | 26 | 26.8 | 25.1 | 27.2 | 28.2 | 30.4 | 30 | 27.1 | 25.9 | 29.6 | 30.4 | 28.8 | 27.1 | 31.2 | 29 | 24.7 | 25 | 28 | 30.7 | 27.3 | 27.8 | 25.1 | 27.7 | 27.1 | 27.4 | 28.2 | 27.9 | 30.9 | 26.6 | 29.3 | 24.5 | 25.9 | 26.5 | 31 | 28.8 | 30.6 | 27.2 | 28.8 | 0
5315 | 29.1 | 22.9 | 26.8 | 28.4 | 28.8 | 22.8 | 23.8 | 25.5 | 30.7 | 26.8 | 34.4 | 32.2 | 32.2 | 30.4 | 25.2 | 29 | 34.8 | 29 | 32 | 33.6 | 25.1 | 27.2 | 27.8 | 26.6 | 27.2 | 30 | 31.4 | 30.4 | 28 | 25.2 | 30.2 | 31.4 | 28.9 | 27.8 | 31.7 | 29.5 | 24.8 | 25.5 | 29 | 31.2 | 26.8 | 27.4 | 26.2 | 28.8 | 27.6 | 27.8 | 29.2 | 28.8 | 31.6 | 27.9 | 30.2 | 23.6 | 26 | 27.3 | 32 | 28.6 | 27.8 | 27.2 | 30 | 0
5316 | 30.2 | 23.5 | 28.1 | 28.8 | 29.3 | 22.8 | 24.6 | 25.4 | 30.7 | 28.9 | 35.9 | 32.9 | 33.5 | 31.5 | 25.7 | 30.2 | 34.9 | 30.8 | 32.5 | 34.2 | 25.3 | 27.8 | 28.3 | 28.1 | 28.3 | 31.6 | 32.8 | 29.1 | 28.8 | 24.9 | 30.5 | 29.4 | 30.5 | 28.7 | 32.7 | 29.8 | 24.4 | 28.2 | 29.8 | 30.7 | 26.3 | 26.9 | 26.7 | 29.8 | 28.2 | 28.9 | 30 | 29.3 | 31.7 | 29.5 | 30.4 | 23.5 | 25.8 | 28.7 | 35 | 29.1 | 25.8 | 27.7 | 30.7 | 0
5317 | 30.6 | 24 | 28.2 | 28.7 | 29.3 | 24.8 | 25 | 25.4 | 30.3 | 29.6 | 36.6 | 33.9 | 34.4 | 32.5 | 25.8 | 29.5 | 34.9 | 31.4 | 32.9 | 34.8 | 26.5 | 28.6 | 28.3 | 29.3 | 28.3 | 32.7 | 33.4 | 28 | 28.9 | 24.4 | 30.9 | 30.8 | 31 | 29 | 33.2 | 29.7 | 24.1 | 28.8 | 30.1 | 30.2 | 27.2 | 26.9 | 27 | 30 | 28.2 | 29.2 | 30.9 | 29.7 | 31.9 | 29.8 | 30.8 | 23 | 25.4 | 28.9 | 35 | 29.8 | 25.8 | 27.7 | 31.4 | 0
5318 | 31 | 25.3 | 28 | 28.4 | 29.3 | 24.6 | 25.5 | 26 | 30.2 | 29.7 | 37 | 34.2 | 35.2 | 32.5 | 26.6 | 30.5 | 35 | 31.4 | 33 | 35.4 | 27 | 29.5 | 27.8 | 30 | 28.1 | 33.3 | 33.4 | 26.4 | 28.4 | 24.4 | 31.2 | 31 | 31.5 | 29 | 33.7 | 29.9 | 23.6 | 29 | 30.1 | 27.6 | 25.7 | 27.2 | 26.8 | 30.1 | 28.2 | 29.4 | 31.4 | 29.8 | 32 | 30.4 | 30.8 | 23 | 25.2 | 28.9 | 34.6 | 30.8 | 26 | 27.7 | 31.6 | 0
5319 | 31.3 | 26.8 | 29 | 27.9 | 29.3 | 24.6 | 25.5 | 27 | 30.2 | 29.9 | 36.6 | 34.5 | 35.3 | 32.5 | 27.4 | 30.3 | 34.8 | 31.6 | 33 | 35.8 | 28.1 | 29.5 | 27.1 | 30 | 27.7 | 34.5 | 33.8 | 26.2 | 27.3 | 24.2 | 31.6 | 31.5 | 33.2 | 28.2 | 32.7 | 29.2 | 23.6 | 30 | 29.6 | 26.2 | 25.7 | 28 | 26.6 | 30.1 | 28 | 28.2 | 31.9 | 29.8 | 32.5 | 30.6 | 31.2 | 22 | 25.1 | 28.8 | 33.6 | 31.2 | 28.4 | 27.7 | 31.8 | 0
5320 | 31.8 | 27.8 | 29 | 27.4 | 29.3 | 24.3 | 25 | 26.2 | 30.2 | 29.4 | 36.3 | 33.8 | 35.4 | 32.6 | 27.4 | 30.1 | 34.2 | 30.8 | 32.6 | 35.7 | 28.8 | 30 | 26.5 | 29.4 | 26.2 | 34.5 | 33.9 | 26 | 26.1 | 24.3 | 31.4 | 31.8 | 33.4 | 27.7 | 32.1 | 29.2 | 23.6 | 30.3 | 29.9 | 26.2 | 26.6 | 28.6 | 26.1 | 30.7 | 27.9 | 27.1 | 31.7 | 29.4 | 32.5 | 30.5 | 31.1 | 21.3 | 25.3 | 28.6 | 32.3 | 31.3 | 28.4 | 27.5 | 31.3 | 0
5321 | 31.8 | 27.5 | 28.9 | 26.8 | 28.9 | 24.5 | 24.2 | 28.1 | 30.3 | 29.8 | 35.8 | 33 | 35 | 32.4 | 27.3 | 30 | 33.2 | 28 | 32.2 | 35 | 28.7 | 30 | 26 | 28.2 | 26.2 | 34.5 | 32.8 | 26.6 | 25 | 24.2 | 30.8 | 30 | 33.6 | 27 | 31.3 | 29 | 24 | 26.6 | 30.1 | 26.1 | 27.4 | 29 | 25.5 | 31.3 | 27.8 | 25.6 | 31.2 | 28.8 | 32.4 | 29.9 | 31 | 20 | 25.6 | 27.7 | 31.2 | 30.6 | 28.4 | 27.3 | 30.8 | 0
5322 | 32 | 26.8 | 27.6 | 26.3 | 28.3 | 23.6 | 23.8 | 28.5 | 29.8 | 29 | 35.7 | 31.7 | 34.7 | 29.6 | 26.1 | 29.1 | 32 | 27.6 | 31.5 | 33.9 | 29.5 | 29 | 25.7 | 26.8 | 26 | 35.8 | 33.3 | 26.2 | 24.5 | 24.3 | 29.5 | 27.9 | 32.2 | 27 | 30.5 | 28.5 | 24.1 | 26.6 | 30 | 26.2 | 27.8 | 28.7 | 24.5 | 31.8 | 27.4 | 25.4 | 30.1 | 27.8 | 31.5 | 29.6 | 29.9 | 19.8 | 25.8 | 27 | 30.1 | 30 | 29.8 | 28.2 | 29.7 | 0
5323 | 30.8 | 26.3 | 26 | 25.6 | 28.3 | 23 | 23.2 | 28 | 29.4 | 28.6 | 35.1 | 31.2 | 34.1 | 28.9 | 24.4 | 27.4 | 30.7 | 27.6 | 30.8 | 32.5 | 29.4 | 25.5 | 25.6 | 25.5 | 26 | 35.7 | 32.8 | 26.1 | 24.4 | 24.1 | 28.2 | 27.9 | 30.4 | 27 | 30.2 | 28.4 | 24.2 | 24.5 | 29.6 | 26.5 | 27.2 | 28.3 | 23.8 | 31.6 | 27.4 | 25.3 | 29.2 | 27.1 | 30.6 | 28.7 | 28.9 | 19.3 | 25.7 | 26.7 | 29.8 | 29.1 | 29.4 | 27.7 | 29.1 | 0
5324 | 29.9 | 26.1 | 24.8 | 25 | 28.2 | 23 | 22.6 | 27.3 | 29.2 | 27.8 | 34.6 | 31 | 33.4 | 28.8 | 23.9 | 27.2 | 29.8 | 27.8 | 30 | 31.4 | 29.1 | 25.2 | 25.4 | 24.4 | 26 | 35 | 29 | 25.2 | 24.6 | 24 | 27 | 27.9 | 29 | 27.2 | 29.8 | 28 | 24 | 24.4 | 29.2 | 26.7 | 26.9 | 27.8 | 23 | 30.8 | 27.4 | 26 | 28.2 | 26.4 | 29.6 | 27.9 | 27.6 | 19.6 | 25.6 | 26.3 | 29.6 | 28.6 | 29 | 27.2 | 28.4 | 0
5325 | 29.2 | 25.8 | 24.3 | 24.4 | 28.2 | 22.3 | 22.3 | 26.8 | 29.2 | 27.2 | 33.4 | 31.8 | 32.3 | 28.6 | 23.5 | 26.7 | 29.1 | 27.6 | 29.3 | 30.6 | 28.5 | 25.2 | 25.2 | 23.8 | 26 | 34.3 | 29 | 25.2 | 24.7 | 23.6 | 26.5 | 27.8 | 28.4 | 26.9 | 29.4 | 27.8 | 23.9 | 24 | 28.6 | 26.7 | 26.8 | 27.7 | 22.8 | 29.8 | 26.6 | 26 | 27.9 | 26.1 | 29.3 | 26.9 | 27.1 | 19.2 | 25.5 | 26 | 29.4 | 28.1 | 28.8 | 27.2 | 28.4 | 0
5326 | 28.5 | 25.3 | 24 | 24.1 | 28.1 | 22.3 | 21.9 | 26.3 | 29.2 | 26.9 | 32.4 | 32.2 | 31.4 | 28.5 | 22.8 | 26.7 | 29 | 27.6 | 28.5 | 30.3 | 28.5 | 25.1 | 24.8 | 23.5 | 26 | 33.4 | 29 | 24.8 | 24.6 | 23.8 | 26.4 | 27.6 | 27.4 | 26.7 | 29.2 | 27.9 | 23.7 | 24 | 28.6 | 26.9 | 26.8 | 27.7 | 22.7 | 28.8 | 26.5 | 26.2 | 27.5 | 25.8 | 28.9 | 26.7 | 26.7 | 19.3 | 25.6 | 25.7 | 29.2 | 28.1 | 28.6 | 27.3 | 28.2 | 0
5327 | 28.4 | 25.3 | 23.9 | 24 | 28.1 | 22.3 | 21.5 | 25.5 | 29.2 | 26.7 | 31.2 | 32.4 | 30.4 | 28.2 | 22.2 | 26.5 | 28.8 | 27.5 | 27.8 | 30 | 28.3 | 25 | 24.4 | 23.4 | 26 | 32.5 | 29.1 | 25.2 | 24.2 | 24 | 26.6 | 27.6 | 27.8 | 26.2 | 29.1 | 27.8 | 23.8 | 24 | 28.5 | 26.9 | 26.8 | 27.8 | 23 | 27.9 | 26.5 | 25.7 | 27.4 | 25.4 | 29 | 25.9 | 27 | 18.6 | 26 | 25.4 | 29.1 | 28 | 28.6 | 27.4 | 28 | 0
5328 | 27.8 | 25.2 | 23.6 | 24.2 | 27.6 | 22 | 20.9 | 25.2 | 28.7 | 26.9 | 30.7 | 31.3 | 29.8 | 25 | 21.3 | 26 | 28.6 | 27.5 | 27 | 29.6 | 27.8 | 25 | 24 | 23.3 | 26 | 32 | 28.8 | 24.8 | 23.7 | 24.8 | 26.5 | 27.4 | 27.4 | 26.3 | 28.8 | 27.7 | 23.8 | 24 | 28.2 | 26.9 | 26.4 | 27.5 | 23 | 26.9 | 26 | 25.7 | 26.8 | 24.6 | 28.5 | 25.4 | 26.9 | 18.4 | 26.6 | 25 | 28.8 | 28.2 | 28.6 | 26.8 | 27.1 | 0
5329 | 26.4 | 25.1 | 23.4 | 24.3 | 27.6 | 22 | 20.8 | 24.7 | 28.2 | 26.8 | 30.2 | 29.8 | 29.2 | 24 | 21.3 | 25.7 | 28.1 | 27.5 | 26.3 | 28.9 | 27.9 | 25 | 23.6 | 23.3 | 26 | 31.7 | 28.8 | 24.9 | 23.2 | 25.4 | 26.2 | 27.4 | 26.5 | 26.2 | 28.7 | 26.8 | 24 | 24 | 28 | 26.9 | 26.4 | 27.1 | 23.1 | 26.3 | 26.1 | 25.3 | 26.4 | 23.7 | 28.1 | 25 | 27.1 | 17.4 | 27.1 | 24.7 | 28.4 | 28 | 28.4 | 26.8 | 26.3 | 0
5330 | 26.4 | 25 | 23.3 | 24.3 | 27.6 | 22.1 | 20.6 | 24.1 | 28.2 | 26.8 | 30 | 28 | 28.8 | 24 | 21.3 | 25.5 | 27.4 | 27.5 | 25.8 | 28 | 27.6 | 24.8 | 23.4 | 23.1 | 26 | 31.5 | 29.3 | 24.4 | 23 | 26 | 25.4 | 27.3 | 25.9 | 26.4 | 28.7 | 27.1 | 24 | 24.2 | 27.8 | 26.9 | 26.3 | 26.4 | 22.8 | 26 | 26.1 | 25.4 | 25.8 | 22.8 | 27.2 | 24.6 | 26.8 | 17 | 27.2 | 24.7 | 28.1 | 27.8 | 28.4 | 26.8 | 25.3 | 0
5331 | 26 | 24.3 | 23 | 23.8 | 27.7 | 22 | 20.4 | 23.8 | 28.1 | 26.8 | 29.3 | 27.2 | 28.2 | 24 | 21.3 | 25.5 | 26.7 | 27.4 | 25.6 | 27.1 | 27.1 | 24.5 | 23.3 | 23 | 26 | 31.4 | 29.3 | 24.7 | 22.9 | 25.9 | 24.8 | 27.2 | 25.4 | 26.1 | 28.3 | 27.1 | 24.2 | 24.5 | 27.3 | 26.9 | 26.3 | 26.1 | 22.8 | 25.7 | 25.9 | 25 | 25.7 | 22.4 | 26.8 | 24.2 | 26.9 | 16.1 | 26.8 | 24.6 | 28 | 27.3 | 28.6 | 26.8 | 25.1 | 0
5332 | 25.9 | 24.3 | 22.9 | 23.4 | 27.8 | 22.1 | 20.2 | 23.5 | 27.8 | 26.7 | 28.7 | 26.8 | 27.8 | 24 | 21.2 | 25 | 26.7 | 27.4 | 25.7 | 26.7 | 27.1 | 24 | 23.2 | 22.7 | 26 | 31.1 | 29.3 | 24.4 | 23.1 | 25.9 | 24.4 | 27.2 | 24.8 | 25.9 | 28.2 | 27.2 | 24 | 24.5 | 26 | 26.7 | 26.3 | 25.9 | 22.5 | 25.5 | 25.1 | 25.3 | 25.6 | 22.4 | 26.5 | 23.8 | 26.7 | 16.5 | 26 | 24.5 | 28 | 27.3 | 28.6 | 26.8 | 25 | 0
5333 | 25.6 | 24.3 | 22.2 | 24 | 27.8 | 21.8 | 20 | 23.2 | 27.7 | 26.8 | 29 | 28.4 | 27.6 | 24.2 | 21.2 | 25 | 26.6 | 27.4 | 27 | 28.4 | 27.2 | 23.6 | 24 | 21.4 | 25.5 | 30.7 | 29.3 | 24.8 | 21.8 | 24.6 | 25.6 | 26.9 | 24.4 | 25 | 27.3 | 27.5 | 23.4 | 24.5 | 25.9 | 26.7 | 26.2 | 26.4 | 22.4 | 25.2 | 25.1 | 25 | 25 | 24.4 | 27 | 23.8 | 25.6 | 16.6 | 26 | 24.6 | 28 | 27 | 28.6 | 26.8 | 26.8 | 0
5334 | 25.3 | 24.8 | 22.2 | 24.1 | 27.8 | 22 | 20 | 23.2 | 27.7 | 26.9 | 29.2 | 28.3 | 27.7 | 24.5 | 21.2 | 25 | 25 | 27.4 | 27.6 | 29.2 | 27 | 23.4 | 24.8 | 20.9 | 25.5 | 30.6 | 29.3 | 25.3 | 21.9 | 24.6 | 25.8 | 27 | 24.1 | 24.7 | 27.4 | 27.7 | 23.6 | 24.5 | 25.5 | 26.8 | 25.2 | 27.5 | 22.2 | 24.9 | 24.7 | 24.8 | 24.8 | 24.8 | 28.1 | 23.8 | 26.2 | 18.5 | 25.9 | 24.7 | 28.5 | 27.8 | 28.6 | 26.8 | 27.7 | 0
5335 | 25.2 | 25.3 | 22.2 | 24.4 | 27.8 | 22.1 | 20 | 23.3 | 28.1 | 26.9 | 29.5 | 29.1 | 28.5 | 24.6 | 21.2 | 25 | 23.9 | 27.4 | 28.3 | 30 | 27.1 | 23.5 | 25.4 | 22.1 | 25.5 | 30.6 | 29.2 | 25.7 | 22.3 | 24.7 | 26.1 | 27.9 | 24.4 | 25 | 27.5 | 27.8 | 23.6 | 24.7 | 25.5 | 26.8 | 25.2 | 29 | 22.7 | 25.2 | 24.7 | 25.4 | 25.5 | 25.2 | 29.6 | 23.8 | 27.1 | 20.1 | 26.2 | 24.6 | 28.2 | 28.4 | 28.8 | 26.9 | 28.6 | 0
5336 | 25.3 | 25.3 | 22.7 | 25 | 27.8 | 22.3 | 20.2 | 24.2 | 28.4 | 27.3 | 30.6 | 30.2 | 29.4 | 25.1 | 21.7 | 26 | 23.6 | 28.4 | 29.6 | 31.4 | 27.6 | 24.4 | 26.4 | 23.4 | 25.5 | 30.6 | 29.1 | 26.6 | 23.2 | 24.6 | 26.6 | 28.6 | 26.2 | 25.2 | 27.6 | 28.1 | 23.4 | 25.7 | 25.9 | 27.2 | 25.4 | 30.2 | 23.4 | 25.7 | 24.8 | 26.4 | 25.6 | 26 | 31.2 | 24.3 | 28.4 | 22.2 | 26.8 | 24.9 | 29.4 | 29.2 | 28.8 | 27 | 29.8 | 0
5337 | 27.6 | 27.5 | 23.6 | 25.7 | 29 | 22.9 | 21 | 26 | 29.3 | 27.3 | 31.8 | 32.1 | 31.1 | 26.8 | 22.5 | 27.9 | 24.4 | 29.8 | 30.7 | 32.3 | 30.5 | 25.1 | 26.9 | 26.2 | 27.3 | 30.2 | 29.9 | 27.5 | 23.4 | 24.6 | 27.1 | 30.9 | 27.6 | 25.8 | 27.9 | 28.5 | 23.1 | 26.3 | 27.5 | 27.8 | 27 | 31.4 | 24.5 | 26.6 | 26.1 | 27.9 | 26.9 | 26.7 | 32.2 | 25.1 | 29 | 22.8 | 27.7 | 26.7 | 29.7 | 29.6 | 31 | 27 | 30.6 | 0
5338 | 27.9 | 28 | 25 | 26.6 | 29.6 | 23.8 | 22.7 | 27.6 | 30.2 | 27.3 | 33.6 | 33.6 | 32.3 | 28.2 | 23.1 | 28.6 | 25.8 | 30.7 | 32.2 | 33.6 | 31.8 | 25.4 | 27.8 | 27.7 | 28 | 32.4 | 30 | 28.9 | 23.7 | 24.5 | 27.8 | 31.9 | 28.4 | 26 | 28.1 | 28.8 | 22.9 | 28 | 27.8 | 28.6 | 27.3 | 32 | 25.1 | 27.7 | 26.1 | 28.7 | 27.7 | 27.6 | 32.7 | 26.2 | 29.1 | 23.5 | 28.5 | 27.4 | 31.3 | 30 | 31.8 | 27.1 | 31.6 | 0
5339 | 29.2 | 29 | 26.3 | 27.4 | 30.1 | 25.5 | 24.2 | 29.1 | 31 | 27.3 | 35 | 34.8 | 33.8 | 29.7 | 24.1 | 29.1 | 27.4 | 31.8 | 33.4 | 34.4 | 32.3 | 26.5 | 28.4 | 29 | 28.2 | 33.4 | 30.6 | 30.2 | 23.4 | 24.4 | 28.4 | 32.1 | 29.6 | 26.2 | 28.5 | 28.2 | 23 | 26.5 | 27.8 | 30.1 | 28.3 | 32.6 | 25.4 | 29 | 25.7 | 28.8 | 29.2 | 28.4 | 32.6 | 27.7 | 28.2 | 23 | 29 | 28.2 | 32.7 | 30.4 | 32 | 27.1 | 32.4 | 0
5340 | 29.4 | 30.6 | 26.8 | 28.1 | 30.2 | 25 | 24.7 | 30 | 31.1 | 28.7 | 36.5 | 34.9 | 34.4 | 30.5 | 24.9 | 29.5 | 28.6 | 32.3 | 34.6 | 35.5 | 33.7 | 27.4 | 29.3 | 28 | 28.2 | 35.6 | 31.1 | 31.6 | 23.6 | 24.2 | 29.2 | 32.4 | 31.4 | 25.8 | 29.4 | 31 | 23.5 | 28.5 | 28.5 | 30.3 | 28.3 | 32.7 | 24.9 | 30.3 | 25.6 | 27.6 | 29.6 | 29.3 | 32.3 | 29.2 | 27 | 23.3 | 29 | 29 | 33.3 | 31.1 | 32.8 | 28.3 | 33.4 | 0
5341 | 30.7 | 30.6 | 27.6 | 28.4 | 29.6 | 24.5 | 25.7 | 31.1 | 30.8 | 29.8 | 37.2 | 34.5 | 35.3 | 30.8 | 26.5 | 29.4 | 29.3 | 32.8 | 34.8 | 35.9 | 33.9 | 28.1 | 29.6 | 27.4 | 28.2 | 36.3 | 32.1 | 32.1 | 23.6 | 24.2 | 29.8 | 32.9 | 32.3 | 25.7 | 29.8 | 27 | 24.2 | 30 | 28.6 | 31.6 | 28.6 | 33 | 24.3 | 31.5 | 25.5 | 26.1 | 30.4 | 29.7 | 31.9 | 29.2 | 25.7 | 22.8 | 28.7 | 29.2 | 33.1 | 31.5 | 32.8 | 28.3 | 34 | 0
5342 | 31.2 | 31.2 | 26 | 28.4 | 29 | 24.4 | 25.2 | 31.3 | 31.2 | 30.4 | 37.8 | 33.6 | 35.6 | 31.3 | 26 | 30.1 | 29.4 | 32.8 | 34.2 | 36.4 | 34.2 | 30 | 29.6 | 26.2 | 28.2 | 36.9 | 33.7 | 32 | 24.2 | 24.2 | 30.2 | 32.4 | 33 | 25.6 | 30.7 | 28 | 25 | 29.5 | 29.4 | 28.1 | 28.5 | 33 | 23.6 | 32.5 | 25.6 | 24.6 | 30.4 | 30 | 31.8 | 29.7 | 25 | 22.8 | 28.2 | 29.2 | 33.3 | 31.8 | 28.2 | 28.3 | 34.2 | 0
5343 | 31.7 | 31.5 | 24.3 | 28.1 | 28.6 | 24.4 | 24.5 | 31.6 | 31.9 | 30.8 | 37.7 | 33.1 | 36.4 | 30.4 | 27 | 30.4 | 29.3 | 33 | 32.3 | 36.2 | 34.4 | 30.1 | 28.7 | 26.9 | 29.2 | 36.4 | 33.8 | 30.9 | 24.3 | 24.3 | 30.2 | 32.3 | 34.2 | 26.2 | 31.7 | 28.6 | 25.6 | 29.5 | 30 | 28.5 | 28.7 | 33.2 | 23.6 | 33 | 25.4 | 24.2 | 31 | 29.6 | 31.6 | 29.4 | 24.7 | 21.6 | 27.8 | 29.2 | 33.9 | 31.4 | 28 | 28.4 | 33.5 | 0
5344 | 31.9 | 31.8 | 27.2 | 27.8 | 28.3 | 24.1 | 23.6 | 31.6 | 31.8 | 30.4 | 37.9 | 32.5 | 36.6 | 30.2 | 24 | 29.6 | 29 | 32.8 | 30.1 | 36.5 | 34.1 | 30.2 | 27.7 | 27.3 | 29.2 | 35.6 | 33.6 | 29.6 | 24.6 | 24.2 | 30 | 31.9 | 34.2 | 26.5 | 31.6 | 29.3 | 25.7 | 28.2 | 30.4 | 29.1 | 28.7 | 32.9 | 23.8 | 32.9 | 25.5 | 24.2 | 30.3 | 29.2 | 31.5 | 28.7 | 25.2 | 20.8 | 27.4 | 29 | 33.4 | 30.8 | 27.4 | 28.4 | 32.5 | 0
5345 | 31.8 | 31.7 | 28.1 | 27.4 | 28.2 | 24.3 | 22.9 | 31.4 | 31.7 | 29.8 | 37.7 | 32.4 | 36.8 | 29.9 | 24.5 | 29.4 | 28.8 | 32.7 | 27.6 | 36.6 | 34.2 | 30.3 | 26.5 | 28.4 | 28.5 | 33.9 | 33.1 | 28.2 | 24.2 | 24 | 29.4 | 30.9 | 34.5 | 27 | 31.5 | 29 | 25.6 | 25.8 | 30.2 | 28.7 | 28.3 | 32.4 | 24.2 | 32.4 | 25.3 | 25 | 29.6 | 28.4 | 31 | 28.2 | 25.6 | 19.4 | 27 | 28.2 | 33.1 | 29.8 | 27.4 | 28.4 | 31 | 0
5346 | 31.2 | 31.6 | 28 | 27.1 | 27.6 | 23.7 | 22.9 | 30.6 | 31.1 | 29.4 | 37.6 | 31.9 | 36 | 29.7 | 24.2 | 28.6 | 28.4 | 31.8 | 26.1 | 37.4 | 34.2 | 29.3 | 26 | 27.6 | 24.8 | 33.9 | 33 | 27.6 | 24.1 | 23.4 | 28.9 | 30.1 | 33.4 | 26.7 | 30.5 | 28 | 25.3 | 25.8 | 30 | 28.6 | 27.9 | 31.4 | 24.1 | 31.7 | 25.6 | 25.3 | 27.4 | 27.9 | 30.4 | 26.2 | 26 | 19.2 | 26.3 | 27.9 | 31.8 | 29.1 | 27 | 27.8 | 30 | 0
5347 | 30.2 | 31.2 | 26.3 | 26.7 | 27.5 | 23.1 | 22.6 | 29.6 | 30 | 28.4 | 36.6 | 31.6 | 35.2 | 29.1 | 23.4 | 28.1 | 27.8 | 31.3 | 25.1 | 37.5 | 33.4 | 28.4 | 25.5 | 26.7 | 23.8 | 34.1 | 32.3 | 27.2 | 23.3 | 23 | 28.2 | 29.4 | 32 | 26.3 | 29.6 | 28 | 25.1 | 25.5 | 29.7 | 28.4 | 27.6 | 30.8 | 23.9 | 31 | 25.6 | 25.4 | 25.9 | 27.2 | 29.6 | 26.6 | 25.8 | 18.5 | 25.7 | 27.2 | 30.7 | 28.5 | 27 | 27.8 | 29.2 | 0
5348 | 30 | 30.1 | 25.3 | 26.4 | 27.2 | 22.8 | 22.5 | 28.2 | 29.7 | 27.6 | 35 | 31 | 34 | 28.8 | 23.1 | 27.9 | 27 | 30.7 | 25.2 | 37.4 | 32.5 | 27.6 | 25.6 | 24.6 | 23.8 | 33.7 | 32.1 | 27.4 | 23 | 22.6 | 27.6 | 29.4 | 31 | 25.6 | 29 | 27.9 | 25 | 25.5 | 29.5 | 28.2 | 27.4 | 30.2 | 23.2 | 29.9 | 25.6 | 24.8 | 24.2 | 26.8 | 29 | 26.4 | 25.4 | 18.6 | 25 | 26.8 | 30.3 | 28.4 | 27 | 27.8 | 29 | 0
5349 | 28.2 | 29.1 | 24.3 | 25.9 | 27.1 | 22.4 | 22.4 | 27.2 | 29.2 | 27 | 32.4 | 30.7 | 33.4 | 28.7 | 22.9 | 27.4 | 26.2 | 30.3 | 25.3 | 35.9 | 31.8 | 26.9 | 25.3 | 23.8 | 23.5 | 32.4 | 31.4 | 27.2 | 22.4 | 22.7 | 27 | 28.9 | 30.5 | 25.5 | 28.5 | 27.1 | 25.1 | 25.2 | 28.7 | 28.1 | 27.1 | 30.4 | 22.8 | 28.9 | 25 | 24.4 | 24.2 | 26.1 | 28.6 | 26.3 | 24.6 | 17.8 | 24.7 | 26.6 | 30 | 28.3 | 27.2 | 26.9 | 28.8 | 0
5350 | 28.2 | 28.5 | 23.8 | 25.5 | 27.1 | 22.3 | 22.3 | 26.3 | 29.1 | 26.8 | 30.1 | 30.3 | 32.5 | 28.3 | 22.3 | 26.9 | 25.6 | 30 | 26 | 34.2 | 31.4 | 26.1 | 25.1 | 22.8 | 23.6 | 31.9 | 31 | 27.1 | 22.6 | 23 | 26.6 | 28.9 | 29.5 | 25.4 | 28.2 | 27.4 | 25.1 | 25.1 | 28 | 28.1 | 26.7 | 30.3 | 22.4 | 27.8 | 25 | 24 | 24.2 | 25.7 | 28.5 | 26.2 | 24.3 | 17.8 | 24.6 | 26.6 | 29.7 | 28.4 | 27.2 | 26.9 | 28.9 | 0
5351 | 27.9 | 28.1 | 23.1 | 25 | 27.1 | 22.2 | 22.5 | 25.6 | 28.7 | 26.8 | 28 | 30.2 | 32 | 28 | 22 | 26.4 | 25.6 | 29.3 | 26.3 | 32 | 31.1 | 26.1 | 24.6 | 23.2 | 23.6 | 31.4 | 30 | 26.4 | 23 | 23.6 | 26.2 | 28.4 | 28.8 | 25.8 | 28.1 | 27.5 | 25 | 25 | 28 | 28.1 | 26.7 | 30.2 | 22.6 | 26.7 | 25 | 24.2 | 25 | 25.2 | 28.6 | 26 | 24.4 | 17.2 | 25 | 25.8 | 29.4 | 28.2 | 27.2 | 26.9 | 28.6 | 0
5352 | 27.7 | 27.4 | 22.7 | 24.7 | 27.1 | 21.3 | 22.2 | 25.1 | 28.4 | 26.3 | 27.3 | 29.8 | 30.8 | 27.8 | 21.4 | 25.8 | 26.1 | 29.3 | 27 | 30.6 | 30.6 | 25.1 | 24.5 | 22.8 | 23.3 | 31 | 29.5 | 25.9 | 24.1 | 24 | 26.1 | 28.3 | 28 | 25.8 | 27.9 | 27.8 | 24.6 | 24.5 | 27.5 | 28.1 | 26.8 | 29.2 | 22.7 | 25.6 | 25.1 | 24.4 | 24.7 | 25.1 | 28.7 | 25.7 | 25.1 | 17.6 | 25.4 | 25.2 | 29.2 | 28.1 | 27.4 | 26.7 | 28.5 | 0
5353 | 27.7 | 27 | 22.9 | 24.5 | 27.1 | 21.2 | 21.6 | 24.4 | 28.2 | 26.3 | 27.4 | 29.7 | 29.9 | 26.8 | 21.4 | 25.4 | 27.1 | 29.3 | 27.1 | 29.4 | 30.6 | 24.8 | 24 | 23.2 | 23.3 | 31 | 29.5 | 25.3 | 24.5 | 24.3 | 26 | 27.9 | 26.8 | 25.9 | 27.8 | 27.9 | 24.1 | 24.5 | 27.5 | 28.1 | 26.7 | 27.9 | 23 | 25.1 | 25.1 | 25.1 | 24.7 | 24.8 | 28.4 | 24.7 | 25.7 | 17.1 | 26 | 25.4 | 28.9 | 27.6 | 27.4 | 26.7 | 27.9 | 0
5354 | 26.9 | 26.6 | 23 | 24.4 | 27.2 | 21.2 | 20.9 | 24.1 | 28.1 | 26.3 | 28.2 | 29.2 | 28.6 | 26.8 | 21.4 | 25.4 | 28 | 28.8 | 27.4 | 29 | 30.5 | 24.6 | 24 | 22.4 | 23.3 | 31 | 29.5 | 25 | 24.7 | 24.4 | 26 | 27.9 | 26.5 | 25.5 | 27.7 | 28 | 23.6 | 24.1 | 27.5 | 28.1 | 26.3 | 26.4 | 23 | 25.3 | 25.1 | 25.3 | 24 | 24.8 | 27.8 | 24.4 | 26.2 | 17.2 | 26.2 | 25.4 | 28.5 | 27.2 | 27.4 | 26.7 | 27.4 | 0
5355 | 26.7 | 26.5 | 22.6 | 24.2 | 27.3 | 21.2 | 20.6 | 23.8 | 28.1 | 26.3 | 28.7 | 29 | 28 | 26.8 | 21.4 | 25.4 | 28.4 | 28.8 | 27.1 | 28.4 | 30.1 | 23.7 | 23.7 | 22.4 | 23.3 | 30.8 | 29.4 | 24.7 | 23.7 | 24.5 | 25.8 | 27.7 | 26 | 25.4 | 27.6 | 28 | 23.3 | 24.1 | 27 | 28.1 | 26.3 | 25.7 | 23 | 25.5 | 25.1 | 25.5 | 24.4 | 24.5 | 27.1 | 24.2 | 26 | 16.3 | 26.3 | 25.2 | 28.2 | 26.7 | 27.4 | 26.7 | 26.7 | 0
5356 | 26.7 | 26.6 | 22.7 | 24.1 | 27.4 | 21.2 | 20.4 | 23.8 | 28.1 | 26.3 | 29.1 | 28.5 | 27.4 | 26.4 | 21.3 | 25 | 27.8 | 28.4 | 27.1 | 28.5 | 30.2 | 23.3 | 23.9 | 21.4 | 23.4 | 30.6 | 29 | 24.8 | 22.8 | 24.5 | 25.7 | 27.7 | 25.9 | 25 | 27.6 | 28 | 23.2 | 24.1 | 27 | 28.1 | 25.8 | 25.5 | 22.6 | 25.5 | 25.2 | 25.2 | 24.3 | 24.5 | 26.7 | 23.7 | 25.8 | 16.4 | 26.1 | 25.2 | 28.2 | 26.8 | 27.4 | 26.8 | 26.7 | 0
5357 | 26.6 | 26.3 | 22.8 | 23.8 | 27.3 | 21.2 | 20.7 | 23.8 | 27.9 | 26.3 | 28.4 | 28.8 | 29 | 25.8 | 21.3 | 24.9 | 25.4 | 28.3 | 26.4 | 28.8 | 30.1 | 22.8 | 23.6 | 23 | 23.5 | 30.4 | 28.5 | 25.8 | 22.2 | 25.4 | 27 | 27.7 | 25.5 | 25.2 | 27.6 | 28.2 | 24.8 | 24.2 | 27 | 28.1 | 25.8 | 28.7 | 22 | 25.4 | 25.3 | 24 | 24.2 | 22 | 27.6 | 23.7 | 25.4 | 17.4 | 24 | 25.3 | 28.2 | 27.4 | 27.6 | 26.8 | 27 | 0
5358 | 26.2 | 26 | 22.4 | 24.3 | 27 | 21.1 | 20.8 | 23.7 | 27.9 | 26.3 | 28.4 | 29.1 | 28.7 | 25.6 | 21.3 | 24.7 | 26.5 | 28.3 | 27.7 | 28.1 | 29.6 | 22.6 | 23.1 | 22.7 | 23.5 | 30.4 | 28 | 26.3 | 22.1 | 25.6 | 27.8 | 27.9 | 25 | 25.6 | 27.6 | 27.5 | 25.5 | 24.2 | 26.8 | 28.1 | 25.5 | 29.4 | 21.9 | 25.3 | 25.3 | 24.7 | 24.1 | 21.9 | 28.6 | 23.7 | 25.5 | 19.3 | 23.9 | 25.3 | 27.8 | 28.2 | 27.6 | 26.8 | 27.7 | 0
5359 | 26.2 | 26 | 22.5 | 25 | 27 | 21.2 | 20.5 | 23.8 | 28.2 | 26.3 | 28.4 | 29.9 | 29.1 | 25.9 | 21.2 | 24.8 | 27.9 | 28.2 | 28.3 | 28 | 29.7 | 22.6 | 23.5 | 22.5 | 23.7 | 30.4 | 28 | 26.4 | 22.2 | 26 | 28.6 | 28.4 | 24.9 | 26 | 27.6 | 27.7 | 25.8 | 24.4 | 27 | 28.1 | 25.3 | 30.3 | 22.1 | 25.2 | 25.4 | 25.3 | 24.6 | 22.2 | 30 | 23.7 | 26.3 | 21.3 | 24.4 | 25.3 | 27.7 | 29 | 27.6 | 26.8 | 28.5 | 0
5360 | 26.2 | 26.7 | 23 | 26 | 27 | 21.4 | 21.2 | 24.5 | 28.7 | 26.3 | 28.6 | 31 | 29.6 | 26.7 | 21.1 | 25.1 | 29.4 | 28.8 | 29.4 | 28.6 | 29.9 | 23.1 | 24 | 22.6 | 24.5 | 30.4 | 28 | 27 | 22.6 | 26 | 29.2 | 29.4 | 26 | 26.2 | 27.5 | 26.9 | 26 | 25.5 | 27.5 | 28.6 | 25.4 | 31 | 22.4 | 25.3 | 25.5 | 26 | 25 | 23.4 | 31.8 | 24.7 | 26.4 | 23 | 24.8 | 25.4 | 29.5 | 30 | 27.6 | 26.8 | 30 | 0
5361 | 27.4 | 26.5 | 24.3 | 26.9 | 26.8 | 22.7 | 22.2 | 26 | 29 | 27 | 29.5 | 32.6 | 31 | 29 | 23 | 27.3 | 30.7 | 30.7 | 29.5 | 29.4 | 31.6 | 24 | 25.4 | 23.5 | 29 | 31 | 28.4 | 27.1 | 23.2 | 26.1 | 29.8 | 31.3 | 28.1 | 26.6 | 28.6 | 27.2 | 25.5 | 27.5 | 28.5 | 30.2 | 26.4 | 31.7 | 23.2 | 25.7 | 24.8 | 26.3 | 26.1 | 24.7 | 33 | 26 | 27.5 | 23.7 | 25.6 | 27.6 | 30.5 | 30.6 | 27 | 27.3 | 31 | 0
5362 | 27.5 | 28.1 | 25 | 27.7 | 26.1 | 23.3 | 22.8 | 26.4 | 29.1 | 27.4 | 30.9 | 34.1 | 32.4 | 30.7 | 23.4 | 28.2 | 31.4 | 31.7 | 30.3 | 30.2 | 33.3 | 25.5 | 26.1 | 25 | 29 | 32.9 | 29.1 | 27.9 | 23.9 | 25.8 | 30.4 | 32.3 | 29.3 | 27.2 | 28.6 | 28.4 | 25.2 | 28.2 | 29.6 | 31.3 | 27.4 | 32.1 | 23.8 | 26.7 | 24.8 | 26.7 | 26.8 | 26.6 | 33.9 | 26.6 | 27.9 | 23.8 | 26.1 | 27.8 | 32.3 | 31.1 | 26.6 | 27.3 | 32.2 | 0
5363 | 28.2 | 30.2 | 26.4 | 28.4 | 26.4 | 25 | 23.5 | 28.1 | 29.6 | 28.4 | 32.8 | 35.6 | 34.2 | 32.3 | 24 | 29.4 | 31.8 | 32.7 | 30.8 | 30.6 | 34.5 | 27 | 26.8 | 27 | 29.1 | 34.5 | 30.2 | 28.6 | 24.6 | 25.6 | 31.2 | 32.8 | 30.8 | 28.2 | 28.6 | 28 | 25 | 29.2 | 30.5 | 32.1 | 28.1 | 32.6 | 24.4 | 27.8 | 24.8 | 27 | 27.8 | 28 | 33.8 | 27.8 | 29 | 23.4 | 26.5 | 29 | 33 | 31.4 | 26.2 | 27.3 | 32.8 | 0
5364 | 29.3 | 32.8 | 27.2 | 29.1 | 26.4 | 24.2 | 24.9 | 30 | 30.5 | 28.6 | 34.4 | 36.5 | 35.4 | 32.4 | 25.5 | 30.3 | 31.8 | 33.7 | 32.2 | 30.7 | 35.4 | 27.6 | 26.2 | 28.7 | 29.2 | 35.7 | 31.2 | 30 | 25 | 25.3 | 32 | 32.8 | 32.3 | 29.4 | 28.6 | 29.9 | 25.6 | 30 | 30.5 | 31.5 | 28.4 | 33 | 24.5 | 29 | 24.6 | 27.7 | 28.2 | 29.2 | 33.6 | 29.1 | 29.1 | 23.5 | 26.4 | 29 | 34.8 | 31.8 | 25.6 | 28.7 | 33.7 | 0
5365 | 30 | 33.2 | 28.3 | 29.6 | 26.9 | 24.2 | 26.3 | 30.5 | 31 | 29.2 | 35.6 | 37 | 36.6 | 33 | 26 | 30.4 | 31.7 | 33.7 | 32.7 | 30.5 | 35.5 | 29 | 25.8 | 30 | 29.2 | 36 | 31.2 | 31 | 25.2 | 25.5 | 32.7 | 32.3 | 33.3 | 30.7 | 29.3 | 29.5 | 26.4 | 31.1 | 30.5 | 30.5 | 28.6 | 33.6 | 24.6 | 29.7 | 24.7 | 28.3 | 28.9 | 29.1 | 32.9 | 29.1 | 29.9 | 23.7 | 26.5 | 28.4 | 35.3 | 32.2 | 25.6 | 28.7 | 33.9 | 0
5366 | 31 | 33.1 | 28.8 | 30 | 27.4 | 24.6 | 26.3 | 30.6 | 31.2 | 29.5 | 36 | 36.8 | 37.2 | 34 | 25.3 | 31.6 | 31.6 | 33.7 | 33 | 30.4 | 35.9 | 29.5 | 25 | 30.4 | 30 | 36.7 | 32.2 | 31.8 | 25 | 25.8 | 33 | 31.4 | 33.6 | 31.6 | 28.3 | 28.7 | 27.4 | 30.3 | 31 | 32.6 | 28.8 | 33.8 | 24.3 | 30.1 | 24.7 | 29 | 29.2 | 28.4 | 32.4 | 28.9 | 30.2 | 24.4 | 26.5 | 28.5 | 35.2 | 32.6 | 25.6 | 28.8 | 34 | 0
5367 | 31.2 | 33.3 | 29 | 30.2 | 27.4 | 25.9 | 25.8 | 30.2 | 30.3 | 29.5 | 35.9 | 36.4 | 38 | 33 | 24.5 | 31.7 | 31.4 | 33.7 | 31.6 | 30.3 | 36.5 | 30.5 | 25.3 | 30.1 | 30.2 | 37 | 32.4 | 31.4 | 24.7 | 26.5 | 32.9 | 31 | 34.7 | 32 | 28.4 | 29.2 | 27.7 | 30 | 31.2 | 32.9 | 29.1 | 33.8 | 24.3 | 30.1 | 24.7 | 29.1 | 29.9 | 26.6 | 31.7 | 28.2 | 31.5 | 24.6 | 26.9 | 29.6 | 34.9 | 32.7 | 25.6 | 28.8 | 33 | 0
5368 | 31.5 | 33.5 | 29.5 | 30.2 | 27 | 25 | 26.2 | 30.9 | 30.6 | 29.4 | 35.4 | 35.6 | 38.1 | 33.5 | 24.5 | 30.6 | 31.1 | 33.7 | 30.2 | 30.4 | 36.4 | 30.5 | 25.4 | 29.1 | 31 | 37.2 | 32.4 | 30.7 | 24.3 | 26.8 | 32.3 | 31.2 | 34.7 | 31.5 | 28.6 | 28.8 | 27.7 | 30 | 31.2 | 33.1 | 29.1 | 33.1 | 24.1 | 29.8 | 24.7 | 28.9 | 29.8 | 25 | 31.4 | 28.2 | 31.7 | 24.5 | 27.2 | 28.7 | 34.5 | 32.6 | 25.6 | 28.8 | 31.9 | 0
5369 | 31.6 | 33.5 | 27.9 | 29.8 | 27.3 | 25 | 24.8 | 31 | 27.9 | 29 | 34.9 | 34.8 | 38 | 32.9 | 23.7 | 29 | 30.6 | 32.7 | 28.2 | 30.4 | 36.2 | 30 | 25.8 | 27.8 | 27 | 37.2 | 32.3 | 29.4 | 24 | 27 | 31.4 | 30.8 | 34.1 | 30.6 | 29 | 28.3 | 27 | 29.3 | 30.6 | 32.8 | 28.4 | 32 | 24 | 29.3 | 24.7 | 28.3 | 29.4 | 23.4 | 31 | 28.6 | 32 | 23.5 | 27.5 | 29 | 34.1 | 32 | 25.6 | 28.8 | 30 | 0
5370 | 29.7 | 33.3 | 28.3 | 29.3 | 27.4 | 23.7 | 22.8 | 30.5 | 27 | 28.9 | 34.4 | 33.8 | 37.1 | 31.7 | 23.5 | 27.7 | 29.9 | 32.2 | 27.6 | 30.3 | 35.7 | 29.7 | 25.1 | 26.4 | 24.8 | 37.5 | 32.3 | 28.6 | 23.7 | 26.5 | 30.5 | 29.8 | 34 | 29.4 | 29.2 | 28.3 | 26.4 | 28.9 | 30.5 | 32.6 | 27.9 | 30.6 | 23.5 | 28.7 | 24.4 | 27.7 | 28 | 22.9 | 30.9 | 28.8 | 30.7 | 22.2 | 27.3 | 27.7 | 33.2 | 31.3 | 25.2 | 27.8 | 28.6 | 0
5371 | 29.7 | 32.8 | 26.9 | 28.5 | 27.2 | 23 | 22.5 | 29.5 | 27 | 28 | 34.2 | 33 | 36.2 | 30 | 23.4 | 27.7 | 29.1 | 31.2 | 27 | 29.7 | 34.6 | 29 | 24.6 | 25.3 | 24.3 | 36 | 31.8 | 27.7 | 23.6 | 26.1 | 29.8 | 29.3 | 32.6 | 28.5 | 29.2 | 27.7 | 25.8 | 28.2 | 30 | 31.6 | 27.6 | 29.6 | 23.2 | 28.1 | 24.8 | 27.1 | 26.7 | 22.5 | 30.3 | 27.9 | 29.7 | 20.7 | 27.1 | 27.4 | 32.5 | 30.4 | 25.2 | 27.8 | 26.9 | 0
5372 | 29.5 | 30.4 | 26.2 | 27.8 | 27 | 22.8 | 22.4 | 28.3 | 27 | 27.5 | 33.8 | 32.2 | 35 | 29.3 | 23 | 27.4 | 28.4 | 30.7 | 27.4 | 29 | 33.7 | 28.6 | 23.4 | 24.4 | 25.3 | 34.9 | 31.2 | 27.4 | 23.4 | 25.6 | 29.4 | 29.3 | 30.2 | 28 | 29.1 | 27.7 | 25.8 | 27.5 | 30 | 30.8 | 27.2 | 29.2 | 22.7 | 27.6 | 24.9 | 26.8 | 25.2 | 22.8 | 29.8 | 27.2 | 28.2 | 19.6 | 26.6 | 27.1 | 31.5 | 29.8 | 25.2 | 27.8 | 26 | 0
5373 | 29.5 | 29 | 25.5 | 27 | 26.9 | 22 | 22.4 | 26.7 | 27.1 | 27.1 | 33.3 | 31.8 | 34.4 | 28.9 | 23 | 27 | 28 | 30.4 | 27.1 | 28.2 | 33 | 26.5 | 23.2 | 24 | 24.5 | 34.3 | 30.8 | 26.7 | 23.3 | 25.6 | 29.1 | 28.8 | 29.8 | 28 | 29.1 | 27.2 | 25.8 | 26.8 | 29.8 | 30.6 | 26.1 | 29.6 | 22.6 | 27.1 | 24.8 | 26.5 | 24.8 | 22.7 | 28.9 | 26.5 | 28 | 18.8 | 26.5 | 26.8 | 30.9 | 29.3 | 25.2 | 27.8 | 25 | 0
5374 | 29.2 | 28.3 | 24.8 | 26.4 | 26.9 | 21.8 | 22.2 | 25.5 | 27 | 26.9 | 32.3 | 31.3 | 33.5 | 25.4 | 22.6 | 26.9 | 27.7 | 30.7 | 27.1 | 28 | 32.5 | 26.7 | 23 | 23.5 | 24.7 | 33.3 | 30.6 | 26.5 | 23.1 | 25.7 | 28.8 | 28.6 | 28.1 | 28 | 28.9 | 27.2 | 26.1 | 26.7 | 29.5 | 30.5 | 26.1 | 30.2 | 22.3 | 26.7 | 24.8 | 26.4 | 24.5 | 22.9 | 28.4 | 25.9 | 27.3 | 18.7 | 26.2 | 26.5 | 30.4 | 29 | 25.2 | 27.8 | 25.1 | 0
5375 | 28.4 | 27.7 | 24.2 | 25.8 | 26.9 | 21.9 | 21.1 | 25 | 26.6 | 26.7 | 31 | 31 | 33 | 25.2 | 22.4 | 26.6 | 27.4 | 29.7 | 26.4 | 28.4 | 32 | 26.7 | 23.6 | 23.2 | 24.7 | 31.9 | 30 | 26 | 23 | 26 | 28.2 | 27.8 | 27.5 | 27.8 | 28.5 | 27.2 | 26 | 26 | 29 | 30.1 | 26 | 30.8 | 22.4 | 26.4 | 24.8 | 26 | 25 | 22.8 | 28 | 25.1 | 27.2 | 18.6 | 26.2 | 26.2 | 29.9 | 28.8 | 25.3 | 27.8 | 25.4 | 0
5376 | 27.7 | 26.8 | 23.9 | 25.4 | 26.4 | 21.6 | 21 | 24.4 | 26.2 | 26.5 | 29.5 | 30.4 | 32 | 24.8 | 22.3 | 25.9 | 27 | 29.2 | 26.4 | 29.4 | 31.4 | 26.6 | 23.7 | 22.8 | 24.8 | 30.3 | 29.5 | 26.1 | 22.8 | 25.8 | 27.4 | 27.6 | 27.7 | 27.1 | 28.3 | 27.3 | 25.9 | 25.5 | 28.9 | 30.1 | 25.9 | 30.6 | 22.2 | 26.1 | 25.6 | 25.6 | 25 | 23.3 | 28.2 | 24.6 | 25.9 | 18.5 | 25.8 | 25.9 | 29.4 | 28.6 | 25.3 | 27.4 | 26.6 | 0
5377 | 27.3 | 26.5 | 23.4 | 24.8 | 26.4 | 21.6 | 20.8 | 23.8 | 26 | 26.4 | 28.4 | 29.8 | 31.2 | 24.7 | 22.3 | 25.9 | 26.3 | 29.2 | 25.8 | 30.4 | 31.3 | 26.3 | 24.2 | 22.7 | 24.8 | 29.7 | 29.5 | 26 | 22.7 | 25.7 | 26.6 | 27.8 | 27.1 | 26.3 | 28.1 | 27.3 | 25.4 | 25.5 | 28.7 | 29.6 | 25.8 | 30 | 22.2 | 26 | 25.5 | 25 | 25.1 | 23.5 | 28.1 | 24.3 | 25.2 | 17.9 | 25.5 | 25.6 | 29 | 28.2 | 25.3 | 27.4 | 27.3 | 0
5378 | 27.3 | 26.3 | 23.3 | 24.4 | 26.4 | 21.6 | 20.5 | 23.8 | 26 | 26.4 | 27.8 | 29.2 | 30.2 | 24.9 | 22.3 | 25.8 | 25.6 | 29.2 | 26 | 31 | 30.8 | 25.6 | 24 | 22.6 | 24.8 | 29.3 | 29.3 | 26.2 | 22.6 | 25.2 | 26 | 28 | 26.6 | 25.4 | 27.9 | 27.5 | 25 | 25.5 | 28.5 | 29.1 | 24.8 | 29 | 22 | 25.9 | 25.6 | 24.4 | 24.6 | 23.8 | 28.2 | 24.3 | 24 | 17.2 | 24.8 | 25.6 | 28.8 | 27.8 | 25.3 | 27.4 | 28 | 0
5379 | 26.5 | 26.3 | 23.1 | 23.9 | 26.5 | 21 | 20.4 | 23.9 | 26.1 | 26.1 | 27.9 | 28.9 | 29.7 | 24.9 | 22.2 | 25.5 | 25 | 28.7 | 25.6 | 30.7 | 30.3 | 25 | 24.2 | 22.9 | 24.8 | 28.8 | 28.1 | 25.9 | 22.5 | 25.1 | 25.9 | 28 | 26.1 | 24.9 | 27.6 | 27.6 | 24.5 | 25.5 | 28.5 | 28.8 | 24.1 | 28.4 | 22.1 | 25.8 | 25.7 | 23.8 | 24.5 | 23.3 | 27.7 | 24.2 | 24.3 | 16.4 | 24.5 | 25.7 | 28.4 | 27.3 | 25.4 | 27.4 | 27.6 | 0
5380 | 26.5 | 26.1 | 22.7 | 23.7 | 26.4 | 21 | 20.4 | 23.9 | 26.1 | 26 | 28.1 | 28.6 | 29.1 | 24.9 | 22.2 | 25.5 | 24.9 | 28.7 | 26.1 | 29.9 | 30.3 | 24.3 | 23.7 | 23 | 24.8 | 28.8 | 26.1 | 26 | 22.3 | 25 | 26.3 | 27.8 | 25.6 | 24.9 | 27.6 | 27.7 | 24.5 | 25 | 28.1 | 28.6 | 24.1 | 28.2 | 21.9 | 25.8 | 25.8 | 23.8 | 24.1 | 22.8 | 27.6 | 24.2 | 24.3 | 16.5 | 24 | 25.7 | 28 | 27.2 | 25.4 | 27.4 | 27.4 | 0
5381 | 26.5 | 26 | 22.3 | 24.2 | 26.4 | 21 | 20.3 | 23.9 | 26.3 | 26 | 27.6 | 29 | 29.2 | 24.9 | 22.1 | 25.5 | 26.4 | 28.2 | 26.6 | 27 | 30.1 | 24 | 23.4 | 22 | 25 | 28.8 | 26.1 | 24.8 | 22.4 | 25.6 | 27.2 | 27.8 | 25.1 | 26.6 | 27.6 | 27.7 | 25.2 | 24.6 | 28 | 28.4 | 24.1 | 26.4 | 21.4 | 25.7 | 25.8 | 25.7 | 25.4 | 22.6 | 26.6 | 24.2 | 26.4 | 15.8 | 25.4 | 25.6 | 27.9 | 28.4 | 25.4 | 27.4 | 25 | 0
5382 | 26.5 | 25.9 | 22 | 23.8 | 26.3 | 21 | 20.2 | 23.8 | 26.4 | 26 | 27.5 | 29.5 | 28.8 | 25.1 | 22 | 25.5 | 27 | 28.2 | 27.5 | 27.9 | 29.6 | 23.6 | 23.6 | 22.3 | 25 | 28.7 | 26.1 | 25.5 | 22.5 | 25.7 | 29 | 27.5 | 24.6 | 25.1 | 27.6 | 27.7 | 24.7 | 24.6 | 28 | 28.5 | 24.1 | 27.7 | 21.4 | 25.6 | 25.8 | 24.9 | 25.4 | 23.1 | 28.2 | 23.9 | 26.8 | 19.4 | 25.7 | 25.3 | 27.8 | 29.7 | 25.5 | 27.4 | 25.5 | 0
5383 | 26.2 | 25.9 | 22.2 | 23.7 | 26.2 | 21 | 20.2 | 23.9 | 26.9 | 26 | 27.6 | 30.2 | 29 | 25.4 | 22 | 25.6 | 28 | 28.2 | 28.5 | 28.3 | 29.6 | 23.6 | 24 | 23 | 25 | 28.7 | 26.1 | 26.4 | 23.2 | 25.9 | 30.6 | 27.6 | 24.6 | 24.2 | 27.6 | 27.8 | 25.3 | 25 | 27.7 | 28.6 | 24.4 | 29.2 | 21.7 | 25.7 | 25.8 | 25 | 25.7 | 24 | 30 | 24 | 27.1 | 22.5 | 26.3 | 25.3 | 27.9 | 31.1 | 25.5 | 27.4 | 26.8 | 0
5384 | 26.2 | 26.9 | 23.4 | 24 | 26 | 21 | 20.2 | 24.5 | 28 | 26.5 | 27.8 | 31.2 | 29.6 | 26.3 | 22 | 26.3 | 28.8 | 28.6 | 29.8 | 29.6 | 29.7 | 24.5 | 24.8 | 24 | 26 | 28.7 | 26.5 | 27.4 | 24 | 26.4 | 32.2 | 26.8 | 25.6 | 26.6 | 27.6 | 27.7 | 25.6 | 26 | 27.7 | 29.5 | 24.4 | 30 | 22 | 26 | 25.9 | 25.2 | 26 | 25 | 31.8 | 24.5 | 27.8 | 25.6 | 27 | 25.6 | 28.9 | 32.4 | 25.5 | 27.4 | 28.4 | 0
5385 | 26.3 | 28.9 | 25.3 | 24.6 | 26.6 | 21.3 | 21.4 | 26.1 | 27.9 | 28.1 | 28.7 | 31.8 | 30.8 | 28 | 23.6 | 27.8 | 29.7 | 31.1 | 30.7 | 30.3 | 30.9 | 25.4 | 25.9 | 25.4 | 27.5 | 28.2 | 27.7 | 28.2 | 25.3 | 26.9 | 32.7 | 29.1 | 27.7 | 27.5 | 28.4 | 27.8 | 27 | 27.1 | 28.6 | 31.1 | 26.4 | 31 | 22.5 | 26.4 | 26.8 | 26.5 | 26.6 | 26.1 | 32.8 | 29.3 | 28.3 | 26 | 27.9 | 27.1 | 31.1 | 33.4 | 25.2 | 27.2 | 30.2 | 0
5386 | 27 | 31 | 25.7 | 25.5 | 27.1 | 22.5 | 22.6 | 27.2 | 27.9 | 29 | 29.9 | 32.5 | 32.2 | 30.1 | 24.1 | 28.8 | 30.4 | 32.5 | 31.6 | 31.8 | 32.6 | 26.4 | 27.1 | 26.9 | 27.5 | 29.1 | 28.5 | 28.9 | 26.2 | 27.6 | 33.1 | 30.6 | 29.1 | 29.8 | 28.5 | 27.9 | 27.2 | 28.2 | 28.9 | 32 | 27.2 | 31.5 | 22.8 | 27.1 | 26.8 | 27.5 | 26.8 | 26.9 | 33.2 | 27 | 29.5 | 26.1 | 28.7 | 28.2 | 33 | 34.1 | 25.2 | 27.2 | 31.1 | 0
5387 | 28 | 32.1 | 26.6 | 26.2 | 27.8 | 22.7 | 24.9 | 28.1 | 28.5 | 29.5 | 31.6 | 32.9 | 33.6 | 31.3 | 25 | 28.6 | 31.2 | 33.5 | 32 | 33 | 34 | 27.8 | 28 | 28.4 | 27.5 | 30.1 | 29.3 | 29.4 | 27 | 28.2 | 33 | 32.1 | 30.7 | 29.8 | 29 | 27.3 | 27.6 | 29.1 | 29.7 | 33.4 | 26.1 | 32.4 | 23 | 27.9 | 27 | 28.4 | 27.2 | 27.4 | 32.8 | 27.8 | 30.6 | 25 | 29.5 | 28.8 | 33.8 | 34.6 | 25.2 | 27.2 | 31 | 0
5388 | 29.5 | 33.9 | 28.3 | 26.7 | 28.6 | 22.5 | 26.5 | 29.2 | 25.9 | 30.3 | 33 | 33.6 | 34.6 | 32.7 | 26.3 | 29.6 | 31.8 | 34 | 32.4 | 34.7 | 34.9 | 28.9 | 28.4 | 29.5 | 27.5 | 31.1 | 29.2 | 30 | 27 | 28.9 | 33.6 | 32.9 | 32.3 | 31.2 | 29.4 | 28.5 | 26.4 | 29.7 | 30.5 | 33.8 | 28.1 | 33 | 22.9 | 28.8 | 28.2 | 27.9 | 27.2 | 27.4 | 32.5 | 27.8 | 32 | 25.5 | 30 | 28.8 | 35.1 | 35 | 25.2 | 28.7 | 29.7 | 0
5389 | 29.6 | 34.4 | 28.6 | 26.9 | 29.1 | 22.2 | 27 | 28.9 | 25.9 | 31 | 34.2 | 33.9 | 35.5 | 33.5 | 27.3 | 29.3 | 32.5 | 34 | 32.3 | 35.1 | 35.5 | 28.9 | 28.1 | 30 | 27.5 | 32.1 | 29.3 | 30.5 | 26.8 | 29.1 | 34 | 32.6 | 32.7 | 30.5 | 29.4 | 28.5 | 25.9 | 26.7 | 32.5 | 34 | 27.1 | 33.8 | 22.9 | 29.6 | 28.2 | 27 | 27.5 | 27.2 | 32.1 | 28.8 | 32.7 | 25.8 | 30.3 | 29 | 35.6 | 35.1 | 25.2 | 28.7 | 27.9 | 0
5390 | 30.6 | 35.4 | 29.9 | 26.8 | 29.6 | 22.5 | 27.9 | 28.4 | 25.9 | 31.5 | 34.8 | 34.2 | 36 | 33.7 | 27.1 | 29.3 | 33 | 33.6 | 32.2 | 34.8 | 36 | 29.2 | 27.2 | 29.8 | 27.5 | 33.5 | 29.6 | 31 | 26.2 | 29 | 34.6 | 32.6 | 33.1 | 31 | 29.5 | 29.6 | 25 | 28.9 | 32.8 | 34.5 | 27 | 34 | 22.8 | 30.4 | 27.5 | 25.6 | 27.6 | 27 | 32.1 | 28 | 32.8 | 27 | 30.2 | 28.8 | 35.6 | 35 | 25.2 | 28.7 | 26.2 | 0
5391 | 31.5 | 35.6 | 30.3 | 26.5 | 29.6 | 23.3 | 27 | 27.7 | 25.4 | 32 | 35.2 | 33.6 | 36.5 | 33.8 | 27.2 | 30.3 | 33.3 | 33.6 | 31.5 | 32.5 | 34.2 | 29.1 | 26.1 | 29.1 | 27.5 | 28.1 | 30.1 | 31.2 | 26 | 28.3 | 34.1 | 32.6 | 33.4 | 29.4 | 29.4 | 29.8 | 25.8 | 29.9 | 32.8 | 35 | 27.8 | 34.1 | 22.9 | 30.9 | 27.5 | 25.1 | 28.1 | 27 | 31.9 | 28.9 | 31.7 | 26.5 | 30 | 29.1 | 35.5 | 34.4 | 25.6 | 28.8 | 25.3 | 0
5392 | 31.3 | 36 | 30.3 | 26.3 | 29.6 | 23.5 | 25.7 | 28.4 | 25.9 | 31.8 | 35.1 | 32.8 | 36.7 | 34.2 | 27 | 30 | 32.9 | 33.6 | 30.9 | 30.3 | 33 | 28.9 | 25.1 | 28.1 | 27.5 | 28.2 | 30.6 | 31.1 | 25.6 | 27.5 | 33.5 | 32.6 | 32.8 | 29.7 | 29.1 | 29.6 | 26 | 26.8 | 32.8 | 35 | 27.8 | 33.3 | 23 | 31.1 | 27.2 | 24.9 | 28.2 | 26.9 | 31.8 | 26.8 | 30.5 | 26 | 29.5 | 29 | 35.1 | 33.6 | 25.8 | 28.9 | 25.1 | 0
5393 | 31.2 | 36 | 30.3 | 26 | 29.5 | 23.5 | 23.4 | 28.2 | 26.4 | 31.4 | 35 | 31.3 | 36.8 | 32.9 | 26.4 | 28.3 | 32.2 | 33.1 | 30 | 27.8 | 30.6 | 28.9 | 24.4 | 27.2 | 29.2 | 29 | 30.6 | 30.4 | 25.6 | 26.6 | 32 | 32.1 | 32.5 | 28.8 | 28.9 | 28.9 | 26.8 | 28.2 | 32.4 | 34.5 | 27.2 | 32.4 | 23.2 | 30.9 | 27.2 | 25.6 | 28.2 | 26.8 | 31.4 | 28.4 | 29 | 23.8 | 28.9 | 28.6 | 34.8 | 32.6 | 25.6 | 28.9 | 25.6 | 0
5394 | 30.3 | 35.5 | 30.1 | 25.8 | 29.2 | 22 | 22.4 | 28.1 | 26.3 | 30.5 | 34.6 | 30.1 | 36.5 | 32.1 | 25.9 | 27 | 31 | 32.6 | 29.5 | 27 | 29.6 | 28.2 | 24.1 | 26.6 | 29.2 | 28.6 | 30.7 | 29.4 | 25.2 | 26.1 | 31 | 31.6 | 32 | 30 | 28.5 | 28.5 | 25.9 | 27.4 | 31.8 | 34.1 | 27.5 | 31.2 | 23.2 | 30.4 | 27 | 25.9 | 27.5 | 26.3 | 31.1 | 29 | 28.4 | 22.6 | 28.3 | 27.6 | 34 | 31.8 | 25.6 | 27.8 | 26 | 0
5395 | 30.3 | 34.8 | 28.6 | 25.6 | 29.1 | 21.9 | 22.2 | 27.3 | 26.3 | 29.4 | 34.3 | 28.9 | 35.9 | 31 | 24.7 | 26.3 | 29.9 | 32.1 | 28.9 | 26.7 | 29.3 | 26.9 | 24.1 | 26.2 | 29.1 | 28.6 | 30.7 | 28.2 | 25 | 25.6 | 29.7 | 30.7 | 29.7 | 29.1 | 28.5 | 28.3 | 25.3 | 26.7 | 30.8 | 33.2 | 27.5 | 30.8 | 23.1 | 29.6 | 27 | 26.3 | 26.9 | 25.7 | 30.5 | 28.5 | 28 | 20.9 | 27.8 | 27.3 | 32.7 | 31.2 | 25.2 | 27.7 | 26.2 | 0
5396 | 30.2 | 32.7 | 26.3 | 25.2 | 28.6 | 21.8 | 22.2 | 26.9 | 26.6 | 28.3 | 33.8 | 28.4 | 35 | 30.6 | 24.1 | 26.3 | 29 | 31.6 | 28.6 | 27.6 | 29 | 26.4 | 24.2 | 26 | 27.8 | 27.7 | 30.1 | 27 | 24.5 | 25.4 | 29.2 | 30.3 | 27.7 | 29.2 | 28.3 | 27.9 | 24 | 26.2 | 30.3 | 32.5 | 27.1 | 30.8 | 22.8 | 28.8 | 27 | 26 | 26 | 24.8 | 30.2 | 25.3 | 28.2 | 20.8 | 27.4 | 27 | 31.4 | 31 | 25.2 | 27.7 | 26 | 0
5397 | 28.6 | 31.4 | 25.8 | 24.7 | 28.6 | 21.2 | 21.7 | 26.6 | 26.6 | 27.5 | 33.4 | 28.2 | 34.1 | 29.4 | 23.1 | 26.3 | 28.7 | 31.1 | 28.1 | 27.8 | 28.8 | 26.4 | 24.1 | 25.7 | 27.8 | 27.5 | 29.8 | 26 | 24.3 | 25.1 | 28.5 | 30.1 | 27.5 | 27.1 | 28.1 | 27.8 | 24.2 | 26.2 | 30.1 | 32 | 27.2 | 31.7 | 22.6 | 27.9 | 25.8 | 25.9 | 25.7 | 24.2 | 29.8 | 24.9 | 28 | 20.2 | 27.3 | 26.7 | 30.2 | 31 | 25.2 | 27.7 | 25.8 | 0
5398 | 28.6 | 30.4 | 25.7 | 24.4 | 28.4 | 21.2 | 21.5 | 25.9 | 26.6 | 27 | 32.4 | 28.8 | 33.2 | 28.6 | 22.9 | 26.3 | 28.5 | 31 | 27.9 | 28.3 | 28.7 | 26 | 23.9 | 25.3 | 27.8 | 26.7 | 29.2 | 25.5 | 23.9 | 25.1 | 28.4 | 30.1 | 27.2 | 27.6 | 28 | 27.4 | 24.2 | 26.2 | 29.9 | 31.5 | 27.2 | 32 | 22.4 | 27.2 | 25.8 | 25.3 | 25.4 | 23.6 | 29.7 | 25 | 27.9 | 20.7 | 27.1 | 26.3 | 29.8 | 30.9 | 25.2 | 27.8 | 25.4 | 0
5399 | 28.6 | 30 | 25.2 | 24.2 | 28.3 | 21.2 | 21.5 | 25.2 | 26.3 | 26.7 | 31.4 | 29.3 | 32.6 | 28.6 | 22.4 | 26.3 | 28.4 | 30.6 | 27.6 | 27.8 | 28.5 | 25.4 | 23.6 | 24.6 | 27.8 | 26.3 | 28.8 | 25.2 | 23.8 | 25 | 28 | 29.9 | 26.8 | 28.2 | 28 | 27.4 | 25.4 | 26.1 | 29.3 | 31 | 26.4 | 31.8 | 22.3 | 26.9 | 25.8 | 25.2 | 25.6 | 23.4 | 29.4 | 24.8 | 27.4 | 20.2 | 27 | 26 | 29.6 | 30.6 | 25.2 | 27.8 | 25.4 | 0
5400 | 28 | 29 | 24.4 | 24.4 | 28.1 | 20.8 | 21 | 25.2 | 26.4 | 26.5 | 29.9 | 30.1 | 32 | 28.2 | 21.5 | 26.2 | 28 | 30 | 27.6 | 28 | 28 | 24.9 | 23.3 | 23.8 | 27.8 | 26.1 | 28.2 | 25.2 | 23.4 | 25.3 | 28 | 29.6 | 26.7 | 32.4 | 28 | 26.9 | 25.5 | 25.9 | 29 | 30.5 | 26.5 | 30.1 | 22.1 | 26.6 | 25.8 | 24.9 | 25.5 | 23.1 | 29.1 | 24.7 | 27.2 | 20.1 | 26.7 | 25.7 | 29 | 30 | 25.2 | 27.2 | 25.4 | 0
5401 | 27.7 | 28.5 | 23.7 | 24.7 | 28.1 | 21 | 21 | 24.8 | 26.4 | 26.4 | 28.8 | 30.2 | 31.6 | 28.2 | 21.5 | 26.1 | 27.4 | 30 | 27.3 | 27.5 | 27.5 | 24.7 | 23.2 | 23 | 27.8 | 26.1 | 28.2 | 25.1 | 23.2 | 25.5 | 27.3 | 29.3 | 26.7 | 34.9 | 28 | 27 | 26 | 25.9 | 28.9 | 30.4 | 26.5 | 28.2 | 22 | 26.3 | 25.8 | 25.3 | 25.6 | 22.9 | 28.3 | 24.7 | 26.8 | 18.4 | 26.3 | 25.4 | 28.6 | 29.1 | 25.2 | 27.2 | 25.5 | 0
5402 | 27.1 | 28.4 | 23.6 | 25 | 27.8 | 21 | 20.9 | 24.6 | 26.4 | 26.3 | 27.8 | 30.2 | 31 | 28.1 | 21.5 | 25.7 | 26.6 | 30 | 27.1 | 27.6 | 26.8 | 24.4 | 23.2 | 22.4 | 27.8 | 26.1 | 28.2 | 25 | 22.8 | 25.8 | 27 | 29.1 | 26.4 | 37.2 | 28 | 26.9 | 25.4 | 25.9 | 28.6 | 30.3 | 26.5 | 26 | 21.8 | 26.2 | 25.8 | 25.4 | 25.4 | 22.6 | 27.4 | 24.5 | 26.8 | 17 | 25.8 | 25.2 | 28.6 | 28.2 | 25.2 | 27.2 | 25.4 | 0
5403 | 26.3 | 27.7 | 22.8 | 25 | 27.7 | 20.8 | 20.9 | 24.2 | 26.4 | 26.3 | 27.6 | 29.6 | 30.5 | 27.7 | 21.5 | 25.5 | 26.2 | 30 | 26.6 | 27 | 26.8 | 24.1 | 23.3 | 22 | 27.8 | 26.1 | 27.7 | 24.7 | 22.6 | 25.8 | 26.3 | 29.1 | 25.7 | 34.6 | 27.7 | 26.9 | 25.6 | 25.5 | 28.5 | 30.3 | 26.6 | 25.1 | 21.7 | 26.1 | 25.8 | 26 | 25.4 | 22.5 | 26.4 | 24.5 | 26.5 | 14.8 | 25.5 | 25.2 | 28.6 | 27.6 | 25.2 | 27.2 | 25.3 | 0
5404 | 26.3 | 27.5 | 22.8 | 24.7 | 27.7 | 20.9 | 20.7 | 24.1 | 26.4 | 26.2 | 27.4 | 29.2 | 29.8 | 26.8 | 21.5 | 25.7 | 26 | 29.7 | 26.5 | 27.2 | 26.6 | 23.8 | 23.3 | 21.9 | 27.8 | 26.1 | 27.7 | 24.6 | 22.3 | 25.8 | 26.6 | 28.6 | 25.5 | 31.6 | 27.5 | 27.1 | 25 | 25.2 | 28.2 | 30 | 25.5 | 25.1 | 21.4 | 26 | 26 | 25.8 | 25.3 | 22.3 | 26.1 | 24.3 | 26.5 | 14.8 | 25.3 | 25.1 | 28.6 | 27.7 | 25.3 | 27.2 | 24.9 | 0
5405 | 26.3 | 27.2 | 22.7 | 24.2 | 27.6 | 20.9 | 20.7 | 23.7 | 26.4 | 26.2 | 28 | 27.2 | 28 | 26.7 | 21.4 | 25.6 | 24.6 | 29.6 | 26.4 | 24 | 26.8 | 23.4 | 22.4 | 23 | 27.8 | 26.1 | 27.7 | 24.8 | 23.6 | 25 | 26.4 | 28.3 | 25.2 | 26.6 | 27.4 | 27.4 | 24 | 25.2 | 28.2 | 29.5 | 26 | 28.4 | 21.8 | 26 | 26 | 24.2 | 24.4 | 23.8 | 27.4 | 24.2 | 26.6 | 18.8 | 25.8 | 24.9 | 28.3 | 26.8 | 25.3 | 27.2 | 25.4 | 0
5406 | 26.2 | 27.1 | 22.4 | 24.2 | 27.6 | 21 | 20.6 | 23.2 | 26.4 | 26.3 | 27.2 | 27.7 | 27.7 | 26.2 | 21.4 | 25.6 | 24.8 | 29.6 | 27.5 | 23.7 | 27 | 23.1 | 23.2 | 23 | 27.8 | 26.1 | 27.4 | 24.9 | 24 | 25 | 27.8 | 28.1 | 24.7 | 26.4 | 27 | 27.5 | 24 | 25.2 | 28.3 | 29.3 | 26.1 | 28.7 | 21.6 | 26 | 26 | 24.8 | 24.9 | 24.4 | 28.2 | 24 | 26.8 | 19.9 | 25.7 | 24.8 | 27.6 | 26.1 | 25.4 | 27.2 | 25.4 | 0
5407 | 26.2 | 27.1 | 22.4 | 24.3 | 27.6 | 21 | 20.6 | 23.1 | 26.8 | 26.3 | 27.8 | 28.2 | 27.8 | 26.6 | 21.3 | 25.7 | 25.4 | 29.6 | 28.7 | 24.5 | 27.1 | 23.1 | 24.1 | 23.6 | 27.8 | 26.1 | 26.8 | 25.6 | 24.5 | 25.6 | 29.4 | 28.6 | 24.7 | 27.3 | 27 | 27.8 | 24.4 | 25.3 | 28.7 | 29.3 | 26.2 | 29.8 | 21.5 | 26.1 | 26 | 25.4 | 25.9 | 24.6 | 29.5 | 24 | 26.5 | 20.5 | 25.6 | 24.8 | 27.6 | 25.3 | 25.4 | 27.2 | 25.4 | 0
5408 | 26.2 | 27.6 | 22.8 | 24.4 | 28 | 21.2 | 20.7 | 23.8 | 27.8 | 26.4 | 29.4 | 28.7 | 28.4 | 27.7 | 21.3 | 26.2 | 26.2 | 30.1 | 30 | 25.2 | 27.1 | 23.4 | 25.4 | 24.2 | 27.8 | 26.1 | 26.8 | 26.6 | 25 | 26.2 | 31.2 | 30.1 | 26.2 | 28.2 | 27 | 28.1 | 25.2 | 25.4 | 29.9 | 29.5 | 26.2 | 31.4 | 22 | 26.2 | 26 | 26.6 | 27.2 | 25 | 31 | 24.2 | 26 | 21.2 | 25.8 | 25 | 28.7 | 25 | 25.6 | 27.3 | 25.4 | 0
5409 | 27.9 | 30.1 | 24.5 | 24.9 | 28.7 | 21.6 | 21.7 | 26.4 | 28.8 | 28.1 | 32 | 29.1 | 29.4 | 30.7 | 22.4 | 27.5 | 27.3 | 31.1 | 30.8 | 27.2 | 27.1 | 24.9 | 26.2 | 25.2 | 27.2 | 26.9 | 27 | 27.8 | 25.5 | 27.4 | 32.4 | 32.1 | 27.9 | 29.9 | 26.5 | 29 | 26.2 | 26.4 | 30.8 | 30.6 | 25.8 | 33.2 | 22.5 | 26.5 | 26.9 | 27.4 | 28.5 | 25.3 | 32 | 25.6 | 25.2 | 20.8 | 25.8 | 26.7 | 30.7 | 24.7 | 28 | 27.3 | 25.3 | 0
5410 | 28 | 31.7 | 25.1 | 25.6 | 29.3 | 22.7 | 23.3 | 25.5 | 29.3 | 28.5 | 34 | 29.6 | 30.7 | 31.6 | 23.3 | 29 | 28.3 | 31.6 | 31.5 | 28.9 | 27.1 | 26.8 | 27.1 | 25.8 | 27.2 | 27 | 27.5 | 28.6 | 26.2 | 28.5 | 33.3 | 33.4 | 29.2 | 30.7 | 26.9 | 29.6 | 27 | 27 | 31.3 | 31.8 | 26.3 | 34.3 | 23.3 | 26.9 | 27 | 28.4 | 29.6 | 26.1 | 32.4 | 26.3 | 24.9 | 20.6 | 26.1 | 28.3 | 32.6 | 25.2 | 28 | 27.4 | 25.2 | 0
5411 | 28.7 | 33.3 | 26.8 | 26.6 | 29.7 | 23.4 | 25.6 | 27.7 | 29.5 | 29.1 | 35 | 30.2 | 32 | 32.4 | 24.8 | 29.9 | 29.2 | 33 | 31.8 | 31 | 27.2 | 27.3 | 27.4 | 26.4 | 27.2 | 27.7 | 27.8 | 29 | 26.8 | 29.6 | 33.6 | 33.6 | 29.8 | 31 | 27.4 | 29.5 | 27.6 | 27.5 | 32.7 | 33.1 | 24.8 | 34.4 | 23.8 | 27.6 | 27 | 29 | 30.4 | 27 | 32.2 | 27.2 | 25.4 | 20 | 26.2 | 30 | 34.7 | 25.8 | 28.6 | 28.1 | 25 | 0
5412 | 29.8 | 34.4 | 28.2 | 27.5 | 29.8 | 24 | 26.3 | 29.5 | 29.8 | 30.1 | 34 | 30.9 | 33.3 | 33.4 | 25.9 | 30.6 | 29.9 | 34 | 32.2 | 31.9 | 27.8 | 27.9 | 27.9 | 26.6 | 29.2 | 28.6 | 29 | 28.6 | 27.4 | 30 | 34 | 34.1 | 30.9 | 29.7 | 27.4 | 29.4 | 27.7 | 28 | 33.1 | 33.2 | 26 | 33.3 | 24.3 | 28.3 | 27.7 | 29.8 | 31 | 28.2 | 32 | 27 | 27.1 | 20.6 | 26.7 | 30.5 | 36.2 | 27.1 | 29 | 29 | 25 | 0
5413 | 30.3 | 34.9 | 28.7 | 28.3 | 30.5 | 24.5 | 27.7 | 29.3 | 31.5 | 30.5 | 32.1 | 31.3 | 34.4 | 33.3 | 26.3 | 30.6 | 30.3 | 32.4 | 32.3 | 32.8 | 27.8 | 26.6 | 27.8 | 27.2 | 30 | 29.3 | 29.3 | 28.1 | 27.8 | 30.2 | 34.2 | 34.2 | 33 | 28.4 | 27.4 | 29.5 | 27.7 | 29 | 32.5 | 34.5 | 26.3 | 31.8 | 24.2 | 29.2 | 27.5 | 30.2 | 31.5 | 28.8 | 31.9 | 25.6 | 29.3 | 21 | 27 | 30.3 | 37 | 28.1 | 29.4 | 29.1 | 24.9 | 0
5414 | 30.4 | 35.4 | 29.6 | 28.6 | 30.7 | 23.9 | 26.7 | 28.8 | 31.4 | 30.7 | 29.6 | 31.6 | 35.4 | 33.4 | 26.9 | 30.6 | 30.4 | 32.7 | 32.4 | 32.6 | 27.8 | 27.4 | 27.6 | 27.8 | 30.6 | 29.7 | 29.5 | 27.4 | 28 | 29.8 | 34.4 | 34.6 | 32.8 | 26.8 | 27.4 | 28.5 | 27.6 | 29 | 32.8 | 33.1 | 25.6 | 30.3 | 24 | 30.1 | 27.6 | 30.6 | 31.8 | 28.8 | 32.2 | 28.2 | 31.6 | 22 | 27.4 | 30.3 | 37.5 | 29 | 28.6 | 29.4 | 25 | 0
5415 | 30.8 | 35.5 | 30.2 | 28.7 | 31.2 | 23.9 | 26.2 | 29.6 | 31 | 31.5 | 28.1 | 31.4 | 36.1 | 33.4 | 26.3 | 31.5 | 30.3 | 31.1 | 32 | 32.8 | 28.5 | 27.6 | 26.7 | 28.9 | 30.6 | 30.9 | 29.8 | 27.1 | 27.8 | 29.5 | 34.2 | 35.1 | 32.9 | 26.6 | 27.7 | 30 | 27.6 | 29.1 | 33.8 | 32.4 | 26.8 | 29.7 | 23.3 | 30.8 | 27.6 | 30.4 | 31.9 | 27.7 | 32.6 | 28.8 | 33 | 22 | 27.3 | 30.6 | 36.6 | 29.1 | 28.8 | 29.3 | 25 | 0
5416 | 31.1 | 35.4 | 30 | 28.3 | 31.2 | 23.5 | 27 | 27.3 | 30.1 | 30.9 | 27.3 | 31 | 36.5 | 33.9 | 26.9 | 30.9 | 30 | 31.6 | 31.5 | 32 | 28.7 | 26.1 | 26 | 29.4 | 30.7 | 30.8 | 29.7 | 26.7 | 27.4 | 28.9 | 33.8 | 33.7 | 33.2 | 26.5 | 27.9 | 29.9 | 27.4 | 26.7 | 33.5 | 26.2 | 24.8 | 30.1 | 22.9 | 31.1 | 26.6 | 30.3 | 31.7 | 26.4 | 32.7 | 29.8 | 33.3 | 21.9 | 27.3 | 30.3 | 36.1 | 28.9 | 29 | 28.7 | 25.1 | 0
5417 | 31.4 | 35.4 | 30.2 | 27.8 | 31.2 | 23.3 | 26.4 | 27.3 | 29.2 | 30 | 27.4 | 30.4 | 36.4 | 33.7 | 26.4 | 30 | 29.4 | 31.6 | 30.6 | 31.4 | 28.6 | 25.9 | 25 | 29.4 | 31 | 30.7 | 29.7 | 26.6 | 26.8 | 28.4 | 32.8 | 27.6 | 33.4 | 27.2 | 28 | 28.9 | 27 | 26.6 | 33 | 27.1 | 24.6 | 31.1 | 22.4 | 30.9 | 26.6 | 29.8 | 31 | 25 | 32.2 | 29.9 | 32.4 | 21 | 26.8 | 28.5 | 35 | 28.2 | 29 | 28.1 | 25 | 0
5418 | 31.3 | 34.9 | 29.5 | 27.1 | 31.2 | 23.3 | 24.2 | 27.3 | 26.5 | 30 | 27.3 | 30 | 35.9 | 32.9 | 26 | 29.8 | 28.7 | 31.6 | 29.8 | 29.8 | 28.9 | 26.4 | 24.7 | 28.2 | 31 | 30.3 | 30 | 26.2 | 26.3 | 27.6 | 31.8 | 27.6 | 31.6 | 27 | 28 | 28.1 | 26.1 | 26.6 | 31.9 | 27.9 | 24.3 | 32 | 22.4 | 30.5 | 27.2 | 29.6 | 30 | 24.5 | 31 | 28.8 | 31.1 | 20.6 | 26.5 | 27.6 | 34.2 | 27.7 | 29 | 28 | 24.9 | 0
5419 | 30.2 | 34.4 | 26.1 | 26.7 | 30.7 | 22.8 | 23.5 | 27.3 | 26.5 | 29.3 | 27.2 | 29.6 | 35 | 31.4 | 24.8 | 29.1 | 27.9 | 30.8 | 28.9 | 28.9 | 28.8 | 26.4 | 24.2 | 26.8 | 31 | 30.1 | 30 | 25.8 | 25.9 | 27.2 | 30.7 | 27.6 | 31 | 27.1 | 27.9 | 28.1 | 25.1 | 26.5 | 31.2 | 27.9 | 24.4 | 32.4 | 22.1 | 29.8 | 27 | 28.8 | 28.8 | 24.3 | 29.3 | 28.1 | 29.6 | 19.7 | 26 | 27.3 | 33.6 | 27.1 | 28.6 | 27.7 | 24.7 | 0
5420 | 29.6 | 32.7 | 25.6 | 26.2 | 30.2 | 22.7 | 22.7 | 26.8 | 26.9 | 28.4 | 26.4 | 29.4 | 34 | 30.4 | 24.1 | 26.8 | 27.2 | 30.6 | 28.4 | 27.8 | 28.2 | 26.1 | 24.2 | 25 | 30.6 | 30 | 30 | 25.4 | 25.6 | 26.6 | 30 | 27.9 | 30.6 | 26.4 | 27.9 | 28.1 | 24 | 26.5 | 30.6 | 27.6 | 24.8 | 31.8 | 22 | 29 | 27 | 28.2 | 27.6 | 24.8 | 27.8 | 27.6 | 28.6 | 19.6 | 25.8 | 26.9 | 32.7 | 26.8 | 28 | 27.4 | 24.6 | 0
5421 | 29.5 | 31.3 | 25.2 | 25.9 | 29.7 | 22 | 22.3 | 26.8 | 26.9 | 27.9 | 25.9 | 29 | 33 | 30.3 | 23.6 | 26.3 | 26.7 | 30.4 | 27.9 | 28 | 27.8 | 25.9 | 23.7 | 24.1 | 30.4 | 29.7 | 30 | 25.4 | 25.3 | 26.5 | 29.4 | 28.1 | 29.9 | 26.5 | 27.4 | 28.1 | 23.3 | 26.1 | 30.2 | 27.6 | 24.8 | 30.7 | 21.5 | 28.1 | 26.7 | 27 | 26.7 | 24.9 | 26.7 | 27.9 | 28 | 19 | 25.5 | 26.6 | 31.8 | 26.4 | 28 | 27.4 | 24.4 | 0
5422 | 29.3 | 30.7 | 25.1 | 25.6 | 29.4 | 21.9 | 22 | 26.6 | 24.7 | 27.6 | 25.7 | 28.7 | 32.2 | 30.1 | 23.2 | 26.4 | 26.4 | 30.1 | 27.6 | 27.9 | 27.7 | 25.7 | 23.6 | 23.7 | 30.4 | 29.6 | 29.8 | 25.5 | 25 | 26.3 | 29.3 | 28.2 | 29.4 | 26.4 | 27.4 | 28 | 23.1 | 26.1 | 30 | 27.7 | 24.8 | 29.4 | 21.2 | 27.4 | 25.7 | 26.2 | 26.2 | 24.8 | 26.7 | 26.7 | 27.9 | 19.2 | 25.6 | 26.2 | 30.7 | 26.6 | 28 | 27.8 | 24.5 | 0
5423 | 28.8 | 30.3 | 24.7 | 25.2 | 29.2 | 21.8 | 21.7 | 26.1 | 24.9 | 27.5 | 26.4 | 28.1 | 31.6 | 29.9 | 22.6 | 26.4 | 26.2 | 29.7 | 27.3 | 28.2 | 27.5 | 25.8 | 23.2 | 24 | 30.4 | 29.1 | 28.7 | 26 | 24.6 | 26.2 | 29 | 28.1 | 28.9 | 27 | 27.2 | 27.8 | 23.4 | 26.1 | 30 | 27.9 | 24.8 | 28.6 | 21 | 27 | 25.6 | 25.4 | 26 | 24.2 | 27.2 | 26.1 | 27.8 | 19 | 25.8 | 25.9 | 29.8 | 26.8 | 28 | 28.2 | 24.6 | 0
5424 | 28.2 | 29.8 | 24.4 | 24.7 | 28.4 | 21.3 | 21.2 | 26.1 | 24.8 | 27.2 | 27.4 | 27.6 | 31.2 | 29.7 | 22.1 | 26.3 | 26 | 29.6 | 27.1 | 27.2 | 26.9 | 25.6 | 23.3 | 24.1 | 29.6 | 27.8 | 28.5 | 26.2 | 24.2 | 25.7 | 28.7 | 28.4 | 28.7 | 26.9 | 26.9 | 27.5 | 23.9 | 26.1 | 29.5 | 27.9 | 24.3 | 28.3 | 21.4 | 26.6 | 25.6 | 25.2 | 25.9 | 23.7 | 28.1 | 25.8 | 27.8 | 19.5 | 26.4 | 25.5 | 29.6 | 27.5 | 28 | 27.5 | 24.9 | 0
5425 | 28.1 | 29.5 | 24.2 | 24.3 | 28.3 | 21.3 | 21.2 | 25.9 | 24.9 | 27.1 | 28.9 | 27.1 | 30.8 | 29.7 | 22 | 26.3 | 25.8 | 29.1 | 26.6 | 26.5 | 26.9 | 25.4 | 23 | 24.2 | 29 | 27.7 | 28.5 | 26.4 | 23.7 | 25.5 | 28 | 28.2 | 28.8 | 27.2 | 26.8 | 27.6 | 24.4 | 26.1 | 29.3 | 28 | 24.4 | 28.4 | 21.8 | 26.5 | 25.6 | 25 | 25.6 | 23.1 | 28.6 | 25.4 | 27.3 | 19.3 | 26.7 | 25.2 | 29 | 28 | 27.8 | 28.1 | 25.2 | 0
5426 | 28 | 29.2 | 23.9 | 24 | 28.2 | 21.2 | 21.1 | 25.8 | 25 | 27.1 | 29.6 | 26.8 | 30.2 | 29.3 | 22 | 26.2 | 25.4 | 29 | 26.2 | 25 | 27 | 25.1 | 23 | 23.8 | 28.6 | 27.7 | 27 | 26 | 23.4 | 25 | 27.2 | 28.1 | 28.5 | 26.8 | 26.7 | 27.6 | 24.6 | 26.1 | 29.3 | 28 | 24.8 | 28.6 | 22.4 | 26.8 | 25.6 | 25 | 25.2 | 23 | 28.6 | 25 | 27 | 19.4 | 27 | 25.1 | 28.6 | 28.4 | 27.8 | 28.8 | 25.4 | 0
5427 | 27.8 | 28.8 | 23.7 | 24 | 28.1 | 21.2 | 21 | 25.6 | 25 | 27.1 | 29.8 | 26.7 | 29.5 | 28.8 | 21.7 | 26 | 25 | 28.8 | 25.8 | 24.5 | 27.1 | 24.9 | 22.5 | 23.6 | 28.6 | 27.4 | 27 | 25.6 | 23.2 | 25 | 26.3 | 28.1 | 27.9 | 26.9 | 26.6 | 27.6 | 24.6 | 26.1 | 29.2 | 28 | 24.8 | 28.7 | 22.4 | 27.1 | 25.6 | 24.5 | 24.7 | 23 | 28 | 24.8 | 26.6 | 18.7 | 26.7 | 25.1 | 28.4 | 28.1 | 27.8 | 28.8 | 25.5 | 0
5428 | 27 | 28.4 | 23.7 | 24 | 28 | 20.9 | 21 | 25.6 | 25 | 27.1 | 28.9 | 26.9 | 28.7 | 26.4 | 21.6 | 26 | 24.7 | 28.7 | 25.9 | 23.8 | 27.2 | 24.4 | 22.4 | 23 | 28.6 | 27.2 | 27.2 | 25 | 23.3 | 24.8 | 26 | 28.1 | 27.4 | 26.4 | 26.5 | 27.6 | 24.2 | 26.1 | 29 | 28 | 24.8 | 28.5 | 22.3 | 27 | 25.6 | 24.4 | 24.4 | 23.5 | 27.5 | 24.3 | 26.6 | 18.8 | 26.3 | 25 | 28.1 | 27.7 | 28 | 28 | 25.5 | 0
5429 | 26.9 | 27.8 | 23.4 | 24 | 27.7 | 20.9 | 21 | 25.4 | 25.1 | 27.1 | 26.4 | 27 | 26.6 | 26.2 | 21.5 | 25.9 | 25.4 | 28.6 | 26.8 | 26 | 27.1 | 24.1 | 22.4 | 22.2 | 28.5 | 27.2 | 27.2 | 25.4 | 23.6 | 26 | 26.4 | 27.1 | 26.9 | 26.4 | 26.5 | 27.6 | 24.6 | 26.1 | 29 | 28 | 24.8 | 28.2 | 21.6 | 26.5 | 25.7 | 25 | 26.4 | 23 | 26.4 | 24.3 | 27.2 | 19.4 | 25.2 | 24.8 | 27.9 | 27.2 | 27.8 | 27.3 | 24.6 | 0
5430 | 26.8 | 27.1 | 23.1 | 23.7 | 27.7 | 20.9 | 21 | 25.3 | 25.2 | 27.1 | 27.6 | 27.1 | 26.5 | 26.2 | 21.5 | 26 | 25.3 | 28.6 | 27.6 | 26.8 | 26.8 | 24 | 23.6 | 22.6 | 28.5 | 27.2 | 27 | 24.8 | 23.8 | 25.9 | 26.5 | 27.1 | 26.3 | 26.2 | 26.5 | 27.8 | 24.8 | 26.3 | 28.6 | 27.6 | 25 | 27.9 | 22.4 | 26 | 26.1 | 25.5 | 25.7 | 23.6 | 27.2 | 24.3 | 28.3 | 21.2 | 25.3 | 24.5 | 27.5 | 27.5 | 28 | 27.1 | 24.8 | 0
5431 | 26.8 | 27.1 | 23.1 | 23.9 | 27.7 | 21.2 | 21 | 25.3 | 25.3 | 27.1 | 27.1 | 27.7 | 26.9 | 26 | 21.5 | 26 | 25 | 28.6 | 28.3 | 27.7 | 26.8 | 24.1 | 24.8 | 23.2 | 28.5 | 27.2 | 27 | 24.1 | 24.5 | 25.8 | 27.3 | 28.1 | 26.1 | 26.5 | 26.5 | 27.9 | 24.5 | 26.3 | 28.5 | 27.7 | 25.3 | 29 | 22.9 | 26 | 26.4 | 26 | 25.4 | 23.6 | 28.4 | 24.3 | 28.2 | 22.8 | 25.7 | 24.6 | 27.6 | 28.2 | 28 | 27.3 | 25.1 | 0
5432 | 26.7 | 27.8 | 23.1 | 24.2 | 28.2 | 21.4 | 21.2 | 25.3 | 25.5 | 27.2 | 28 | 28.6 | 27.6 | 26.8 | 21.5 | 26.4 | 24.8 | 28.6 | 29.2 | 28.7 | 27.2 | 24.5 | 26 | 24.2 | 28.5 | 27.2 | 27.4 | 24.2 | 25.2 | 26 | 28.6 | 29.1 | 26.4 | 26.8 | 26.5 | 28.2 | 24 | 26.6 | 28.7 | 28.1 | 25.3 | 30.1 | 23.3 | 26.2 | 26.2 | 26.6 | 25.4 | 24.2 | 29.4 | 24.5 | 28.4 | 24.4 | 26.2 | 25.4 | 28.6 | 28.8 | 28.4 | 27.3 | 25.2 | 0
5433 | 27.6 | 30.7 | 24.1 | 25.1 | 29.4 | 22.3 | 21.6 | 25 | 26.2 | 27.2 | 27.5 | 29.8 | 28.9 | 28.3 | 23.7 | 26.6 | 24.8 | 28.2 | 30 | 29.6 | 28.9 | 24.6 | 26.8 | 25.2 | 30 | 26.5 | 27.7 | 24.6 | 26.2 | 26.6 | 30.1 | 30.3 | 27.7 | 27.8 | 26.9 | 28.9 | 23.7 | 26.8 | 29.9 | 29.7 | 26.7 | 31.9 | 23.4 | 26.8 | 26.6 | 27 | 26.2 | 24.2 | 30.1 | 25.9 | 26.8 | 24.9 | 26.9 | 27.7 | 30.3 | 30 | 30.1 | 27.6 | 25.7 | 0
5434 | 27.8 | 32.7 | 24.8 | 26 | 29.7 | 23.5 | 22.7 | 25.4 | 27.1 | 28.3 | 29.3 | 30.7 | 30.3 | 28.4 | 24.4 | 27.1 | 25.2 | 27.8 | 31 | 30.6 | 30.2 | 26 | 27.7 | 26.4 | 30 | 27.5 | 27.8 | 26 | 27.1 | 27.5 | 31.5 | 30.4 | 28.5 | 28.7 | 26.9 | 29.2 | 24 | 27.3 | 31.4 | 30.9 | 26.8 | 32.3 | 23.7 | 27.7 | 26.6 | 27.7 | 27.1 | 25 | 30.3 | 26.8 | 26.1 | 24.9 | 27.5 | 28.3 | 32 | 31.2 | 30.2 | 27.5 | 26.5 | 0
5435 | 28.1 | 34.2 | 25.7 | 27 | 29.8 | 25 | 23.1 | 27.5 | 29 | 28.9 | 30.6 | 31.4 | 32 | 28.5 | 25.5 | 26.1 | 26 | 28.2 | 32 | 31.4 | 31.3 | 26.6 | 28.4 | 27.4 | 30.5 | 28.2 | 28 | 27.4 | 28 | 28.6 | 32.4 | 31.4 | 30.3 | 29.8 | 27.1 | 29.5 | 25 | 27.7 | 32.2 | 31.7 | 27.2 | 32 | 24.2 | 28.7 | 26.6 | 28.4 | 28.2 | 25.6 | 30.4 | 26.8 | 25.2 | 24.2 | 28 | 29.7 | 33.9 | 32.6 | 30.2 | 27.6 | 27.6 | 0
5436 | 29.6 | 35.3 | 26.8 | 27.6 | 32.2 | 25.8 | 23.7 | 27.4 | 29.9 | 29.8 | 33.8 | 31.5 | 33.4 | 29 | 26.8 | 26.1 | 27 | 30 | 32.9 | 32.2 | 33 | 28 | 29.3 | 28.2 | 30.5 | 29.6 | 29 | 29 | 28.6 | 29.6 | 32.9 | 31.9 | 30.9 | 30.4 | 27.2 | 30.3 | 26.4 | 27.1 | 32.9 | 31.9 | 28.1 | 29.9 | 25.1 | 29.7 | 27.6 | 29.4 | 28.7 | 27 | 30.3 | 27.3 | 26.6 | 23.8 | 28.2 | 30.2 | 35.4 | 33.4 | 30.6 | 29.6 | 28.6 | 0
5437 | 30 | 36 | 27.6 | 28.2 | 32.7 | 26 | 24.6 | 28.2 | 30.9 | 30.3 | 34.5 | 31.5 | 34.7 | 29.6 | 27.1 | 26 | 28.1 | 31.2 | 33.1 | 32.5 | 33.6 | 28.5 | 29.8 | 28.3 | 30.6 | 30.6 | 28.6 | 29.6 | 29.2 | 30.2 | 33.1 | 27.9 | 31.6 | 31.1 | 27.2 | 30.4 | 27.8 | 27.7 | 34.3 | 33.3 | 28.5 | 28.2 | 25.9 | 30.4 | 27.8 | 30.2 | 28.9 | 27.6 | 30.5 | 28.8 | 27.8 | 23.4 | 28.4 | 30.4 | 36.6 | 33.9 | 31.7 | 29.8 | 29.4 | 0
5438 | 31.6 | 36.6 | 28.4 | 28.4 | 32.9 | 25.5 | 26.1 | 28.7 | 30.8 | 29.7 | 34.4 | 31.4 | 35.4 | 30 | 26.8 | 25.6 | 28.8 | 31.2 | 32.6 | 32.4 | 33.9 | 29.2 | 30 | 28 | 28.5 | 32 | 28.8 | 29.6 | 29.4 | 30.2 | 33 | 26.9 | 32.9 | 31.4 | 27.2 | 30.5 | 28.6 | 27.7 | 34.2 | 33.2 | 28.7 | 26.6 | 26.4 | 31 | 27.8 | 30.8 | 28.6 | 28 | 30.9 | 29.4 | 29.8 | 23.4 | 28.4 | 30.6 | 37.2 | 33.6 | 32.3 | 30 | 29.6 | 0
5439 | 30.8 | 36.6 | 26.2 | 28.7 | 33 | 25.4 | 26.2 | 28.5 | 30.4 | 29.9 | 30.4 | 31.5 | 35.9 | 30.8 | 27.2 | 25 | 29.1 | 31.1 | 31.3 | 31.7 | 34.1 | 29.5 | 29.4 | 27.2 | 28.5 | 32.2 | 29 | 28.4 | 29.3 | 29.7 | 32.7 | 27.4 | 34 | 32 | 27.4 | 30.4 | 28.6 | 26.7 | 33.7 | 33.8 | 28.5 | 26.8 | 26.2 | 31.4 | 28.6 | 30.7 | 28.2 | 26.9 | 31.4 | 30.8 | 29.8 | 23 | 28.4 | 30.5 | 37 | 33 | 32.4 | 30 | 29.3 | 0
5440 | 30.8 | 36.6 | 23.8 | 28.6 | 33.1 | 25.4 | 26.7 | 28 | 26.6 | 30.2 | 27 | 31.5 | 35.9 | 31.6 | 27.6 | 24.6 | 28.9 | 30.7 | 29.6 | 30.8 | 34.1 | 29.5 | 28.4 | 26.3 | 28.5 | 32.6 | 30 | 27.1 | 28.6 | 28.9 | 32.3 | 28.1 | 33.8 | 32.1 | 27.5 | 30.4 | 27.9 | 25.5 | 31.9 | 33.5 | 26.6 | 27.4 | 25.5 | 31.8 | 27.9 | 30.3 | 27.6 | 25.8 | 31.6 | 30.8 | 29.7 | 22.6 | 28.2 | 30.1 | 36.5 | 32 | 32 | 29.6 | 28.4 | 0
5441 | 30.8 | 36.6 | 23.3 | 28.4 | 32.9 | 25 | 25.9 | 28.2 | 25.7 | 30.4 | 23.4 | 31.4 | 35.6 | 31.3 | 26.8 | 24 | 28.4 | 30.7 | 28 | 29.8 | 34 | 29.3 | 27 | 25.6 | 26 | 32.4 | 30.8 | 25.6 | 27.4 | 28 | 31.6 | 27.9 | 33.3 | 32.2 | 27.2 | 29 | 27 | 25 | 32.2 | 33.3 | 26.9 | 28.8 | 24.4 | 31.7 | 27.9 | 29.6 | 27 | 24.2 | 31.4 | 30.1 | 28.2 | 21.6 | 28 | 30.1 | 35.6 | 31.2 | 31.6 | 29.2 | 27.6 | 0
5442 | 31.2 | 36.5 | 23.4 | 27.7 | 32.7 | 24 | 24.9 | 26.5 | 25.5 | 30.4 | 23.7 | 30.8 | 34.9 | 30.8 | 23.2 | 23.7 | 27.8 | 30.7 | 27 | 29.3 | 33.6 | 28.7 | 25.9 | 25.4 | 26 | 32.6 | 31.4 | 24.9 | 25.7 | 27.3 | 30.8 | 27.8 | 32.9 | 31.6 | 27 | 29 | 26.2 | 24.8 | 32.3 | 33.3 | 27.1 | 29 | 23.5 | 31.3 | 27.6 | 29 | 26.1 | 23.8 | 30.6 | 29.6 | 27.8 | 20.8 | 27.5 | 29.3 | 34 | 30.4 | 31.2 | 29 | 26.9 | 0
5443 | 31.2 | 35.6 | 22.6 | 27.1 | 32.1 | 23.5 | 23.6 | 26 | 25.6 | 29.4 | 24.7 | 30.1 | 34.2 | 29.3 | 23.1 | 24 | 27.2 | 30.6 | 26.7 | 29 | 32.7 | 28 | 25 | 25.3 | 26 | 30.6 | 31.4 | 24.4 | 24.2 | 26.9 | 29.9 | 27.4 | 32.2 | 31 | 27 | 27.9 | 25.9 | 24.8 | 31.3 | 32.5 | 27 | 29.2 | 22.9 | 30 | 27.6 | 28.6 | 25.3 | 23.5 | 29.8 | 28.2 | 26.8 | 19.8 | 27.1 | 28.8 | 32.8 | 30.1 | 31 | 28.8 | 26.8 | 0
5444 | 30.4 | 33 | 21.9 | 26.4 | 31.7 | 23.3 | 23.1 | 25.4 | 26 | 28.4 | 27.7 | 29.2 | 33.4 | 28.3 | 22.5 | 24 | 26.8 | 30.2 | 27 | 29 | 31.4 | 27.5 | 24.6 | 25.4 | 26 | 29.6 | 31.3 | 24.4 | 23 | 26.6 | 29.2 | 27.3 | 30.9 | 30 | 27 | 27.8 | 26 | 24.8 | 30.4 | 30.1 | 26.1 | 28.6 | 22.8 | 28.8 | 27.6 | 28.4 | 24.4 | 24 | 29 | 27.3 | 27 | 19.2 | 26.6 | 28.4 | 31.9 | 29.8 | 30.7 | 28.3 | 27 | 0
5445 | 26.6 | 31.7 | 21.3 | 26.2 | 31.1 | 22.4 | 22.5 | 25 | 25 | 27.8 | 28.3 | 28.6 | 32.8 | 27.8 | 22.4 | 24 | 26.5 | 30 | 27.4 | 28.8 | 30.7 | 27 | 24.2 | 25.3 | 26 | 29.1 | 31 | 24.1 | 22.7 | 26.4 | 28.8 | 27.3 | 30 | 29.3 | 27.2 | 27.5 | 26.2 | 23.5 | 29.8 | 29.3 | 26.1 | 28.9 | 22.8 | 27.2 | 27.5 | 28.2 | 24 | 23.8 | 28.7 | 26.8 | 26.2 | 18.6 | 26.4 | 27.9 | 30.8 | 29.8 | 30.5 | 27.6 | 27.5 | 0
5446 | 26.4 | 30.7 | 21.3 | 25.9 | 30.8 | 22.3 | 22.4 | 25 | 25.3 | 27.4 | 28.9 | 28.2 | 32.1 | 28.1 | 22.3 | 23.6 | 26.3 | 29.7 | 27.7 | 28.6 | 30.2 | 26.5 | 24.1 | 25 | 25.5 | 28.6 | 30.7 | 24.1 | 22.8 | 26.2 | 28.8 | 27.2 | 29.4 | 28.5 | 27.2 | 27.5 | 26.1 | 23.5 | 29 | 27.8 | 26.2 | 29 | 22.8 | 26.5 | 27.4 | 27.9 | 23.8 | 23.9 | 28.6 | 26.3 | 26.5 | 18.7 | 26.2 | 27.4 | 30.1 | 29.5 | 30.3 | 27.8 | 27.7 | 0
5447 | 26.5 | 30.2 | 21.3 | 26 | 28.7 | 22.2 | 22.2 | 24.9 | 25.5 | 27.2 | 27.1 | 28.2 | 31.4 | 27.8 | 22 | 23.6 | 26 | 29.5 | 27.6 | 28 | 29.8 | 26 | 23.6 | 24.4 | 25.5 | 27.8 | 30.5 | 24 | 23.4 | 26 | 29 | 26.9 | 29.4 | 28 | 27.2 | 27.5 | 25.6 | 23.5 | 28.3 | 23.8 | 26.3 | 30 | 22.5 | 26.6 | 27.4 | 27.4 | 24.2 | 23.4 | 28.6 | 25.8 | 26 | 18.6 | 26.2 | 26.9 | 29.5 | 29 | 30.2 | 27.8 | 27.4 | 0
5448 | 27.1 | 29.1 | 21.3 | 25.7 | 27.4 | 21.3 | 21.8 | 24 | 25.7 | 26.8 | 26.9 | 28.1 | 30.3 | 27.7 | 21.6 | 23.6 | 25.6 | 29.1 | 27.2 | 27.4 | 29.6 | 25.5 | 23.2 | 23.9 | 25.5 | 27 | 30.5 | 24.6 | 23.8 | 25.9 | 29.3 | 26.6 | 28.7 | 27.2 | 27 | 27.1 | 24.7 | 24.1 | 27.7 | 23.9 | 26.4 | 30.2 | 22.1 | 26.7 | 26.3 | 26.8 | 24.8 | 23.5 | 28.3 | 25.6 | 26.9 | 18.9 | 26 | 26.5 | 29 | 28 | 30.2 | 27.1 | 26.5 | 0
5449 | 27.1 | 28.6 | 21.4 | 25.5 | 26.7 | 21.2 | 21.4 | 23.7 | 25.7 | 26.7 | 25.6 | 28.1 | 29.3 | 27.6 | 21.6 | 23.6 | 25.4 | 29.1 | 26.6 | 26.5 | 29.5 | 25.5 | 22.5 | 23.2 | 25.5 | 26.6 | 30.5 | 25.2 | 24 | 25.9 | 29.3 | 26.4 | 28.4 | 26.9 | 28.6 | 27 | 23.9 | 24.2 | 27.3 | 23.8 | 26.5 | 30.5 | 21.4 | 26.8 | 26.3 | 26 | 25.7 | 23.2 | 27.7 | 25.3 | 26.9 | 18.7 | 25.9 | 26 | 28.9 | 27.3 | 29.8 | 27.1 | 25.5 | 0
5450 | 27.1 | 28.1 | 21.4 | 25 | 26.2 | 21.1 | 21.2 | 23.5 | 25.9 | 26.7 | 26.4 | 27.8 | 28.2 | 27.5 | 21.5 | 23.6 | 25.2 | 29.1 | 26.2 | 26 | 29.1 | 25.2 | 22 | 22.8 | 25.5 | 27.2 | 30.4 | 26 | 23.8 | 26 | 28.8 | 26.4 | 27.8 | 26.4 | 26.9 | 27.1 | 23.4 | 24.2 | 27.3 | 23.8 | 26.3 | 29.8 | 21 | 26.9 | 26.3 | 25.4 | 26.4 | 23.4 | 26.8 | 25.1 | 27.6 | 18.6 | 25.6 | 25.1 | 28.9 | 26.6 | 29.8 | 27.1 | 24.6 | 0
5451 | 27 | 27.7 | 21.4 | 24.7 | 25.9 | 21.1 | 20.9 | 23.5 | 26.1 | 26.7 | 25.8 | 27.5 | 27.5 | 27.3 | 21.4 | 23.2 | 25.2 | 28.7 | 26 | 25.6 | 28.9 | 25 | 21.6 | 22.4 | 25.5 | 27.2 | 29.6 | 26.2 | 23.7 | 26.1 | 27.9 | 26.3 | 27.3 | 26.4 | 26.8 | 27.3 | 23.5 | 24.4 | 27.3 | 23.8 | 26.1 | 29.4 | 20.8 | 27 | 26.3 | 24.9 | 26.9 | 23 | 26.2 | 24.8 | 27 | 18.2 | 25.4 | 25.1 | 28.9 | 26.6 | 29.6 | 27 | 24.3 | 0
5452 | 26.8 | 27.2 | 21.5 | 24.2 | 25.8 | 21.1 | 20.8 | 23.5 | 26 | 26.4 | 26.8 | 27.1 | 26.8 | 27.3 | 21.5 | 23.1 | 25.3 | 28.7 | 26.3 | 25.7 | 28.7 | 25 | 21.8 | 22.2 | 25.6 | 27.2 | 29 | 26.2 | 23.5 | 26.1 | 27 | 26 | 26.9 | 26.3 | 26.4 | 27.3 | 24 | 24.5 | 27.3 | 24.3 | 26.3 | 28.4 | 21.1 | 26.8 | 26.3 | 24.8 | 26.8 | 23.2 | 25.9 | 24.8 | 27.4 | 18.6 | 25.2 | 25.1 | 28.5 | 26.7 | 29.6 | 27 | 24.3 | 0
5453 | 26.6 | 27.1 | 21.5 | 24 | 25.7 | 21.2 | 20.8 | 23.5 | 26 | 26.4 | 27.5 | 26.4 | 26.8 | 27.2 | 21.4 | 22.8 | 25.6 | 28.6 | 27 | 27.4 | 28.7 | 24.6 | 21.4 | 22.4 | 25.6 | 27.2 | 29 | 23 | 23 | 25 | 26.3 | 26 | 26.4 | 26.6 | 26.2 | 27.5 | 25 | 24.6 | 27.3 | 24.3 | 26.5 | 27 | 22.5 | 26.5 | 26.4 | 26.4 | 24.4 | 23 | 27.4 | 24.8 | 26 | 17.8 | 26.5 | 25.1 | 27.8 | 28.2 | 29.6 | 27 | 26 | 0
5454 | 26.1 | 27.1 | 21.6 | 23.9 | 25.7 | 21.2 | 20.8 | 23.5 | 26.1 | 26.4 | 27.5 | 26.5 | 26.6 | 27.2 | 21.4 | 22.6 | 25.1 | 28.4 | 26 | 27.2 | 28.6 | 23.8 | 22.2 | 22.4 | 25.6 | 27.2 | 28.5 | 23 | 23.8 | 25.1 | 26.7 | 25.9 | 26.3 | 26.3 | 26.2 | 27.7 | 24.7 | 24.4 | 25.9 | 24.3 | 26.6 | 27.3 | 22.5 | 26.2 | 26.5 | 26.2 | 24.6 | 23.3 | 28 | 24.8 | 26.3 | 19.1 | 26.6 | 25.1 | 27.9 | 30.5 | 29 | 27.1 | 26.1 | 0
5455 | 26 | 27.1 | 21.6 | 24.4 | 25.7 | 21.2 | 20.7 | 23.7 | 26.2 | 26.4 | 28.3 | 27 | 26.9 | 27.1 | 21.4 | 22.6 | 24.7 | 28.4 | 25.2 | 27.5 | 28.2 | 23.7 | 23 | 23 | 25.6 | 27.1 | 28.1 | 23.1 | 24.6 | 25.6 | 27.5 | 26.3 | 26 | 25.9 | 26.2 | 27.9 | 24.7 | 24.2 | 25.8 | 24.3 | 26.4 | 28.1 | 22.5 | 26.3 | 26.1 | 26 | 24.7 | 23.7 | 29.2 | 24.8 | 27.6 | 20.5 | 26.7 | 25.1 | 28 | 31.8 | 29 | 27.2 | 26.5 | 0
5456 | 26.1 | 27.6 | 21.6 | 25 | 25.7 | 21.9 | 20.7 | 24.3 | 26.2 | 26.5 | 28.6 | 27.8 | 27.6 | 26.8 | 21.5 | 22.6 | 24.4 | 28.7 | 24.4 | 28 | 28.7 | 24 | 24 | 24 | 25.6 | 27.1 | 28 | 23.4 | 25.6 | 26.2 | 28.6 | 26.8 | 27.3 | 26 | 26.2 | 28.5 | 25 | 24.2 | 25.8 | 24.4 | 26.5 | 29 | 22.8 | 26.6 | 26.1 | 26 | 25 | 24.2 | 30.4 | 24.9 | 28.4 | 21.8 | 27 | 25.6 | 28.4 | 33 | 29.1 | 27.3 | 27 | 0
5457 | 26.5 | 30.4 | 22.8 | 26 | 25.2 | 22.9 | 21.5 | 25.8 | 25.2 | 27.6 | 29.9 | 29 | 28.8 | 26.8 | 23.6 | 23.2 | 24.7 | 30.5 | 24.4 | 29.2 | 30 | 24.1 | 24.8 | 25.1 | 27 | 26.7 | 27.7 | 24 | 26 | 27.1 | 29.9 | 28.1 | 28.1 | 26.2 | 30.6 | 28.3 | 25.9 | 24 | 25.5 | 25.5 | 26.9 | 30.1 | 23.2 | 27 | 27.8 | 26.2 | 25 | 24.7 | 31.5 | 25.4 | 30.1 | 21.9 | 27.7 | 27.3 | 29.6 | 32 | 28 | 27.6 | 27.6 | 0
5458 | 26.7 | 32.1 | 22.8 | 26.9 | 25.2 | 23.4 | 22.8 | 26.6 | 25.8 | 27.6 | 30.8 | 30.6 | 30.3 | 27 | 23.6 | 23.6 | 25.5 | 31.2 | 24.6 | 30.3 | 31.1 | 24.5 | 25.8 | 25.9 | 27 | 27.9 | 28.9 | 24.6 | 26.6 | 27.9 | 31 | 30.1 | 29.6 | 27 | 30.5 | 29.5 | 26.9 | 24 | 25.7 | 25.6 | 27.4 | 30.6 | 24 | 27.3 | 27.8 | 27.1 | 25.1 | 25.4 | 32.2 | 25.2 | 30.8 | 21.3 | 28.5 | 28 | 32.6 | 31.3 | 28.8 | 28.1 | 28.4 | 0
5459 | 27.4 | 33.7 | 23.9 | 27.8 | 25.2 | 25.2 | 24.2 | 27.6 | 25.8 | 28.1 | 32.4 | 32 | 32 | 27.3 | 25.5 | 24.1 | 26.8 | 32.1 | 25.4 | 31.6 | 32.1 | 25.7 | 26.6 | 26.4 | 28 | 29.5 | 29 | 25.2 | 26.8 | 28.6 | 32 | 31.9 | 30.3 | 27.8 | 30.6 | 29 | 27.8 | 24 | 26.2 | 26 | 27.8 | 30.8 | 24.6 | 27.6 | 27.8 | 28.2 | 25 | 26 | 32.4 | 25.9 | 31.6 | 20 | 29.5 | 29.7 | 33.7 | 30.2 | 29 | 28.6 | 29 | 0
5460 | 29.1 | 34.9 | 25.7 | 28.2 | 25.3 | 25.4 | 25.9 | 29.2 | 27.4 | 29.7 | 33.3 | 33 | 33.5 | 27.9 | 27 | 24.5 | 28 | 32.7 | 25.9 | 32.2 | 33.1 | 26.6 | 27.5 | 26.4 | 31.5 | 31 | 30.6 | 25.5 | 27.4 | 28.8 | 32.5 | 32.4 | 31.6 | 28.8 | 31 | 28.5 | 28.1 | 23.8 | 28.9 | 26.4 | 28.8 | 30.3 | 25.2 | 28 | 28.2 | 29.6 | 25.1 | 26.6 | 32.2 | 27.1 | 30.9 | 19.3 | 30.1 | 29.8 | 35.5 | 31.2 | 29.8 | 29.6 | 29.5 | 0
5461 | 30.3 | 35.3 | 26.3 | 28.7 | 25.4 | 26.6 | 27.2 | 30.1 | 29 | 29.6 | 34.8 | 33.3 | 34.7 | 28.7 | 28.3 | 24.8 | 29 | 34 | 26.6 | 32.6 | 33.2 | 27.5 | 27.9 | 26.4 | 33 | 31.8 | 30.6 | 25.6 | 27.7 | 28.8 | 32.6 | 32.9 | 32.5 | 29.2 | 31.5 | 27.9 | 27.9 | 23.9 | 29.2 | 27.1 | 29 | 29.9 | 25.4 | 28.6 | 28.2 | 30.6 | 25.2 | 27 | 32.1 | 26.3 | 30.6 | 18.9 | 30.4 | 29.8 | 34.9 | 32.1 | 30.2 | 30.1 | 29.7 | 0
5462 | 30.5 | 35.8 | 26.9 | 28.8 | 26.1 | 27.4 | 27.7 | 30.1 | 28.9 | 29.9 | 35.6 | 32.8 | 35.4 | 29 | 28 | 24.4 | 29.4 | 34 | 27 | 32.4 | 33.4 | 28.2 | 28 | 26.4 | 27.5 | 32.8 | 31.1 | 25.4 | 28 | 28.4 | 32.4 | 33.4 | 32.5 | 29.2 | 32 | 27.5 | 27.2 | 23.8 | 29.7 | 28 | 28.9 | 29.4 | 25.3 | 29.3 | 28.2 | 31.2 | 25.4 | 27 | 32 | 27.8 | 29.8 | 19.6 | 30.2 | 30.3 | 36.2 | 34 | 30.8 | 30.6 | 29.6 | 0
5463 | 30.8 | 35.9 | 27 | 29.1 | 26.2 | 28.3 | 27.7 | 30.6 | 30.8 | 29.6 | 36.8 | 31.8 | 35.8 | 29.5 | 28.7 | 24.8 | 29.4 | 33.6 | 27.6 | 32.3 | 30.3 | 29.1 | 27.5 | 26.6 | 27.1 | 33.2 | 31.7 | 25.1 | 27.7 | 28.1 | 32.1 | 32.3 | 33.4 | 28.3 | 32.5 | 28.4 | 26.5 | 23.8 | 30 | 28.5 | 28.9 | 29.5 | 24.7 | 30 | 28.7 | 30.9 | 25.3 | 26.6 | 32.1 | 26.8 | 30.2 | 20.2 | 29.8 | 30.1 | 35.7 | 34 | 30.8 | 30.5 | 29.2 | 0
5464 | 30 | 35.9 | 27.5 | 29.1 | 26.7 | 27.5 | 28 | 30.6 | 29.6 | 29.5 | 36.6 | 30.6 | 35.7 | 30.7 | 28 | 25.3 | 28.8 | 33.2 | 27.7 | 31.6 | 29.8 | 29.1 | 26.8 | 26.8 | 27.1 | 33.2 | 31.7 | 24.8 | 27.4 | 27.8 | 31.5 | 31.5 | 33.6 | 27.4 | 32.5 | 28.2 | 25.8 | 23.8 | 29.9 | 28.5 | 25.4 | 29.7 | 24 | 30.6 | 28.7 | 30.1 | 25.2 | 26 | 31.9 | 25.9 | 30.2 | 20.8 | 29.1 | 29.7 | 34.2 | 33.7 | 30.6 | 29.8 | 28.7 | 0
5465 | 30.3 | 35.9 | 26.9 | 29 | 26.7 | 26.5 | 27.2 | 30.6 | 29.4 | 29.1 | 36 | 29.6 | 35.4 | 30.7 | 22.8 | 25.2 | 28.2 | 32.6 | 27.8 | 31 | 29.8 | 29.1 | 26 | 26.8 | 27.1 | 33.2 | 31.7 | 24.6 | 26.6 | 27.6 | 31 | 28.4 | 33.3 | 26.4 | 32.6 | 28.5 | 25.6 | 23.8 | 29.9 | 28.9 | 23.9 | 30.1 | 23.2 | 31 | 28.7 | 29 | 24.8 | 25.4 | 31.6 | 26.2 | 30.6 | 20.4 | 28.5 | 29.4 | 33.2 | 31.8 | 27.3 | 29.1 | 28.2 | 0
5466 | 30.2 | 36.4 | 26.4 | 28.5 | 26.7 | 25.2 | 25.2 | 30.1 | 28.9 | 28.6 | 33.8 | 29 | 34.8 | 30.3 | 22.4 | 25.3 | 27.5 | 32.1 | 27.3 | 29.8 | 30.1 | 29.1 | 25.6 | 26.4 | 27.1 | 33.8 | 31.6 | 24.5 | 26.2 | 27.4 | 30.3 | 27.4 | 32.7 | 26.1 | 32.4 | 27.8 | 25.5 | 23.8 | 29.4 | 29.5 | 24.8 | 30.2 | 22.7 | 31.1 | 28.2 | 28.1 | 24.5 | 25.1 | 30.8 | 26.4 | 29.8 | 19.6 | 27.9 | 28.5 | 33 | 30.7 | 27 | 28.5 | 27.9 | 0
5467 | 30 | 34.7 | 25.5 | 27.9 | 26.6 | 24 | 24.6 | 29 | 28.6 | 28.6 | 32 | 28.9 | 34.2 | 28.7 | 22.4 | 24.9 | 27.1 | 31.5 | 26.9 | 28.9 | 30 | 28.2 | 25.4 | 25.7 | 27.1 | 32.8 | 31.1 | 24.5 | 25.6 | 27.3 | 29.8 | 27.4 | 32.2 | 25.9 | 32 | 27.8 | 25.6 | 23.8 | 29.2 | 29.5 | 25 | 30.3 | 22.3 | 30.5 | 28.1 | 27.5 | 24 | 24.9 | 29.9 | 26.2 | 29.3 | 18.1 | 27.7 | 28.2 | 30.2 | 29.1 | 27 | 28.1 | 27.6 | 0
5468 | 29.3 | 33.1 | 23.6 | 27.2 | 26.2 | 23.6 | 24 | 27.5 | 28.6 | 28 | 30.2 | 29 | 33.4 | 27.9 | 22.4 | 24.3 | 26.8 | 30.6 | 26.4 | 28 | 29.8 | 27.5 | 25.4 | 24.8 | 27.1 | 31.6 | 30.9 | 24.4 | 25.4 | 27 | 29.2 | 27.4 | 31.4 | 26.2 | 31.6 | 27 | 25.6 | 23.8 | 28.7 | 29 | 25.3 | 30.1 | 22.2 | 29.6 | 27.6 | 27.2 | 23.8 | 25 | 29 | 25.7 | 28.2 | 17 | 27.4 | 27.8 | 28.5 | 28.8 | 27 | 27.6 | 27.6 | 0
5469 | 28.5 | 32.3 | 23.3 | 26.8 | 26.2 | 22.8 | 23.5 | 26.5 | 28.8 | 27.2 | 30.1 | 29 | 32.6 | 27.6 | 22.4 | 24.3 | 26.7 | 30.6 | 26.5 | 27.8 | 29 | 26.6 | 25.2 | 24.2 | 27 | 30.7 | 30.4 | 24.2 | 24.9 | 26.8 | 28.8 | 27.7 | 30.6 | 26.2 | 31.4 | 26.3 | 25.6 | 23.8 | 27.9 | 28.6 | 25.4 | 30.2 | 22.1 | 28.5 | 26.8 | 27 | 23.6 | 25 | 28.5 | 25.7 | 28.1 | 16.1 | 27.3 | 27.5 | 28.5 | 28 | 27 | 27.4 | 27.6 | 0
5470 | 28.5 | 31.3 | 23.1 | 26.4 | 25.9 | 22.6 | 23 | 26 | 28.8 | 27 | 29.9 | 28.8 | 31.8 | 27.5 | 22.3 | 24.3 | 26.6 | 30.1 | 26.4 | 27.7 | 29 | 26.1 | 24.8 | 23.9 | 27 | 30 | 30.4 | 23.9 | 24.7 | 26.4 | 28.4 | 27.9 | 26.1 | 26.4 | 31.2 | 26.5 | 25.4 | 23.7 | 27.8 | 28.3 | 25.5 | 30 | 22.2 | 27.8 | 26.8 | 26.9 | 23.7 | 24.9 | 28.4 | 25.2 | 27.6 | 16.4 | 26.9 | 27.2 | 27.7 | 28.4 | 26.8 | 27.6 | 27.5 | 0
5471 | 28.5 | 30.5 | 23.1 | 26.2 | 25.7 | 22.5 | 22.8 | 25.6 | 28.5 | 26.6 | 30.4 | 28.4 | 31 | 27.1 | 22.1 | 24.3 | 26.4 | 30.1 | 26.8 | 28 | 28.9 | 25.6 | 24 | 24 | 27 | 29.2 | 29.5 | 23.6 | 24.2 | 26.1 | 28 | 27.9 | 26.1 | 26.4 | 30.8 | 26.5 | 25.2 | 23.7 | 27.7 | 28.3 | 25.8 | 30 | 22.2 | 27.3 | 26.8 | 26.8 | 23.8 | 24.6 | 28.6 | 25 | 27.6 | 17 | 26.6 | 26.9 | 28.2 | 28 | 26.8 | 27.8 | 27.4 | 0
5472 | 28.1 | 29.9 | 22.7 | 25.8 | 25.2 | 21.5 | 22.2 | 25.4 | 28.6 | 26.6 | 29.6 | 27.8 | 30.2 | 26.8 | 21.6 | 24.5 | 26.1 | 29.5 | 26.8 | 28 | 28.5 | 25.3 | 23.1 | 24.2 | 27 | 27.4 | 29.5 | 23.3 | 24.1 | 25.7 | 27.5 | 27.7 | 26.2 | 26.8 | 30.2 | 26.5 | 24.9 | 23.6 | 26.9 | 28.1 | 25.4 | 29.5 | 22.4 | 26.8 | 25.7 | 26.8 | 24.2 | 24.2 | 28.7 | 24.9 | 26.6 | 18.1 | 26.1 | 26.5 | 27.9 | 28.5 | 26.8 | 27.4 | 27.2 | 0
5473 | 28 | 29.7 | 22.6 | 25.5 | 25.2 | 21.5 | 21.8 | 25.1 | 28.6 | 26.6 | 29 | 27.2 | 29.4 | 26.8 | 21.6 | 24.4 | 25.9 | 29.5 | 27.2 | 28.1 | 28.4 | 24.9 | 22.1 | 24.3 | 27 | 27.4 | 29 | 23.1 | 23.6 | 25.5 | 27.1 | 27.4 | 26.2 | 27 | 30 | 26.5 | 25 | 23.6 | 26.8 | 28 | 24.8 | 28.9 | 22.6 | 26.5 | 25.7 | 26.7 | 24.4 | 23.6 | 28.6 | 24.6 | 26.1 | 18.5 | 25.9 | 26.2 | 28.2 | 27.9 | 26.8 | 27.3 | 26.9 | 0
5474 | 27.5 | 29.3 | 21.4 | 25 | 25.2 | 21.5 | 21.5 | 24.6 | 28.5 | 26.5 | 27.6 | 26.8 | 28.6 | 26.8 | 21.6 | 24.4 | 25.8 | 29.1 | 27.2 | 27.8 | 28.2 | 24.6 | 21.4 | 24 | 27 | 26.8 | 28.5 | 23 | 23.4 | 25.2 | 26.6 | 27 | 26.1 | 27.4 | 30 | 26.1 | 25 | 23.7 | 26.9 | 28 | 24.8 | 28 | 22.8 | 26.2 | 25.7 | 26.8 | 24.6 | 23.2 | 28.2 | 24.2 | 25 | 18.6 | 25.8 | 26 | 27.8 | 27.8 | 26.8 | 27.2 | 26.6 | 0
5475 | 27 | 28.9 | 22 | 24.6 | 25.2 | 21.5 | 21.4 | 23.6 | 28.5 | 26.2 | 27.3 | 26.5 | 27.9 | 26.5 | 21.6 | 24.3 | 25.9 | 29.1 | 27.5 | 27.8 | 28 | 24.1 | 20.9 | 23.5 | 27 | 26.3 | 28 | 23 | 22.9 | 25.1 | 26.3 | 26.9 | 25.6 | 27.3 | 30 | 26.2 | 25.2 | 23.8 | 26.9 | 27.5 | 25.3 | 27.4 | 22.8 | 25.9 | 26.1 | 26.7 | 24.5 | 22.9 | 27.7 | 24.1 | 25.2 | 17.9 | 26 | 25.8 | 28.1 | 26.9 | 26.8 | 27.2 | 26.3 | 0
5476 | 26.6 | 28.6 | 22 | 24.1 | 25.2 | 21.5 | 21.4 | 23.6 | 28.3 | 26.1 | 26.9 | 26.4 | 27.2 | 26.1 | 21.6 | 24.3 | 25.8 | 28.8 | 27.3 | 27.4 | 27.6 | 24.6 | 21 | 22.8 | 27 | 26.3 | 27.9 | 23 | 22.9 | 25 | 26.1 | 26.4 | 25.1 | 27.2 | 29.8 | 26.2 | 25.1 | 23.8 | 26.9 | 27.2 | 25.4 | 26.9 | 22.7 | 25.8 | 26.1 | 26.7 | 24.5 | 22.9 | 27.3 | 23.9 | 25.1 | 17.6 | 26.2 | 25.6 | 27.6 | 27.5 | 26.8 | 27.2 | 26.1 | 0
5477 | 26.5 | 28.6 | 22 | 24 | 25.4 | 21.5 | 21.2 | 23.6 | 28.2 | 26.1 | 28.2 | 27.2 | 27.6 | 26.3 | 21.7 | 24.3 | 24.8 | 28.1 | 24.8 | 26 | 27.5 | 24.4 | 22.4 | 23 | 27 | 26.2 | 27.4 | 23.4 | 23.4 | 23.6 | 26 | 26.4 | 25.2 | 25.4 | 29.6 | 26.4 | 23.4 | 23.8 | 26.9 | 27.1 | 25.6 | 27.6 | 21.6 | 25.8 | 26.1 | 25.2 | 24.4 | 22.8 | 27.6 | 23.9 | 27.8 | 17.2 | 26 | 25.4 | 27.6 | 27.2 | 26.8 | 27.1 | 26.4 | 0
5478 | 26.3 | 28.4 | 21.8 | 23.9 | 25.3 | 21.6 | 20.8 | 23.5 | 28.2 | 26 | 27.5 | 27.7 | 27.5 | 26.5 | 21.7 | 24.2 | 25.5 | 28.1 | 25.3 | 26.8 | 27.4 | 24.2 | 23.3 | 23.1 | 27 | 26.2 | 27 | 23.3 | 24 | 23.6 | 26.7 | 26.4 | 25 | 25.3 | 29.5 | 26.6 | 23.6 | 23.9 | 26.7 | 27 | 25.9 | 28 | 21.6 | 25.8 | 26.2 | 25.4 | 24.4 | 23.4 | 28.7 | 23.9 | 27.2 | 17.8 | 26.1 | 24.9 | 27.1 | 27 | 26.8 | 27 | 26.5 | 0
5479 | 26.3 | 28.5 | 21.8 | 23.9 | 25.2 | 21.5 | 20.9 | 23.6 | 28.5 | 26 | 27.9 | 28.7 | 28 | 26.6 | 21.7 | 24.2 | 26.5 | 28.1 | 25.8 | 27.8 | 27.4 | 24.3 | 24.3 | 23.6 | 27 | 26.2 | 27 | 23.5 | 24.3 | 23.6 | 27.9 | 26.9 | 25 | 25.8 | 29.3 | 26.6 | 23.4 | 24.1 | 26.8 | 27 | 25.9 | 28.6 | 21.9 | 26 | 26.2 | 26.2 | 24.6 | 23.4 | 30.1 | 24 | 27.1 | 18.4 | 26.4 | 24.8 | 27.2 | 27.9 | 27 | 27.2 | 26.9 | 0
5480 | 26.4 | 29.5 | 22.1 | 24.4 | 25.2 | 22 | 21.4 | 25.1 | 29.8 | 26.1 | 28.4 | 29.6 | 29 | 27.3 | 21.8 | 23.8 | 27.4 | 29.1 | 26.6 | 28.4 | 27.5 | 25.1 | 25.4 | 24.4 | 27 | 26.2 | 27 | 23.6 | 25 | 23.8 | 29.2 | 27.9 | 26.6 | 26.6 | 29.2 | 27.2 | 24.4 | 24.5 | 28.2 | 27.5 | 26 | 29.6 | 22.2 | 26.3 | 26.2 | 27 | 25.8 | 23.8 | 31.4 | 24.5 | 27.2 | 18.6 | 27 | 25.2 | 27.5 | 29.2 | 27.5 | 27.3 | 27.6 | 0
5481 | 28.2 | 31.3 | 24.3 | 24.9 | 25.7 | 23.2 | 22.2 | 26.4 | 30.4 | 26.8 | 30.1 | 31 | 30.7 | 29 | 23.2 | 23.7 | 28.1 | 29.2 | 27.4 | 29.3 | 28.4 | 25.5 | 26 | 25.8 | 30 | 26.8 | 27.6 | 24 | 25.3 | 24 | 30.5 | 29.1 | 28.1 | 27.9 | 29 | 26.6 | 24.6 | 26.3 | 30.9 | 28.9 | 28 | 30.4 | 22.7 | 26.8 | 27.3 | 28.2 | 26.1 | 23.4 | 32.1 | 25 | 28 | 18.4 | 27.6 | 26.2 | 26.8 | 31 | 29 | 27.9 | 28.4 | 0
5482 | 28.3 | 32.5 | 25 | 25.6 | 26.1 | 24.2 | 23.9 | 28.6 | 31.4 | 28 | 30.9 | 32 | 32.5 | 30.8 | 23.9 | 24.1 | 28.8 | 30.7 | 28.5 | 30 | 28.3 | 27 | 26.4 | 27.5 | 30.1 | 28.1 | 28.6 | 24.2 | 26 | 24.3 | 31.4 | 29.1 | 29.3 | 28.8 | 29.2 | 27.4 | 25.8 | 26.8 | 31.9 | 30 | 26 | 31.2 | 23.1 | 27.6 | 27.3 | 29.1 | 26.7 | 23.6 | 32.3 | 25.5 | 28.6 | 18 | 28.3 | 27.3 | 28.6 | 31.9 | 29.2 | 27.9 | 29.2 | 0
5483 | 29.2 | 33.1 | 26.3 | 26 | 26.7 | 25.2 | 24.4 | 28.9 | 32 | 27.6 | 31.4 | 33 | 34.4 | 32 | 23.9 | 23.7 | 29.4 | 31.7 | 29.6 | 31.2 | 28.3 | 28.3 | 26.4 | 29.2 | 30 | 29.8 | 30.1 | 24.6 | 26.4 | 24.6 | 32 | 29.1 | 30.4 | 29.4 | 29.5 | 29.1 | 26.2 | 27.6 | 32.9 | 31 | 26.7 | 31.6 | 23.4 | 28.5 | 27.3 | 30 | 26.6 | 23.6 | 32 | 28.2 | 29.2 | 17.6 | 28.8 | 27.7 | 29.9 | 32 | 29.8 | 27.9 | 29.8 | 0
5484 | 30.2 | 33.4 | 27 | 26.4 | 26.7 | 25.5 | 25.7 | 29.9 | 31.1 | 27.3 | 29.8 | 33.3 | 35.8 | 32.8 | 24.2 | 23.1 | 30.1 | 32.7 | 30.8 | 32 | 28.1 | 29.5 | 26.6 | 30.4 | 29 | 30.8 | 30.9 | 24.7 | 27.2 | 25.1 | 32.2 | 29.3 | 32 | 29 | 30 | 29.9 | 27.5 | 28.6 | 33.5 | 31.6 | 28.2 | 32 | 23.3 | 29.5 | 28.8 | 30.5 | 27.3 | 24.7 | 31.8 | 29.1 | 29 | 17.6 | 29.1 | 29.2 | 30.7 | 30.6 | 30.8 | 28.5 | 30.3 | 0
5485 | 30.3 | 34.9 | 28 | 26.4 | 27.2 | 25.6 | 25.7 | 30 | 31.2 | 28.2 | 28.2 | 33.5 | 37.1 | 34 | 24.3 | 25.2 | 30.7 | 32.7 | 31.6 | 32.9 | 28.4 | 29.8 | 26.7 | 31.1 | 28.9 | 32.2 | 31.4 | 24.8 | 27.4 | 25.4 | 32.2 | 28.1 | 33.4 | 28.3 | 30.4 | 30.1 | 27.4 | 29 | 34.2 | 32.3 | 28 | 32.1 | 23.2 | 30.3 | 28.8 | 30.9 | 27.6 | 25.4 | 31.8 | 29.7 | 28.8 | 18 | 29.2 | 28.7 | 30.7 | 29 | 30.6 | 28.5 | 30.6 | 0
5486 | 31.2 | 35.4 | 28.8 | 26.2 | 27.6 | 26.1 | 28.2 | 27.1 | 30.3 | 29.2 | 26.1 | 33.2 | 37.8 | 32 | 26.2 | 25.2 | 31.2 | 32.7 | 32 | 33 | 29.1 | 31.1 | 27 | 31 | 28.9 | 32.9 | 31.9 | 24.8 | 27.4 | 25.6 | 32 | 29.6 | 35 | 27.2 | 30.7 | 29.9 | 27.4 | 29.3 | 34.6 | 33 | 28.6 | 32.2 | 22.9 | 31 | 28.8 | 31 | 28.6 | 26.4 | 32.1 | 30.8 | 28.4 | 18.8 | 29 | 28.4 | 31 | 27.4 | 29.6 | 28.5 | 30.8 | 0
5487 | 31.4 | 27.6 | 29 | 25.7 | 28.2 | 26.4 | 27.7 | 29.2 | 30.5 | 30 | 25.7 | 33.1 | 38.3 | 32.4 | 26.7 | 24.7 | 31.3 | 32.7 | 31.7 | 32.9 | 29.3 | 30.5 | 27 | 30.5 | 28.9 | 33.8 | 32.9 | 24.9 | 26.6 | 25.5 | 31.8 | 28.1 | 35.6 | 26.6 | 30.8 | 30 | 25.7 | 30.4 | 35.4 | 33.3 | 25.6 | 32 | 22.8 | 31.3 | 28.8 | 31.1 | 28.8 | 26.1 | 32.4 | 31.5 | 28.6 | 19.6 | 28.6 | 28.5 | 31.3 | 26.9 | 28.8 | 28.6 | 30.8 | 0
5488 | 31.4 | 24.5 | 29.3 | 25.3 | 28.2 | 27.9 | 27.5 | 28.8 | 30.3 | 30.2 | 25.8 | 32.6 | 38.3 | 32 | 26.2 | 25.2 | 31 | 31.7 | 31.2 | 31.7 | 29.9 | 30.5 | 27 | 29.6 | 29 | 34.1 | 32.9 | 24.8 | 25.7 | 25.3 | 31.3 | 27.4 | 34.3 | 26.2 | 31.1 | 29.8 | 24.9 | 30.4 | 35.4 | 33.6 | 25.9 | 31.8 | 22.6 | 31.2 | 28.7 | 30.5 | 29.3 | 25.9 | 32.5 | 31.8 | 28.7 | 20 | 28.3 | 28.5 | 31.1 | 27.1 | 29.2 | 28.7 | 30.7 | 0
5489 | 31.5 | 24.5 | 28.8 | 24.8 | 28.2 | 28.4 | 25.4 | 29.1 | 29.8 | 30.4 | 27 | 32.2 | 38 | 30.5 | 26.2 | 25.4 | 30.2 | 29.6 | 30.4 | 30.4 | 30.3 | 29.6 | 26.6 | 28.6 | 29.2 | 34.2 | 32.1 | 24.8 | 24.6 | 25 | 30.6 | 27.6 | 29.5 | 26.2 | 31.2 | 28.8 | 23.6 | 30.3 | 35 | 33.2 | 25 | 31.4 | 22.6 | 30.7 | 28.7 | 29.8 | 28.8 | 25 | 32.2 | 30.3 | 29 | 19.8 | 28 | 28.6 | 30.4 | 27.8 | 29.4 | 28.7 | 30.4 | 0
5490 | 31.6 | 24.5 | 28.4 | 24.6 | 28.8 | 26.7 | 24.6 | 26.8 | 27.7 | 30.3 | 27.4 | 31.3 | 37.1 | 29.5 | 23.2 | 26.2 | 29.3 | 29.2 | 29.9 | 28.6 | 30.9 | 29.3 | 26.2 | 27.5 | 28.5 | 34.3 | 32.1 | 24.5 | 24.2 | 24.8 | 29.6 | 27.6 | 28.1 | 26.1 | 30.9 | 29 | 24.1 | 28.3 | 34.6 | 32.8 | 24.6 | 31.1 | 22.5 | 30 | 28.2 | 28.5 | 28.7 | 24.9 | 31.6 | 27.6 | 28.6 | 19.1 | 27.8 | 28 | 29.3 | 27.9 | 30 | 28.3 | 29.9 | 0
5491 | 31.2 | 24.5 | 27.3 | 24.4 | 28.5 | 25.1 | 24.2 | 24 | 27.8 | 29.1 | 27.9 | 30.7 | 36.2 | 29 | 21.7 | 25.2 | 28.5 | 28.7 | 29.3 | 27.6 | 30.4 | 28.5 | 25.6 | 26.8 | 28 | 33.3 | 31.6 | 24.3 | 23.8 | 24.7 | 28.7 | 27.6 | 28.5 | 26.1 | 30.7 | 28.3 | 24.1 | 27.3 | 31.2 | 32.1 | 24.6 | 30.5 | 22.5 | 29.2 | 28.2 | 27.4 | 27.6 | 24.3 | 30.6 | 27.2 | 28.1 | 18.3 | 27.6 | 27.5 | 29.3 | 27.8 | 29.6 | 28.1 | 29.1 | 0
5492 | 30.6 | 24.6 | 26.3 | 24.4 | 28.1 | 24.6 | 23.4 | 24.1 | 27.8 | 28.2 | 27.4 | 30 | 35 | 28.4 | 21.2 | 24.5 | 28 | 28.4 | 29 | 27 | 29.8 | 27.6 | 25.2 | 26 | 27.4 | 31.8 | 31 | 24 | 24 | 24.8 | 28 | 27.6 | 29 | 25.8 | 30.3 | 27.9 | 24.8 | 25.7 | 29.7 | 31.2 | 24.7 | 30 | 22.4 | 28.6 | 27.8 | 26.5 | 27 | 24.4 | 29.8 | 26.7 | 27 | 17.6 | 27.5 | 27.1 | 29.2 | 26.8 | 29.2 | 28 | 28.2 | 0
5493 | 30.2 | 24.6 | 25.4 | 24.2 | 27.8 | 23.6 | 23.3 | 24.1 | 27.8 | 27.7 | 27.5 | 29.9 | 34.1 | 25.6 | 21.2 | 24.1 | 27.7 | 28.2 | 28.4 | 27.5 | 29.4 | 27.2 | 24.7 | 25.5 | 27.4 | 30.5 | 30.6 | 23.9 | 23.9 | 24.8 | 27.8 | 27.6 | 28.5 | 25.7 | 30.2 | 27.5 | 24 | 25.7 | 29.5 | 30.6 | 24.8 | 29.2 | 22.5 | 27.9 | 26.3 | 26.3 | 25.9 | 23.7 | 29.2 | 25.2 | 26.3 | 17.3 | 27.3 | 26.6 | 29.1 | 26.1 | 29 | 28 | 27.4 | 0
5494 | 30.1 | 24.6 | 24.9 | 24.3 | 27.6 | 23.6 | 23.1 | 24.1 | 27.8 | 27.1 | 27 | 29.6 | 33.2 | 25.4 | 21.2 | 24 | 27.6 | 28.2 | 27.9 | 27.8 | 28.2 | 26.7 | 24.5 | 24.9 | 27 | 29.7 | 30.1 | 23.8 | 23.9 | 25 | 27.8 | 27.6 | 27.5 | 25.5 | 28.7 | 27.5 | 23.8 | 25.6 | 28.2 | 30.1 | 25.4 | 28.8 | 22.4 | 27.5 | 26.3 | 26.4 | 26 | 23.5 | 29 | 25 | 25.8 | 17.4 | 27 | 26.1 | 28.9 | 25.5 | 29 | 28 | 26.8 | 0
5495 | 29.6 | 24.6 | 24.3 | 24.4 | 27.2 | 23.4 | 22.7 | 24.2 | 27.8 | 26.7 | 27.4 | 29.4 | 32.4 | 25.2 | 21.2 | 23.7 | 27.4 | 28.2 | 27 | 28 | 27.7 | 26.5 | 24.2 | 24.4 | 26 | 28.3 | 30 | 23.8 | 23.6 | 25 | 28 | 27.6 | 27.3 | 25.6 | 27.7 | 26.8 | 23 | 25.6 | 27.4 | 30 | 25.7 | 28.4 | 22.4 | 27.2 | 26.3 | 26.8 | 26.2 | 22.8 | 29 | 24.5 | 26 | 17.6 | 26.8 | 25.6 | 28.7 | 25.8 | 28.8 | 28 | 26.6 | 0
5496 | 29.1 | 24.5 | 23.8 | 24.8 | 26.5 | 22 | 22.3 | 23.9 | 27.7 | 26.4 | 27.2 | 28.6 | 31.4 | 25 | 21.2 | 23.6 | 27 | 28.2 | 26.3 | 27.2 | 27.3 | 26.5 | 24.1 | 23.8 | 26 | 27.2 | 29.3 | 23.6 | 23.6 | 25 | 28 | 27.6 | 26.4 | 25.6 | 27.4 | 27 | 23.8 | 25 | 26.9 | 29.6 | 25.8 | 28.5 | 22.1 | 26.9 | 25.2 | 26.8 | 27.5 | 23 | 29.1 | 24.2 | 26.3 | 17.6 | 26.7 | 25.2 | 28.7 | 26.3 | 28.6 | 27.6 | 26.7 | 0
5497 | 28.6 | 24.5 | 23.3 | 25 | 26.3 | 22 | 22.1 | 23.9 | 27 | 26.2 | 27.8 | 27.9 | 30.5 | 25 | 21.2 | 23.7 | 26.2 | 28.2 | 25.5 | 26.2 | 27.4 | 26.3 | 23.6 | 23.4 | 25.5 | 27.1 | 29.1 | 23.6 | 23.3 | 24.8 | 27.7 | 27.5 | 26 | 25.8 | 27.2 | 27 | 24.1 | 25 | 26.8 | 29.1 | 25.8 | 28.4 | 21.9 | 26.7 | 25.2 | 26.7 | 28.1 | 22.8 | 28.7 | 23.6 | 27.1 | 17.4 | 26.5 | 24.7 | 28.2 | 27.2 | 28.2 | 27.6 | 26.9 | 0
5498 | 28 | 24.5 | 22.8 | 25.2 | 26.3 | 22 | 22 | 23.8 | 27.3 | 26.1 | 27.8 | 27 | 29.4 | 25 | 21.2 | 23.7 | 25.4 | 28.1 | 25 | 25 | 27.4 | 25.6 | 23.2 | 23 | 24.7 | 27 | 28.2 | 23.4 | 23.4 | 24.6 | 27 | 27.1 | 26 | 25.8 | 26.8 | 27 | 25.2 | 24.9 | 26.6 | 28.7 | 25.8 | 28.4 | 21.6 | 26.6 | 25.2 | 26.1 | 28.4 | 23.2 | 28.2 | 23.1 | 27.6 | 17 | 26.4 | 24.6 | 27.9 | 27.6 | 28 | 27.6 | 27 | 0
5499 | 27.2 | 24.5 | 22.4 | 24.9 | 26.3 | 22 | 21.5 | 23.8 | 27.3 | 25.9 | 28.5 | 26.8 | 28.7 | 24.9 | 21.2 | 23.7 | 24.7 | 27.7 | 24.6 | 24.8 | 27.2 | 25.5 | 22.5 | 23 | 24.5 | 26.6 | 28.2 | 23.4 | 23.2 | 24.2 | 26.3 | 27 | 25.6 | 25.8 | 26.7 | 26.9 | 24.7 | 24.9 | 26.5 | 28.2 | 25.9 | 28 | 21.6 | 26.5 | 25.2 | 25.7 | 27.1 | 22.8 | 27.5 | 22.7 | 28.1 | 16.7 | 26.2 | 24.6 | 28.1 | 27.9 | 27.4 | 27.6 | 26.8 | 0
5500 | 26.6 | 24.5 | 22.3 | 24.5 | 26.3 | 22 | 21.1 | 23.8 | 27.3 | 25.7 | 28.1 | 26.6 | 27.9 | 24.8 | 21.2 | 23.7 | 24.5 | 27.7 | 24.7 | 25 | 27 | 25 | 22.3 | 22.9 | 24.5 | 26.6 | 28.1 | 23.3 | 23.3 | 23.9 | 25.9 | 27 | 25.6 | 25.5 | 26.7 | 26.9 | 24.5 | 24.9 | 26.3 | 27.8 | 25.6 | 27.8 | 21.5 | 26.3 | 25.2 | 25.2 | 25.9 | 23 | 27.3 | 22.6 | 28 | 16.8 | 26.1 | 24.7 | 27.9 | 27.4 | 27.4 | 27.6 | 26.6 | 0
5501 | 26.1 | 24.6 | 22.3 | 23.4 | 26.4 | 21.9 | 21.1 | 23.8 | 27.3 | 25.6 | 26 | 28.4 | 29 | 24.7 | 21.2 | 23.4 | 24.8 | 27.5 | 26 | 28 | 26.9 | 24.5 | 23.4 | 23.2 | 24.5 | 26.6 | 27.6 | 23.8 | 22.6 | 24.8 | 26 | 26.6 | 25.4 | 25.4 | 26.8 | 26.2 | 24.2 | 24.9 | 26.3 | 27.7 | 25.7 | 27.4 | 21.6 | 26.2 | 25.2 | 25.3 | 25 | 22.8 | 27 | 22.5 | 25.2 | 16.8 | 26.6 | 24.7 | 28 | 26.2 | 27.4 | 27.6 | 26.6 | 0
5502 | 26.1 | 24.6 | 22.3 | 23.9 | 26.3 | 21.8 | 21.1 | 23.8 | 27.3 | 25.5 | 26.7 | 28.6 | 28.9 | 24.5 | 21.2 | 23.5 | 24.7 | 27.2 | 26 | 28.2 | 26.9 | 24.1 | 24.5 | 23.5 | 24.5 | 26.6 | 27.1 | 23.8 | 22.2 | 25.2 | 25.8 | 26.6 | 25.5 | 25.7 | 26.7 | 26 | 24.3 | 24.9 | 26.3 | 27.6 | 25.9 | 28.2 | 21.4 | 26.1 | 24.8 | 25 | 24.9 | 23.5 | 28.2 | 22.5 | 25.3 | 18 | 26.9 | 24.6 | 28.2 | 26.8 | 27.5 | 27.7 | 26.9 | 0
5503 | 26.1 | 24.9 | 22.3 | 24.6 | 26.6 | 22 | 20.9 | 23.8 | 27.8 | 25.5 | 27.5 | 29.2 | 29.6 | 24.8 | 21.2 | 23.7 | 25 | 27.2 | 27.5 | 28.2 | 26.7 | 24.2 | 25.7 | 24.4 | 24.5 | 26.6 | 27.1 | 24 | 22.5 | 25.2 | 26 | 26.6 | 25.7 | 26 | 26.7 | 25.9 | 24.5 | 24.8 | 26.9 | 27.1 | 26 | 29.4 | 21.7 | 26.1 | 24.8 | 25.4 | 25 | 24.2 | 29.9 | 22.8 | 26.4 | 19.1 | 27.2 | 24.5 | 28 | 27.8 | 27.6 | 27.7 | 27.1 | 0
5504 | 26.1 | 26.1 | 22.4 | 25.4 | 27 | 22.5 | 21.3 | 23.8 | 28.7 | 25.9 | 28.4 | 30 | 30.6 | 27.3 | 21.5 | 24.2 | 25.6 | 27.7 | 29 | 27.8 | 27.3 | 25.5 | 27 | 25.4 | 24.5 | 26.6 | 27.1 | 24.2 | 23 | 25.4 | 26.6 | 26.6 | 27 | 26.4 | 26.7 | 27 | 24.4 | 25.5 | 30.1 | 27.3 | 25.7 | 30.2 | 22.2 | 26.2 | 25.3 | 26.1 | 25.2 | 24.8 | 31.8 | 23.5 | 27.6 | 20 | 27.6 | 24.8 | 28.8 | 28.8 | 27.7 | 27.8 | 27.4 | 0
5505 | 26.7 | 28 | 24 | 26.2 | 29.1 | 22.5 | 22.8 | 24.5 | 29.4 | 27.8 | 29.1 | 30.8 | 32.5 | 27.8 | 22.5 | 25.6 | 26.7 | 30.3 | 31.3 | 28.2 | 28.6 | 26.3 | 27.9 | 26.6 | 24.9 | 26.9 | 29.5 | 24.6 | 24.4 | 25.2 | 27.7 | 27 | 28.5 | 27 | 27 | 28.7 | 24.6 | 27 | 30.3 | 28.8 | 26.8 | 30.9 | 23.3 | 26.5 | 27.4 | 27.4 | 25.7 | 25.4 | 33 | 24.6 | 29.5 | 20 | 27.9 | 26.5 | 30.3 | 29.9 | 28.5 | 28 | 27.8 | 0
5506 | 27.5 | 28.1 | 25.2 | 26.8 | 29.5 | 24.1 | 24.8 | 25.1 | 30.9 | 28.6 | 29.9 | 31.4 | 34.2 | 29.5 | 22.5 | 26.6 | 27.9 | 31.4 | 32 | 28.8 | 29.7 | 28.1 | 28.6 | 27.6 | 25.4 | 28.1 | 31 | 25 | 25.5 | 25.4 | 29.2 | 27 | 29.5 | 27.8 | 26.8 | 29.2 | 24.5 | 27.8 | 31.7 | 30.1 | 26.2 | 31 | 24.3 | 27.2 | 27.4 | 28.3 | 26.3 | 25.9 | 33.6 | 25.5 | 30.7 | 19.6 | 28.1 | 27.5 | 32.7 | 30.7 | 29 | 28 | 28.5 | 0
5507 | 28.5 | 30 | 27 | 27.4 | 30 | 24.8 | 25.2 | 25.1 | 31 | 29.2 | 30.6 | 31.6 | 36 | 30.6 | 23.1 | 28.1 | 29.2 | 31.4 | 32 | 30 | 30.5 | 30.4 | 29 | 28.4 | 26.4 | 29.4 | 32.5 | 25.4 | 26.6 | 25.6 | 30.6 | 28 | 30 | 29 | 26.8 | 29.9 | 24.6 | 28.3 | 32.8 | 31.1 | 26 | 31 | 25.1 | 28 | 27.4 | 29 | 27 | 26.6 | 33.4 | 27.6 | 31.6 | 19 | 28.2 | 28.8 | 34.1 | 31.4 | 29.3 | 28.1 | 29.4 | 0
5508 | 29.4 | 31.4 | 28.2 | 27.9 | 31.4 | 26.1 | 26.5 | 25.1 | 31.9 | 29.4 | 31.4 | 31.5 | 37 | 31.8 | 23.8 | 29.5 | 30.1 | 32.8 | 30 | 30.8 | 31.8 | 30.9 | 29.4 | 28.8 | 28.1 | 30.7 | 32.3 | 25.5 | 26.6 | 26.4 | 31.6 | 29.7 | 30.7 | 30.3 | 26.8 | 30.5 | 24.4 | 29.8 | 34 | 31.6 | 26.9 | 30.6 | 25.1 | 29.1 | 28 | 28.9 | 27.5 | 27.2 | 33 | 29.4 | 31.2 | 18.9 | 28.3 | 29.8 | 35 | 31.7 | 29.5 | 29.6 | 30.4 | 0
5509 | 30 | 32 | 29 | 28.3 | 31.5 | 26.9 | 27.3 | 25 | 32.5 | 28.1 | 32 | 31 | 37.8 | 31.6 | 24.8 | 30.1 | 30.7 | 32.9 | 28.3 | 31.5 | 32.7 | 31.8 | 29.4 | 29 | 28.1 | 31.7 | 32.5 | 25.5 | 26.6 | 27.2 | 32.1 | 30.9 | 31.6 | 31.4 | 27.5 | 30.7 | 24.5 | 29.9 | 34.3 | 31.9 | 27.4 | 30.4 | 24.8 | 30.2 | 28 | 28.8 | 28.1 | 27.9 | 32.5 | 30 | 30.8 | 19.2 | 28.3 | 29.3 | 35.7 | 32 | 29.5 | 30 | 31.2 | 0
5510 | 30.7 | 32.5 | 29.2 | 28.6 | 31.5 | 22.3 | 27.5 | 25.5 | 31.8 | 29.9 | 32.4 | 30.5 | 38 | 31.9 | 25.4 | 31.1 | 30.8 | 33.3 | 26.6 | 31.4 | 33.7 | 32.4 | 29.4 | 29 | 28.2 | 32.1 | 33 | 25.4 | 26 | 28 | 31.8 | 31.5 | 32.7 | 32 | 28.3 | 30.7 | 24.4 | 30 | 34.9 | 32.1 | 26.8 | 30.1 | 24 | 31.1 | 28 | 28.4 | 28.4 | 28.2 | 32.3 | 29.8 | 30 | 20 | 28.4 | 29.5 | 35.7 | 32 | 30.2 | 30.5 | 31.6 | 0
5511 | 31.1 | 33.3 | 29.4 | 28.7 | 32 | 28.2 | 28.3 | 26.3 | 32 | 31 | 32.3 | 30 | 38.5 | 31.6 | 24.6 | 31.1 | 30.7 | 33.6 | 26.9 | 31.2 | 34.6 | 30.4 | 28.8 | 28.9 | 29.4 | 32.6 | 33.4 | 25.3 | 26 | 28.1 | 31.1 | 31.3 | 32.6 | 32 | 28.6 | 30.7 | 24.6 | 31 | 35.1 | 32.4 | 26 | 30 | 23.4 | 31.7 | 28.3 | 28.5 | 28.7 | 28.2 | 32 | 30.3 | 30 | 20.6 | 28.3 | 29.8 | 34.7 | 31.9 | 30.8 | 30.6 | 31.4 | 0
5512 | 30.9 | 33.3 | 29 | 28.6 | 32 | 28.2 | 28.2 | 26.6 | 31.7 | 31.3 | 32 | 29.6 | 38.5 | 31.2 | 23.3 | 30.7 | 30.1 | 32.8 | 27.6 | 30.5 | 35.3 | 29.8 | 28.1 | 28.6 | 30.3 | 32.6 | 33.9 | 25.1 | 25.5 | 28 | 30.1 | 30.2 | 33.3 | 31.4 | 28.9 | 30.5 | 24.5 | 30.4 | 33 | 32.4 | 26.9 | 29.6 | 22.8 | 31.6 | 28.1 | 28.5 | 28.6 | 27.8 | 31.8 | 26.4 | 29.7 | 20.7 | 28.2 | 29.5 | 35.3 | 31.6 | 30.8 | 30.2 | 30.8 | 0
5513 | 30.6 | 33.5 | 28.5 | 28.2 | 31.8 | 27.6 | 26 | 25.6 | 31 | 30.8 | 31.4 | 29.4 | 38.6 | 30.5 | 24.2 | 29.8 | 29.6 | 32.3 | 29 | 30.2 | 35.9 | 28.4 | 27 | 28 | 30.4 | 32.5 | 33.6 | 25 | 25.4 | 27.4 | 29.2 | 29.5 | 33.5 | 30.6 | 29 | 29.6 | 24.4 | 27.3 | 32.3 | 31.6 | 25.6 | 29.2 | 22.5 | 31.2 | 26.5 | 28.4 | 28.4 | 27.2 | 31.2 | 25.5 | 29.8 | 20 | 28 | 29.5 | 34.6 | 31 | 28.8 | 29.8 | 30 | 0
5514 | 30 | 33.1 | 24.1 | 27.6 | 31 | 26.6 | 25.3 | 24.6 | 30 | 30.6 | 30.9 | 29.3 | 38 | 29.5 | 24.8 | 29.1 | 28.9 | 31.8 | 29 | 29.8 | 35.5 | 26.7 | 26.1 | 27.1 | 24 | 32.5 | 34 | 24.8 | 24.5 | 27 | 28.5 | 29 | 32.5 | 29.9 | 28.1 | 29.1 | 23.8 | 27.3 | 31.3 | 31.1 | 25.5 | 28.6 | 22.1 | 30.4 | 26.1 | 27.6 | 27.9 | 26.4 | 30.4 | 25 | 29.1 | 18.9 | 27.8 | 29.1 | 33.2 | 30.1 | 28.8 | 28.7 | 29.2 | 0
5515 | 29 | 32.2 | 24.6 | 27 | 30.7 | 25.4 | 24 | 23.5 | 29.5 | 29.7 | 30.2 | 29.2 | 37.5 | 28.6 | 24.1 | 28.6 | 28.5 | 30.7 | 28.8 | 29.8 | 34 | 26.4 | 25.4 | 26.1 | 24 | 31.7 | 33 | 24.6 | 23.9 | 26.5 | 28.2 | 29 | 31.9 | 29.4 | 27.6 | 27.6 | 23.4 | 26.6 | 30.4 | 30.6 | 24.5 | 28.4 | 22 | 29.6 | 26.1 | 26.6 | 27.4 | 25.9 | 29.3 | 23.5 | 28.6 | 17.5 | 27.6 | 28.6 | 31.2 | 29.1 | 28.8 | 28.2 | 28.8 | 0
5516 | 28.8 | 30.9 | 24.6 | 26.4 | 29.6 | 24.4 | 24.1 | 23.6 | 29.4 | 28.5 | 29.8 | 29.1 | 36.6 | 28.5 | 23.5 | 28 | 28.2 | 29.8 | 27.4 | 29.6 | 32.8 | 26.4 | 25 | 25.2 | 24 | 31 | 32.1 | 24.4 | 23 | 26.4 | 28 | 28.5 | 31 | 29.2 | 27.3 | 27.2 | 23 | 26 | 30.2 | 30 | 24.5 | 28.4 | 21.8 | 29 | 26.1 | 25.4 | 27 | 25.6 | 28.5 | 24.1 | 27.6 | 16.6 | 27.4 | 28.2 | 30.4 | 28.2 | 28.8 | 27.6 | 28.6 | 0
5517 | 28.5 | 30.3 | 24.5 | 26 | 29.1 | 23.4 | 23.3 | 23 | 29.2 | 27.8 | 29.2 | 28.9 | 36.1 | 28.1 | 22.7 | 27.6 | 28.1 | 29.3 | 26.9 | 29.4 | 32.2 | 25.9 | 24.7 | 24.7 | 24 | 30.7 | 32 | 24.3 | 22.9 | 26.1 | 27.9 | 28.5 | 30.4 | 29.1 | 26.7 | 27.2 | 23.1 | 25.5 | 29.7 | 29.6 | 24.5 | 29.1 | 22 | 28.3 | 25.5 | 24.8 | 26.9 | 25.5 | 27.8 | 24.4 | 27.4 | 16.2 | 27.2 | 27.7 | 30 | 27.6 | 28.6 | 27.4 | 28.6 | 0
5518 | 28.4 | 29.7 | 24.1 | 25.7 | 29 | 23.1 | 22.8 | 22.4 | 29.1 | 27.4 | 28.7 | 28.8 | 35.1 | 28.1 | 22.3 | 27.5 | 28 | 30.6 | 26.3 | 28.5 | 31.5 | 25.9 | 24.7 | 24.4 | 24 | 30.2 | 31.5 | 24.1 | 22.6 | 26 | 27.8 | 28.5 | 30 | 28.8 | 26.3 | 26.8 | 23.2 | 25.5 | 29.5 | 29.2 | 24.5 | 29.6 | 22 | 27.8 | 25.5 | 24.5 | 26.8 | 25.4 | 27.8 | 24.1 | 27 | 16.6 | 27.1 | 27.3 | 29.7 | 27.1 | 28.6 | 27.5 | 28.5 | 0
5519 | 27.5 | 29.3 | 23.9 | 25.4 | 28.9 | 23.1 | 22.5 | 22.5 | 28.8 | 27.1 | 28 | 28.8 | 34.4 | 28 | 22.1 | 27.1 | 27.8 | 28.3 | 26.8 | 27.4 | 30.8 | 25.9 | 24.6 | 24.4 | 24 | 29.7 | 30.5 | 24 | 23 | 25.6 | 27.6 | 28.5 | 29.5 | 28.2 | 26.2 | 26.6 | 23.6 | 25.1 | 29.3 | 29.1 | 24.8 | 30 | 22.2 | 27.5 | 25.5 | 25 | 26.8 | 25 | 28 | 24 | 27.2 | 17.2 | 27 | 26.8 | 29.1 | 26.8 | 28.4 | 27.6 | 28.2 | 0
5520 | 26.9 | 28.4 | 23.5 | 25 | 27.9 | 21.7 | 21.8 | 22.6 | 28.7 | 26.8 | 27.4 | 28.9 | 33.1 | 27.7 | 21.8 | 26.7 | 27.3 | 28.2 | 26.7 | 25.9 | 30.2 | 25.4 | 24.5 | 24.3 | 24 | 29.1 | 30 | 23.9 | 22.9 | 25.5 | 27.3 | 28.4 | 28.5 | 27.3 | 25.8 | 25.7 | 23.5 | 25 | 28.8 | 28.6 | 25 | 29.5 | 22.1 | 27.2 | 23.5 | 25.4 | 26.5 | 24.3 | 28.4 | 24 | 26.8 | 17.7 | 27 | 26.4 | 28.6 | 26.4 | 28.4 | 27.2 | 27.7 | 0
5521 | 26.9 | 28.3 | 23.1 | 24.6 | 27.7 | 21.7 | 21.7 | 22.6 | 28.5 | 26.8 | 26.7 | 29 | 32 | 27.7 | 21.8 | 26.7 | 26.7 | 27.8 | 27.1 | 25.2 | 29.8 | 25.4 | 24 | 24.2 | 24 | 28.6 | 29.5 | 23.9 | 23.1 | 25.1 | 27.1 | 28.1 | 28 | 26.4 | 25.8 | 26 | 23.6 | 25 | 28.8 | 28.4 | 25 | 28.8 | 22.2 | 26.9 | 23.5 | 26 | 26.3 | 23.4 | 28.4 | 23.8 | 26.6 | 17.6 | 26.9 | 25.9 | 28.2 | 26.2 | 28.3 | 27.1 | 27.1 | 0
5522 | 26.9 | 28.1 | 23 | 24 | 27.6 | 21.4 | 21.5 | 22.5 | 27.7 | 26.8 | 26.2 | 29 | 30.6 | 27.5 | 21.4 | 26.6 | 26 | 27.8 | 26.6 | 25 | 29.2 | 24.9 | 23.6 | 23.8 | 24 | 28.3 | 29 | 23.8 | 22.8 | 25 | 26.8 | 28 | 27.6 | 25.6 | 25.8 | 26.5 | 23.4 | 25 | 28.4 | 28.1 | 25 | 27.6 | 22 | 26.8 | 23.7 | 26 | 25.8 | 22.6 | 28 | 23.6 | 25.8 | 17.2 | 26.8 | 25.8 | 28.1 | 25.8 | 28 | 27 | 26.6 | 0
5523 | 26.7 | 28 | 22.5 | 23.5 | 27.5 | 21.3 | 21.3 | 22.5 | 27.2 | 26.6 | 25.8 | 28.8 | 29.9 | 27.4 | 21.2 | 26.1 | 25.5 | 27.8 | 26.6 | 25.9 | 28.7 | 24.9 | 23.1 | 23.5 | 24 | 28 | 28.5 | 23.8 | 23 | 24.7 | 26.6 | 28 | 26.9 | 25.2 | 25.8 | 26.7 | 23.6 | 25 | 28.4 | 28 | 25 | 27 | 22 | 26.7 | 24.6 | 26 | 25.5 | 22.2 | 27.2 | 23.4 | 25.6 | 16.5 | 26.6 | 25.5 | 27.8 | 25.7 | 27.8 | 26.9 | 26.4 | 0
5524 | 26.1 | 27.9 | 22.5 | 23.3 | 27.4 | 21.1 | 21.3 | 22.5 | 27.1 | 26.4 | 25.8 | 28.5 | 29.1 | 27.1 | 21.1 | 25.5 | 25 | 27.8 | 25.8 | 26.9 | 28.4 | 25.1 | 23 | 23.1 | 24 | 27.9 | 28.5 | 23.8 | 22.6 | 24.8 | 26.3 | 27.9 | 26.9 | 25.2 | 25.8 | 26.6 | 23.8 | 24.9 | 28.3 | 27.6 | 25 | 26.8 | 21.7 | 26.2 | 24.6 | 25.5 | 25.1 | 22.3 | 26.8 | 23.7 | 25 | 16.4 | 26.6 | 25.5 | 27.7 | 25.7 | 27.6 | 26.8 | 26.4 | 0
5525 | 25.8 | 27.8 | 22.5 | 24 | 27.4 | 21.1 | 21.2 | 22.5 | 27 | 26.4 | 26.6 | 28.2 | 30.8 | 27.1 | 21.1 | 25.1 | 26.2 | 27.8 | 25.6 | 26.4 | 28 | 24.9 | 23 | 23.4 | 24 | 27.6 | 28 | 23.2 | 22.5 | 25.4 | 26 | 27.5 | 26.5 | 26.8 | 25.8 | 26.7 | 23 | 24.8 | 27.8 | 27.6 | 25 | 27.8 | 21.8 | 25.4 | 24.8 | 24.6 | 26.4 | 23.8 | 26.6 | 23.1 | 26.2 | 17.4 | 25.8 | 25.3 | 27.6 | 25.4 | 27.4 | 26.7 | 26 | 0
5526 | 25.5 | 27.8 | 22.3 | 24.2 | 27.3 | 20.5 | 20.8 | 22.5 | 27.2 | 26.4 | 26.3 | 28.6 | 30.4 | 27.1 | 21.1 | 24.9 | 27 | 27.8 | 26.4 | 26.5 | 27.7 | 24.9 | 24.1 | 23.1 | 24 | 27.5 | 27.7 | 23.3 | 23.5 | 25.4 | 27 | 27.2 | 25.8 | 26.9 | 25.8 | 26.3 | 23.4 | 24.8 | 27.4 | 27.6 | 24.6 | 28 | 22.1 | 24.6 | 25.2 | 25.4 | 26.4 | 23.9 | 27.6 | 23 | 26.2 | 18 | 25.7 | 25.1 | 27.1 | 25.2 | 27.2 | 26.8 | 26.2 | 0
5527 | 25.2 | 27.8 | 21.4 | 24.6 | 27.3 | 20.5 | 20.8 | 22.5 | 27.8 | 26.4 | 26.3 | 29.1 | 30.6 | 25.7 | 21.2 | 25 | 28 | 27.8 | 27.6 | 26.8 | 27.6 | 24.9 | 25.6 | 23.5 | 24 | 27.5 | 27.5 | 23.7 | 24.5 | 25.9 | 27.9 | 28.5 | 25.6 | 27 | 25.8 | 26.6 | 24.1 | 24.8 | 27.4 | 27.6 | 24.8 | 28.8 | 22.6 | 24.4 | 25.2 | 26.6 | 26.8 | 24.4 | 29.2 | 23 | 26.2 | 19.1 | 25.9 | 25.1 | 27.2 | 25.1 | 27.5 | 27.1 | 26.2 | 0
5528 | 25.8 | 27.9 | 22.6 | 25.4 | 27.3 | 21.7 | 21.1 | 22.5 | 28.8 | 26.7 | 26.6 | 30 | 31.6 | 26.5 | 21.3 | 25.2 | 29.2 | 29 | 29 | 27.2 | 27.8 | 25.5 | 26.6 | 24 | 24.1 | 27.5 | 27.5 | 24.2 | 25.4 | 26.4 | 29 | 29.9 | 26.9 | 27 | 25.8 | 27.3 | 25 | 24.8 | 28.3 | 28 | 25.4 | 29.6 | 23.2 | 24.7 | 25.2 | 27.6 | 27.2 | 25 | 30.6 | 24 | 26.6 | 20 | 26.2 | 26 | 28.7 | 25.6 | 28 | 27.2 | 26.6 | 0
5529 | 28 | 29.6 | 23.4 | 26.3 | 26.7 | 23 | 22.7 | 23.9 | 29.8 | 26.8 | 27.4 | 30.8 | 33.2 | 27.4 | 23.8 | 26.8 | 30.2 | 30.3 | 30.1 | 27.6 | 28.9 | 26.8 | 27.5 | 25.3 | 25.9 | 28 | 29.8 | 25.2 | 25.8 | 27.5 | 29.5 | 32 | 29 | 26.9 | 24.7 | 27.6 | 25.5 | 25.7 | 30 | 28.8 | 26.1 | 30.7 | 23.8 | 27.2 | 27 | 28.5 | 28.1 | 25.8 | 31.6 | 25.5 | 26.9 | 20.8 | 27.1 | 27.8 | 30.4 | 26.4 | 29 | 28 | 26.8 | 0
5530 | 28.3 | 30.3 | 24.7 | 27.5 | 26.7 | 23.4 | 24.5 | 23.9 | 31.2 | 28.5 | 28.5 | 31.7 | 35 | 27.8 | 23.9 | 27.8 | 31 | 31.3 | 30.8 | 28.1 | 30.4 | 28.3 | 28 | 26.1 | 26 | 29 | 29.8 | 26.3 | 26.4 | 28.2 | 29.9 | 32.5 | 29.9 | 27 | 26.2 | 26.6 | 25.7 | 26.2 | 31 | 28.9 | 26.9 | 31.4 | 24.4 | 27.6 | 27 | 28.9 | 29.1 | 26.5 | 32 | 26.1 | 27.5 | 21 | 28 | 28.9 | 32 | 27.7 | 29.5 | 28.6 | 27.3 | 0
5531 | 29.2 | 32 | 25.8 | 28.6 | 26.8 | 24.4 | 26.8 | 24.4 | 32.2 | 28 | 29.6 | 32.3 | 36.6 | 28.3 | 24.6 | 29.3 | 31.6 | 32.3 | 31 | 28.6 | 31.7 | 29.4 | 28.6 | 26.8 | 27.4 | 29.5 | 30.3 | 27.6 | 26.8 | 29 | 30 | 33.5 | 30.7 | 27.4 | 27.3 | 27.6 | 25.4 | 26.2 | 32.6 | 30.5 | 27.6 | 32 | 25 | 28 | 27.4 | 29.2 | 30.2 | 27 | 32 | 26.7 | 28 | 20.8 | 29.1 | 28.7 | 33.7 | 28.8 | 30 | 29.4 | 27.8 | 0
5532 | 30.2 | 33.4 | 25.7 | 29.8 | 27.8 | 25.8 | 28.1 | 24.4 | 32.5 | 27 | 30.5 | 32.9 | 37.9 | 29.9 | 26.1 | 26.6 | 32.2 | 31.8 | 30.8 | 29.2 | 32.7 | 30.9 | 29.1 | 26.4 | 30.4 | 31.6 | 31.7 | 28.6 | 27.7 | 29.1 | 30.4 | 33 | 32.4 | 28.3 | 29 | 29 | 25 | 25.4 | 32.6 | 31.1 | 28.6 | 32.1 | 25.6 | 29.6 | 27.3 | 29.4 | 31 | 27.3 | 31.8 | 27.6 | 28.9 | 20.2 | 29.8 | 29.5 | 35 | 29.7 | 31.2 | 30.2 | 28.7 | 0
5533 | 30.2 | 32.9 | 26.8 | 30.5 | 29 | 26.8 | 29.3 | 24.4 | 32.4 | 28 | 31 | 33.1 | 38.6 | 30.8 | 26.7 | 25.3 | 32.6 | 32.3 | 30.2 | 29.9 | 33.9 | 30.7 | 29.8 | 26 | 31 | 32.2 | 32.6 | 29.2 | 28.4 | 29.2 | 30.7 | 29 | 34.2 | 29.4 | 29.4 | 29.5 | 24.6 | 26.6 | 33.5 | 32.2 | 28.9 | 32.4 | 26 | 29.9 | 26.7 | 29.8 | 31.8 | 27.5 | 31.9 | 28.1 | 29.5 | 19.9 | 30.3 | 28.5 | 36 | 29.9 | 31.6 | 30.2 | 29.3 | 0
5534 | 30.2 | 33.9 | 27.3 | 31 | 29.5 | 26.8 | 30.1 | 24.1 | 32.5 | 28 | 31 | 33 | 39 | 32.3 | 27 | 27.5 | 32.8 | 32.8 | 29.6 | 30.4 | 34.5 | 31.3 | 30.2 | 25.2 | 31 | 32.8 | 33.8 | 29.2 | 29 | 29 | 31 | 28.5 | 34.4 | 30.6 | 29.8 | 29.6 | 24.6 | 26.7 | 30.8 | 29.5 | 26.1 | 32.4 | 26.2 | 25.6 | 27.5 | 30.2 | 32.2 | 27.6 | 32.2 | 28.6 | 30.2 | 19.8 | 30.2 | 29.5 | 36.5 | 29.4 | 31.8 | 30.1 | 29.8 | 0
5535 | 29.7 | 33.5 | 25 | 31 | 30.1 | 26.4 | 30.5 | 24.2 | 32 | 29.1 | 30.7 | 32.4 | 38.9 | 32.8 | 27.1 | 30 | 32.6 | 32.8 | 29 | 30.7 | 35.2 | 31.3 | 30.4 | 25.2 | 32.2 | 33.2 | 34.3 | 28.8 | 28.8 | 29.2 | 30.8 | 28.5 | 34 | 31.3 | 29.8 | 30 | 24.7 | 26.7 | 31.8 | 28 | 26.6 | 32.7 | 26.1 | 25.2 | 28.1 | 30.7 | 32.5 | 27.7 | 32.7 | 29 | 30.4 | 20.3 | 30 | 29.5 | 37.3 | 28.2 | 32.2 | 32.7 | 29.6 | 0
5536 | 29.9 | 32.9 | 24.7 | 30.8 | 29.6 | 26.4 | 30.3 | 24.1 | 31.1 | 27.5 | 30.2 | 31.6 | 38.4 | 31.8 | 27.2 | 29.8 | 32.2 | 32.8 | 28.6 | 30.5 | 35.1 | 31.3 | 29.5 | 25.1 | 32.2 | 33.2 | 34.3 | 28 | 28.2 | 29.1 | 30.5 | 29.3 | 32.1 | 31.4 | 29.8 | 28.3 | 25 | 26.7 | 32.1 | 27.6 | 27.7 | 32.6 | 25.7 | 26.8 | 28 | 30.8 | 32.1 | 27.6 | 32.8 | 28.6 | 30.4 | 20.5 | 29.5 | 29 | 36.9 | 27.2 | 32.2 | 31.8 | 29.4 | 0
5537 | 30.4 | 31.4 | 24.2 | 30.4 | 29.2 | 26.1 | 30.3 | 23.9 | 30.6 | 28.1 | 29.8 | 30.6 | 37.4 | 31 | 26.8 | 29.8 | 31.4 | 32.8 | 28.4 | 30 | 35.1 | 30.8 | 28.4 | 25.4 | 32.2 | 33.3 | 34.3 | 27.2 | 27 | 29 | 29.8 | 29 | 31.1 | 30.8 | 29.8 | 28.4 | 25 | 26.4 | 28.4 | 26.6 | 26.6 | 32.4 | 25 | 27.3 | 27.9 | 30.6 | 31.4 | 27.4 | 32.4 | 27.7 | 30 | 20.6 | 29 | 26.4 | 36.5 | 26.2 | 31.8 | 30.8 | 28.8 | 0
5538 | 31.1 | 30.1 | 22.8 | 30 | 28.2 | 25.4 | 28.8 | 23.9 | 30.2 | 27.9 | 29.4 | 29.8 | 35.8 | 29.8 | 26.5 | 26.6 | 30.6 | 32 | 28.3 | 29.1 | 34.7 | 30.4 | 26.9 | 24.9 | 32.2 | 33.7 | 34.8 | 26.5 | 26 | 28.3 | 29.4 | 28.7 | 29.5 | 29.9 | 29.4 | 28.4 | 24.9 | 26.1 | 28.1 | 26.1 | 26.8 | 31.6 | 24.3 | 27.1 | 27.5 | 29.8 | 30.1 | 26.8 | 31.3 | 27.1 | 29.6 | 19.8 | 28.4 | 26.1 | 35.5 | 25.9 | 31.8 | 29.5 | 28.5 | 0
5539 | 30.2 | 29.6 | 22.6 | 29.3 | 28.2 | 24.4 | 27.8 | 23.9 | 29.6 | 27.5 | 29.1 | 28.8 | 33.9 | 28.8 | 24.6 | 23.6 | 29.8 | 31.3 | 28.3 | 28.3 | 33.5 | 30 | 26.1 | 24.7 | 31.6 | 33.6 | 33.6 | 26.2 | 25.1 | 27.6 | 28.9 | 28.5 | 28.8 | 28.8 | 29 | 26.3 | 24.5 | 25.7 | 27.9 | 26.2 | 26.7 | 30.8 | 23.7 | 27 | 27.5 | 28.9 | 28.9 | 26.1 | 29.9 | 26.2 | 28.8 | 18.8 | 28.1 | 25.9 | 34.1 | 25.8 | 31.6 | 28.5 | 28.1 | 0
5540 | 28.7 | 29.4 | 22.6 | 28.4 | 28.1 | 23.4 | 26 | 23.9 | 29.1 | 26.9 | 28.8 | 28.2 | 32 | 28.6 | 23.7 | 23.6 | 29.2 | 30.7 | 28.2 | 27.6 | 32.5 | 28.3 | 26 | 24 | 30.4 | 33.5 | 32.8 | 26 | 24.8 | 26.6 | 28.8 | 28.5 | 29 | 28 | 28.7 | 26.7 | 24 | 25.2 | 28 | 26.4 | 26.3 | 30 | 23.4 | 26.9 | 27.4 | 28 | 27.6 | 25.4 | 28.6 | 26.1 | 28 | 17.6 | 27.8 | 25.8 | 32.7 | 26 | 28.6 | 27.9 | 28 | 0
5541 | 27.9 | 28.9 | 22.2 | 27.2 | 28 | 23.1 | 25.3 | 23.9 | 28.7 | 26 | 28.4 | 27.6 | 30.5 | 28.3 | 23.5 | 23.8 | 28.7 | 30.3 | 28 | 27.3 | 31.7 | 24.3 | 27 | 24 | 29.9 | 33.4 | 32.3 | 26 | 24.6 | 26 | 28.6 | 28 | 28.2 | 27.5 | 28.3 | 27.2 | 23.5 | 24.7 | 28 | 26.5 | 25.1 | 29.8 | 23.3 | 26.5 | 27.4 | 27.5 | 26.9 | 24.9 | 27.9 | 25.1 | 27 | 17 | 27.8 | 25.6 | 31 | 25.9 | 27.6 | 27.6 | 27.6 | 0
5542 | 27.7 | 28.6 | 22.1 | 26.1 | 27.8 | 23 | 24.8 | 24 | 28.7 | 25.9 | 28 | 27.4 | 29.7 | 25.6 | 23.1 | 23.5 | 28.5 | 30 | 27.8 | 27.3 | 30.9 | 23.3 | 27.9 | 23.8 | 29.4 | 32.7 | 31.3 | 25.8 | 24.6 | 25.5 | 28.7 | 28 | 28.3 | 27.4 | 28.2 | 26.9 | 23.4 | 24.3 | 28.1 | 26.5 | 25 | 29.7 | 23.4 | 25.9 | 27.1 | 27.2 | 26.4 | 24.6 | 27.8 | 25.1 | 26.4 | 16.7 | 27.6 | 25.5 | 30.2 | 25.8 | 27.6 | 27.6 | 27.4 | 0
5543 | 27.2 | 28.5 | 22.1 | 25 | 27.7 | 23 | 24 | 24 | 28.6 | 25.9 | 27.6 | 27.4 | 29.8 | 24.8 | 22.9 | 23.5 | 28.2 | 29.8 | 27.4 | 27.4 | 30.2 | 22.9 | 28.4 | 24.1 | 28.2 | 32.4 | 30.8 | 25.4 | 24.4 | 25.4 | 28.4 | 28 | 28.2 | 27.4 | 27.9 | 27.1 | 23.6 | 24.2 | 28.1 | 26.5 | 25.1 | 30 | 23.4 | 25.2 | 27.1 | 27 | 26.4 | 24.6 | 28 | 24.6 | 26 | 17 | 27.4 | 25.3 | 30.4 | 25.6 | 27.6 | 27.5 | 27 | 0
5544 | 26.7 | 27.8 | 22.2 | 24.5 | 27.7 | 21.4 | 23.6 | 24 | 28.6 | 25.5 | 27.3 | 27.8 | 30.5 | 24.8 | 22 | 23.8 | 27.9 | 29.3 | 27 | 27.4 | 29.5 | 22.8 | 27.6 | 23.9 | 26.2 | 31.6 | 30.3 | 24.7 | 24.1 | 25.2 | 28.2 | 27.8 | 27.5 | 27.5 | 27.7 | 27.1 | 24.1 | 24 | 28 | 26.4 | 25.3 | 29.8 | 23.2 | 24.7 | 26.2 | 26.5 | 26.3 | 24.6 | 28.1 | 24.1 | 26.2 | 17.2 | 27 | 25.2 | 30 | 25.7 | 27.6 | 27.1 | 27 | 0
5545 | 26.7 | 27.9 | 22.3 | 24.2 | 27.5 | 21.2 | 22.9 | 24.1 | 28.5 | 25.5 | 27.2 | 28.1 | 31.4 | 24.4 | 22 | 23.8 | 27.4 | 28.8 | 26.5 | 27.3 | 29 | 23.3 | 26.1 | 24 | 25.9 | 31.5 | 30.3 | 24 | 23.4 | 25.3 | 27.4 | 27.5 | 24.5 | 27.4 | 27.7 | 27 | 24.2 | 24 | 27.7 | 26.3 | 25.3 | 29.5 | 22.9 | 24.6 | 26.2 | 25.9 | 26.3 | 24.6 | 27.9 | 24.1 | 26.4 | 17.4 | 26.6 | 25 | 29.3 | 25.7 | 27.4 | 27.1 | 26.8 | 0
5546 | 26.7 | 27.9 | 22.3 | 24.2 | 27.2 | 21.2 | 22.3 | 24.2 | 27.7 | 25.5 | 27.2 | 28.4 | 32 | 24.4 | 21.9 | 23.7 | 26.8 | 28.5 | 26 | 27 | 28.5 | 23.3 | 24 | 23.6 | 25.9 | 31.4 | 29.8 | 23.4 | 22.8 | 25.2 | 26.8 | 27.5 | 23.5 | 27.2 | 27.6 | 27 | 24.2 | 23.7 | 27.6 | 26.3 | 25.3 | 28.8 | 22.4 | 24.5 | 26.2 | 25 | 26.2 | 24.4 | 27.2 | 23.6 | 26.8 | 17.2 | 26.2 | 25 | 28.6 | 26 | 27.4 | 27 | 26.8 | 0
5547 | 26.7 | 27.9 | 22.3 | 24.1 | 27.2 | 21.3 | 21.9 | 24.2 | 27 | 25.5 | 27.1 | 28.3 | 32 | 24.5 | 21.9 | 23.7 | 26.2 | 28.3 | 25.5 | 26.7 | 28.1 | 23.3 | 22.7 | 23.7 | 25.9 | 31 | 29.3 | 23.2 | 22.1 | 25.4 | 26 | 27.5 | 23.6 | 26.9 | 27.5 | 27 | 23.7 | 23.3 | 27.1 | 26.3 | 25.3 | 28.3 | 22 | 24.5 | 26 | 24.4 | 26.3 | 24.2 | 26.5 | 23.5 | 26.7 | 17.1 | 26 | 24.9 | 28.4 | 25.9 | 27.4 | 26.9 | 26.4 | 0
5548 | 26.2 | 27.8 | 22.4 | 24.1 | 27.2 | 20.8 | 21.9 | 24.2 | 26.9 | 25.6 | 26.9 | 28.3 | 31.5 | 24.3 | 21.9 | 23.7 | 26 | 28.2 | 25.4 | 26.4 | 28 | 23.4 | 22.2 | 23.3 | 25.9 | 30.9 | 28.8 | 23.1 | 22.1 | 25.3 | 25.8 | 27.5 | 23.6 | 26.8 | 27.4 | 25.5 | 23.3 | 23.3 | 27 | 26.3 | 25.4 | 27.8 | 21.7 | 24.5 | 26 | 24.2 | 26.2 | 23.9 | 26.2 | 23.4 | 26.6 | 17 | 25.8 | 24.8 | 28.1 | 25.8 | 27.4 | 26.9 | 26.3 | 0
5549 | 26.2 | 27.5 | 22.5 | 24.6 | 27.2 | 20.8 | 21.5 | 24.3 | 26.9 | 25.6 | 26 | 27.2 | 28.2 | 24.3 | 21.9 | 23.8 | 24.4 | 29.8 | 27 | 24.6 | 27.7 | 23.7 | 23.8 | 23.2 | 25.4 | 30.6 | 28.5 | 24.4 | 23.6 | 25 | 26 | 27.3 | 23.7 | 26.4 | 27.2 | 26.1 | 24.6 | 23.5 | 26.6 | 26.3 | 25.4 | 27.8 | 23 | 24.5 | 26 | 25.6 | 25 | 23.8 | 26.6 | 23.4 | 25.8 | 17.4 | 26.2 | 24.5 | 27.9 | 25.4 | 27.4 | 26.9 | 25.6 | 0
5550 | 26.2 | 27.4 | 22.2 | 24.8 | 27.2 | 20.2 | 21.3 | 24.4 | 27 | 25.6 | 26.3 | 28 | 28.1 | 23.8 | 21.9 | 23.9 | 24.3 | 27.8 | 26.2 | 25.2 | 27.3 | 23.7 | 23.5 | 23 | 25.4 | 30.5 | 27.8 | 24.5 | 24.2 | 25.3 | 26.2 | 27 | 23.3 | 26.9 | 27.2 | 26.4 | 25.3 | 23.5 | 26.5 | 26.3 | 25.5 | 27.8 | 23.2 | 24.5 | 24.5 | 26 | 25.5 | 24.3 | 27.3 | 23.1 | 25.7 | 18.3 | 26.9 | 24.4 | 27.5 | 25.7 | 27.6 | 27 | 25.7 | 0
5551 | 26.2 | 27.4 | 22.2 | 25.3 | 27.2 | 20.1 | 21.2 | 24.4 | 27.4 | 25.5 | 26.8 | 28.3 | 28.9 | 23.3 | 21.9 | 23.8 | 24.6 | 27.8 | 25.6 | 25.6 | 27.3 | 23.7 | 24 | 22.9 | 25.2 | 30.3 | 27.8 | 24.6 | 24.9 | 25.9 | 26.9 | 27 | 23.2 | 27.2 | 27.2 | 26.4 | 25.7 | 23.5 | 26.4 | 26.4 | 25.6 | 28.6 | 23.7 | 24.5 | 24.6 | 26.8 | 26.3 | 25.1 | 28.5 | 23.1 | 26.1 | 19.6 | 27.4 | 24.6 | 27.9 | 25.7 | 27.6 | 27.5 | 26.2 | 0
5552 | 26.2 | 27.8 | 22.2 | 26 | 27.6 | 20.3 | 21.5 | 24.4 | 29 | 26 | 27.5 | 29.4 | 29.6 | 22.8 | 21.9 | 23.7 | 25.2 | 29.4 | 25.6 | 26 | 27.4 | 23.8 | 24.8 | 23.2 | 25.4 | 30.4 | 27.8 | 24.8 | 25.6 | 26.6 | 27.6 | 28 | 23.5 | 28.2 | 27.3 | 26.1 | 26 | 23.6 | 26.3 | 26.5 | 26.1 | 29.4 | 24 | 24.5 | 25.6 | 27.7 | 27.4 | 26 | 30 | 23.4 | 26.2 | 20.6 | 28 | 25 | 28.9 | 25.8 | 28 | 28 | 27 | 0
5553 | 26.6 | 29 | 23.2 | 26.9 | 28.2 | 21.6 | 22.4 | 24.8 | 29.6 | 27.7 | 28.2 | 30.1 | 31.3 | 24.9 | 23.5 | 23.2 | 26.2 | 31.1 | 26.7 | 26.1 | 29.2 | 24.6 | 26.1 | 23.6 | 27.6 | 30.6 | 28.7 | 25 | 26.2 | 27.5 | 28.6 | 31 | 23.2 | 28.9 | 26.3 | 25.6 | 26 | 22.6 | 25.7 | 27.5 | 27.1 | 30.6 | 24.4 | 26.4 | 25.4 | 28.8 | 28.6 | 26.9 | 31.3 | 24.2 | 27.2 | 21.3 | 28.2 | 25.2 | 31.2 | 25.5 | 28.6 | 28.7 | 27.9 | 0
5554 | 27.2 | 29.9 | 23.4 | 28 | 28.7 | 22.2 | 24.8 | 24.7 | 30.9 | 28.8 | 29.1 | 31.7 | 32.8 | 26.9 | 23.9 | 23.3 | 27.3 | 32.1 | 28.4 | 26.5 | 30.8 | 25.3 | 27.1 | 24.3 | 28.6 | 32.5 | 28.8 | 25.5 | 26.7 | 28.3 | 29.4 | 31.5 | 23.4 | 30.4 | 28.1 | 25.6 | 26.2 | 22.6 | 25.5 | 28.2 | 27.3 | 31.3 | 24.4 | 26.8 | 26.5 | 29.4 | 29.7 | 27.8 | 32.1 | 24.9 | 28 | 21.1 | 28.7 | 27.4 | 32.5 | 25.5 | 28.8 | 28.7 | 28.8 | 0
5555 | 27.1 | 30.7 | 23.5 | 29 | 29.2 | 22.7 | 25.6 | 24.6 | 31.8 | 29.7 | 30 | 33 | 34.8 | 28.5 | 25.1 | 23.5 | 28.4 | 32.5 | 30.4 | 27 | 32.4 | 25.6 | 27.8 | 25 | 30.1 | 33.6 | 30 | 26 | 27.2 | 29 | 30 | 29.5 | 24.1 | 31.4 | 29.7 | 25.4 | 26.4 | 22.8 | 26 | 30.2 | 28.2 | 31.8 | 24.4 | 27.3 | 27 | 29.8 | 30.6 | 28.6 | 32.4 | 25.9 | 29.4 | 20.4 | 29 | 28.5 | 33.6 | 25.6 | 29.2 | 29.1 | 29.6 | 0
5556 | 27 | 30 | 23.9 | 29.9 | 30.9 | 24.7 | 25.9 | 24.4 | 31.6 | 28.3 | 31 | 34.8 | 36.1 | 30 | 26.7 | 25.3 | 29.2 | 33.3 | 31.7 | 28 | 33.6 | 26.8 | 27.7 | 25.8 | 30.9 | 35.8 | 31 | 26.7 | 27.7 | 29.5 | 30.2 | 29 | 24.6 | 32.6 | 30.5 | 24.7 | 27 | 22.8 | 26.8 | 31.2 | 28.8 | 31.6 | 24 | 29.4 | 26.6 | 29.7 | 31.3 | 29.2 | 32.2 | 26.4 | 30 | 19.1 | 29.7 | 29.4 | 34.5 | 26.2 | 30 | 29.5 | 30.2 | 0
5557 | 27.6 | 32.7 | 24.4 | 30.6 | 31.2 | 25 | 26.6 | 24.6 | 30.7 | 29.3 | 31.8 | 35.4 | 37.8 | 30.7 | 27.4 | 27.3 | 29.7 | 34.2 | 32.2 | 28.9 | 34.4 | 28.1 | 27.4 | 26.2 | 31.3 | 36.5 | 32.1 | 27.3 | 28.2 | 29.8 | 30.2 | 29 | 25 | 32.6 | 31.4 | 24.8 | 27.5 | 22.8 | 27.4 | 32.4 | 29 | 31.6 | 23.9 | 30.7 | 26.6 | 29.7 | 31.8 | 29.7 | 31.8 | 27.1 | 30.9 | 18.2 | 30.2 | 29.5 | 35.5 | 26.7 | 29.5 | 29.5 | 30.7 | 0
5558 | 28.1 | 33.2 | 25.4 | 31 | 31.2 | 24.7 | 27.3 | 24.9 | 29.9 | 29 | 32.4 | 35.4 | 38.6 | 31 | 27.3 | 27.3 | 29.8 | 34.6 | 31.6 | 29.6 | 35.3 | 29.1 | 27 | 26.4 | 31.6 | 36.6 | 33 | 27.6 | 28.6 | 30 | 30 | 28 | 26.4 | 32 | 32.5 | 25.3 | 28 | 22.8 | 28 | 30.2 | 28.8 | 31.4 | 23.8 | 27.3 | 27.5 | 29.7 | 32 | 30 | 31.3 | 27.1 | 31.2 | 17.6 | 30.6 | 29.5 | 36 | 27.2 | 30.2 | 29.5 | 31 | 0
5559 | 28.6 | 33.7 | 26 | 31.1 | 31.6 | 25 | 28.1 | 25.2 | 30.4 | 29.7 | 32.4 | 33.6 | 39.5 | 31.5 | 27.4 | 27.8 | 29.6 | 34.2 | 30.5 | 29.6 | 35.5 | 28.7 | 27.1 | 25.9 | 31.6 | 37.2 | 33.4 | 27.5 | 28.8 | 30.1 | 29.9 | 27.5 | 26.7 | 30.1 | 32.8 | 25.8 | 28 | 22.8 | 29.8 | 30.3 | 28.3 | 31.7 | 24.1 | 27.3 | 27.5 | 30 | 31.9 | 30.1 | 30.9 | 26.3 | 31.9 | 17.9 | 30.3 | 29.5 | 35.8 | 27.1 | 30.4 | 29.5 | 31.2 | 0
5560 | 29.6 | 33.7 | 25 | 30.9 | 31.7 | 24.6 | 27.6 | 25.2 | 30.4 | 29.3 | 32.2 | 31.8 | 39 | 31.6 | 27.4 | 27.7 | 29.2 | 32.6 | 29.1 | 29.2 | 35.5 | 28.9 | 27 | 25.3 | 32.8 | 37.2 | 33.2 | 27.2 | 28.7 | 29.9 | 29.6 | 27.7 | 27.5 | 28.4 | 32.5 | 26.2 | 27.7 | 22.1 | 30 | 28.2 | 28.4 | 31.7 | 24.2 | 27.6 | 27.5 | 30.1 | 31.4 | 29.8 | 30.6 | 26.9 | 31.8 | 18.2 | 29.7 | 29.4 | 34.7 | 26.8 | 30.4 | 29.5 | 31.2 | 0
5561 | 30 | 33.8 | 24.6 | 30.4 | 31.3 | 24.2 | 27.6 | 25.1 | 29.8 | 29.6 | 31.6 | 29.8 | 38 | 31.6 | 26.9 | 25 | 28.8 | 32.1 | 28.2 | 28.4 | 35.5 | 28.3 | 27 | 24.4 | 32.8 | 37.2 | 33.1 | 26.8 | 28.2 | 29.6 | 29.4 | 28 | 27.6 | 26.8 | 31.4 | 26.6 | 27 | 22.1 | 30 | 26.2 | 28.1 | 31.8 | 24.4 | 28.7 | 27.5 | 30.2 | 30.6 | 29.4 | 30.2 | 26.4 | 31.8 | 18.6 | 28.8 | 28.8 | 34.1 | 26.2 | 29.4 | 29.5 | 31 | 0
5562 | 29 | 33.7 | 23.6 | 29.6 | 30.1 | 23.7 | 26.3 | 25.4 | 29.8 | 30.1 | 31 | 29.2 | 35.6 | 30.8 | 25.9 | 24.8 | 28.3 | 30.6 | 27.7 | 27.8 | 35.3 | 27.8 | 26.3 | 23.8 | 32.7 | 38.3 | 33.5 | 26.6 | 27.4 | 28.9 | 29 | 28.4 | 27.2 | 26.7 | 30.7 | 26.9 | 26.5 | 21.8 | 30.5 | 26.2 | 25.5 | 31.2 | 24.1 | 29.3 | 26.9 | 29.7 | 29.5 | 28.8 | 29.7 | 24.2 | 30.7 | 18.3 | 28.2 | 28.5 | 33.1 | 25.9 | 27.2 | 29.5 | 30.5 | 0
5563 | 28.4 | 32.1 | 23 | 28.6 | 29.7 | 22.7 | 25.1 | 24.5 | 28.8 | 28.6 | 30.2 | 29 | 33.5 | 29.3 | 24.8 | 24.7 | 27.8 | 29.7 | 27.8 | 27.4 | 34.1 | 27.3 | 25.3 | 23.1 | 32.1 | 38.2 | 32.7 | 26.3 | 26.6 | 28.2 | 28.7 | 28.5 | 26.8 | 26.9 | 30.3 | 26.8 | 26 | 21.3 | 29.6 | 26.2 | 25.9 | 30.7 | 23.7 | 28.3 | 26.9 | 29.1 | 28.4 | 28.1 | 29 | 23.8 | 30.1 | 17.8 | 27.7 | 28.1 | 32.4 | 25.7 | 27.2 | 29.5 | 29.8 | 0
5564 | 27.6 | 30.6 | 22.5 | 27.6 | 29.2 | 22 | 24.5 | 24 | 28.8 | 27.8 | 29.6 | 29.6 | 31.4 | 28.6 | 24.4 | 24.3 | 27.4 | 29.8 | 28 | 27.4 | 33.2 | 26.9 | 24 | 22.8 | 31.4 | 37.2 | 31.9 | 26.2 | 25.8 | 27.4 | 28.4 | 28.2 | 26.6 | 27.8 | 29.7 | 26.8 | 25.8 | 21 | 28.7 | 26.2 | 25.9 | 30 | 23.2 | 27.7 | 26.9 | 28.2 | 27.4 | 27.4 | 28.4 | 23.5 | 29 | 17 | 27.6 | 27.6 | 31.9 | 25.8 | 27.2 | 29.5 | 29 | 0
5565 | 27.1 | 29.7 | 22 | 26.7 | 28.7 | 21.7 | 23.4 | 23.6 | 27.7 | 27.3 | 28.9 | 29.5 | 30.7 | 28.3 | 23.7 | 23.9 | 27 | 29.1 | 28.2 | 27.5 | 32.7 | 26.3 | 23.2 | 22.5 | 30.6 | 35.5 | 31.1 | 25.8 | 25.2 | 26.8 | 28.3 | 28.2 | 26.6 | 27.9 | 29.3 | 26.8 | 25.5 | 20.8 | 28.4 | 26.2 | 25.2 | 29.9 | 23 | 26.9 | 26.3 | 27.7 | 26.7 | 26.8 | 27.9 | 23.3 | 28.8 | 16.7 | 27.4 | 27.2 | 31.7 | 25.7 | 27.2 | 29.5 | 28.2 | 0
5566 | 27.1 | 29.3 | 22 | 26 | 28.7 | 21.5 | 22.6 | 23.7 | 27.4 | 27.7 | 28.4 | 29.4 | 30.3 | 28 | 22.6 | 23.9 | 26.7 | 29.1 | 27.9 | 27.5 | 32 | 25.5 | 22.7 | 22.5 | 30.1 | 34.2 | 30.6 | 25.5 | 24.9 | 26.3 | 28.1 | 28.2 | 26.4 | 28.1 | 29.1 | 26.7 | 25.4 | 21.2 | 28 | 26.2 | 25.1 | 29.9 | 22.9 | 26.9 | 26.3 | 27.3 | 26.4 | 26.3 | 27.8 | 23.6 | 28.2 | 16.6 | 27.5 | 26.8 | 30.5 | 25.8 | 27 | 29.5 | 27.6 | 0
5567 | 27 | 29.1 | 22 | 25.6 | 28.7 | 21.2 | 22.3 | 23.7 | 27.3 | 26.8 | 27.8 | 28.5 | 30.6 | 27.6 | 22.6 | 23.9 | 26.4 | 29.1 | 27.6 | 27.2 | 31.4 | 25.1 | 23 | 22.6 | 29.1 | 33 | 30 | 25 | 24.6 | 26 | 28 | 28.2 | 26.4 | 27.4 | 28.9 | 26.2 | 25 | 21.2 | 27.6 | 26.1 | 25.1 | 30.2 | 23 | 26.9 | 26.4 | 27.2 | 26.2 | 25.8 | 27.8 | 23.4 | 28 | 16.9 | 27.2 | 26.4 | 29.9 | 25.6 | 27 | 29.5 | 27.2 | 0
5568 | 27.1 | 28.2 | 22 | 25.3 | 27.7 | 21 | 21.5 | 23.4 | 27.3 | 26.3 | 27.5 | 28.1 | 30.1 | 27.4 | 22.2 | 23.8 | 26.1 | 28.7 | 27.2 | 26.6 | 30.6 | 24.9 | 23.3 | 23.1 | 28.6 | 31.2 | 29.4 | 24.7 | 24.3 | 25.6 | 27.6 | 28.2 | 26.4 | 27.2 | 28.3 | 26.2 | 24.7 | 20.8 | 27.5 | 26.1 | 24.4 | 30.1 | 23 | 26.4 | 26.7 | 26.8 | 26 | 25.3 | 27.9 | 23.2 | 26.9 | 17 | 27.1 | 25.9 | 29.4 | 25.6 | 26.8 | 28.3 | 26.9 | 0
5569 | 27.1 | 28.1 | 22 | 25.2 | 27.6 | 20.7 | 21.2 | 23.5 | 27.3 | 26.3 | 27 | 27.4 | 29.8 | 27.2 | 22 | 23.2 | 25.8 | 28.6 | 27.1 | 25.7 | 30.4 | 24.9 | 24 | 23.4 | 27.6 | 31 | 29.4 | 24.4 | 24 | 25.3 | 27.2 | 27 | 26.1 | 26.7 | 28 | 26.4 | 24.2 | 20.4 | 27.5 | 25.9 | 24.5 | 29.9 | 23 | 26.2 | 26.7 | 26.6 | 25.8 | 24.7 | 27.8 | 22.9 | 26.2 | 17.1 | 26.7 | 25.5 | 28.9 | 25.4 | 26.8 | 28.3 | 26.7 | 0
5570 | 27.1 | 27.7 | 22 | 25 | 27.6 | 20.5 | 20.7 | 23.5 | 27.3 | 26.3 | 26.7 | 27.4 | 28.8 | 27 | 22 | 23.3 | 25.4 | 28.5 | 27.2 | 25 | 29.9 | 24.6 | 24.2 | 23.8 | 27.6 | 30.7 | 29 | 24.4 | 23.6 | 25 | 26.6 | 26 | 26 | 26.8 | 27.8 | 26.4 | 24 | 20.4 | 27.4 | 25.7 | 24.6 | 29.2 | 22.8 | 26 | 26.7 | 26 | 25.4 | 24.2 | 27.4 | 22.9 | 25.2 | 16.8 | 26.4 | 25.5 | 28.4 | 25.4 | 26.6 | 28.3 | 26.4 | 0
5571 | 27.1 | 27.5 | 22 | 24.8 | 27.4 | 20.3 | 20.1 | 23.6 | 27.3 | 26.3 | 26.3 | 27 | 28.5 | 26.7 | 22 | 23.5 | 25 | 28.4 | 27.5 | 24.4 | 29.6 | 24.6 | 24.4 | 23.7 | 27.2 | 30 | 28.5 | 24.3 | 23.3 | 24.9 | 26.2 | 25.5 | 25.7 | 26.4 | 27.8 | 26.5 | 23.9 | 20.5 | 27.3 | 25.7 | 24.7 | 28.6 | 22.8 | 25.8 | 26.5 | 25.7 | 25.1 | 23.8 | 26.9 | 22.6 | 25.3 | 16.7 | 26 | 25.5 | 27.8 | 25.2 | 26.6 | 28.3 | 26.1 | 0
5572 | 27.1 | 27.2 | 22.1 | 24.6 | 27.2 | 20.3 | 19.9 | 23.7 | 27 | 26.2 | 26.1 | 27.2 | 27.9 | 26.8 | 21.9 | 23.5 | 24.7 | 28.2 | 27.4 | 24.4 | 29.2 | 24.6 | 24 | 23.6 | 26.2 | 30 | 28.3 | 24.4 | 23.3 | 24.8 | 25.9 | 25.5 | 25.6 | 26.6 | 27.8 | 26.4 | 24.2 | 20.5 | 27.3 | 25.7 | 25 | 27.9 | 22.8 | 25.6 | 26.5 | 25.4 | 24.9 | 23.6 | 26.5 | 22.4 | 25.2 | 16.7 | 26 | 25.2 | 27.7 | 25.4 | 26.6 | 28.3 | 25.7 | 0
5573 | 27.1 | 27.1 | 22.1 | 24.2 | 27.1 | 20.3 | 19.5 | 23.8 | 26.8 | 25.8 | 27 | 28.6 | 29 | 26.7 | 21.9 | 23.6 | 25.6 | 28.1 | 26.8 | 26.4 | 29 | 24.6 | 22.4 | 22.4 | 26.2 | 30 | 27.9 | 24 | 24 | 25.6 | 25.4 | 25.7 | 25.3 | 26.4 | 27.7 | 26.6 | 24.4 | 20.5 | 27.2 | 25.6 | 25.1 | 27 | 22 | 25.6 | 26.5 | 26 | 25.2 | 23 | 26.6 | 22.5 | 25.6 | 14.8 | 26 | 25.1 | 27.4 | 25.4 | 26.6 | 28.3 | 26.6 | 0
5574 | 27.1 | 26.7 | 22 | 24.6 | 26.9 | 20.3 | 18.7 | 23.9 | 26.8 | 25.8 | 27.1 | 27.8 | 29 | 27 | 21.9 | 23.7 | 31.2 | 28.1 | 26.4 | 27.3 | 28.5 | 24.3 | 23.3 | 22.6 | 26.2 | 28.5 | 27.2 | 23.8 | 24.2 | 25.7 | 25.7 | 26 | 25.1 | 26.2 | 27.5 | 26 | 24.5 | 20.4 | 27 | 25.6 | 25.1 | 27.3 | 21.9 | 25.3 | 26.5 | 25.7 | 25.6 | 23.7 | 27.3 | 22.5 | 25.3 | 17.1 | 26.1 | 24.9 | 27 | 26.2 | 26.6 | 28.3 | 26.3 | 0
5575 | 27.1 | 26.7 | 22.1 | 25.6 | 26.9 | 20.3 | 18.8 | 23.9 | 27.3 | 25.8 | 27.2 | 28.4 | 29.6 | 27.4 | 21.9 | 23.7 | 34.4 | 28.1 | 25.8 | 28 | 28.5 | 24.1 | 24.8 | 22.9 | 26.2 | 28.5 | 27.2 | 23.5 | 24.9 | 26.3 | 26.8 | 26 | 25.1 | 26.8 | 27.4 | 26.3 | 25 | 20.3 | 27.1 | 25.7 | 25.2 | 28.3 | 22.2 | 25.3 | 26.4 | 25.8 | 26.4 | 24.1 | 28.5 | 22.6 | 25.7 | 19.1 | 26.3 | 25 | 27 | 27.1 | 26.6 | 28.3 | 26.2 | 0
5576 | 27.2 | 26.7 | 22.4 | 26.4 | 27.2 | 20.9 | 20 | 23.9 | 27.8 | 25.9 | 27.2 | 29.6 | 30.8 | 28.1 | 21.9 | 23.7 | 37.4 | 28.1 | 25.2 | 28 | 28.5 | 24.3 | 26.2 | 23 | 26.6 | 28.5 | 27.3 | 23.4 | 26 | 27.2 | 28 | 25.7 | 25.6 | 27.4 | 27.5 | 26.5 | 26 | 20.3 | 28.2 | 25.8 | 25.4 | 29.6 | 22.7 | 26 | 26.4 | 26.3 | 27.4 | 25 | 30 | 23.7 | 26.4 | 21 | 26.8 | 25.1 | 27.9 | 28.2 | 26.6 | 28.3 | 26.2 | 0
5577 | 28 | 28.4 | 23.4 | 27.5 | 28.4 | 21.6 | 22.2 | 24 | 29.4 | 27.6 | 27.5 | 32.3 | 32.7 | 29.9 | 23.2 | 25.1 | 34.4 | 28.6 | 24.7 | 27.9 | 30.5 | 24.6 | 27.7 | 23.3 | 28.2 | 30 | 28.1 | 23.2 | 27.2 | 28.4 | 29.8 | 25.9 | 26.3 | 28.5 | 27.9 | 28.1 | 27 | 21.3 | 30.4 | 27.8 | 26 | 30.8 | 23.5 | 27.6 | 27.1 | 27.4 | 28.5 | 25.2 | 31.3 | 24.5 | 27.7 | 21.2 | 27.3 | 25.3 | 29.9 | 29.1 | 27.3 | 28.6 | 26.8 | 0
5578 | 28.8 | 30 | 23.6 | 28.4 | 28.9 | 22.6 | 24.5 | 24.4 | 29.2 | 28.8 | 27.9 | 34.3 | 34.6 | 29.9 | 24.2 | 26.4 | 31.2 | 30.2 | 24.6 | 27.6 | 32 | 25.2 | 28.3 | 23.5 | 29.2 | 32.1 | 28.7 | 23.2 | 28.1 | 29.5 | 31.4 | 25.9 | 27.4 | 29 | 28.3 | 27.9 | 27.9 | 22.2 | 31.4 | 29.5 | 26.7 | 31.7 | 24 | 29.1 | 27.1 | 28.5 | 29.5 | 25.8 | 32.1 | 26.3 | 28.9 | 21 | 28 | 26.4 | 31.6 | 30.1 | 27.4 | 28.6 | 27.5 | 0
5579 | 29.7 | 27.6 | 24.1 | 29.4 | 29.7 | 23.4 | 25.9 | 25.1 | 30.2 | 29.9 | 28.8 | 35.6 | 36.4 | 31.4 | 25.1 | 27.3 | 26 | 31.4 | 25 | 28 | 33.3 | 25.4 | 28.6 | 24 | 30.4 | 34 | 29.8 | 23.2 | 28.4 | 30.4 | 32.8 | 26.4 | 28.3 | 29.2 | 28.6 | 27.8 | 28.4 | 23.3 | 32.4 | 30.3 | 27.2 | 32.1 | 24.4 | 30.9 | 27.2 | 29.5 | 30.4 | 26 | 32.4 | 28 | 30.2 | 20.2 | 28.5 | 27.2 | 33.8 | 30.8 | 28 | 28.2 | 28.6 | 0
5580 | 31 | 23.6 | 25.7 | 30 | 30.9 | 24.9 | 27.1 | 25.9 | 31.7 | 30.2 | 29.7 | 34.6 | 37.4 | 32.4 | 26 | 29.4 | 25.5 | 31.7 | 25.9 | 28.8 | 34.8 | 26 | 28.1 | 24.6 | 31.2 | 36.3 | 31.5 | 23.5 | 28 | 30.9 | 33.4 | 27.1 | 28.9 | 28.4 | 29.2 | 27 | 28.7 | 25 | 33.6 | 31.9 | 28.5 | 32.1 | 24.4 | 31.7 | 27.6 | 29.9 | 31.2 | 26.8 | 32.2 | 29.3 | 31 | 20.5 | 29.1 | 27.3 | 34.5 | 31.5 | 28.3 | 28 | 29.3 | 0
5581 | 31.2 | 23.6 | 26.6 | 30.9 | 31.1 | 24.7 | 28 | 27.1 | 31.7 | 31.6 | 30.7 | 32.8 | 38.2 | 32.3 | 25.8 | 30.1 | 25.2 | 32.4 | 27 | 30.2 | 35.1 | 26.5 | 27.7 | 25.5 | 32.2 | 37 | 31.9 | 23.6 | 27.2 | 31.2 | 33.8 | 27.4 | 30 | 27.8 | 29.7 | 27.7 | 28.8 | 25.4 | 33.9 | 30.4 | 28.8 | 31.9 | 24.5 | 32.5 | 27.6 | 30.1 | 31.9 | 27.1 | 31.8 | 29.3 | 31.7 | 20.8 | 29.3 | 27.5 | 34.8 | 31.8 | 29 | 28 | 29.9 | 0
5582 | 31.8 | 25.6 | 26.6 | 31.4 | 31.2 | 24.5 | 29.5 | 28 | 30.3 | 32.4 | 31.4 | 30.2 | 38.4 | 32 | 22.7 | 30.3 | 28.4 | 31.2 | 28 | 31.4 | 36 | 26.5 | 27.2 | 26.2 | 32.7 | 37.3 | 31.7 | 24 | 26.2 | 31 | 33.6 | 27.8 | 31.3 | 27 | 30.4 | 28.5 | 28.8 | 25.4 | 34.8 | 27.4 | 28.4 | 31.8 | 24.6 | 33.1 | 27.6 | 29.8 | 32.4 | 27.4 | 31.3 | 29.9 | 32 | 21.8 | 29.4 | 27.3 | 35.8 | 31.8 | 29 | 28.1 | 30 | 0
5583 | 32.5 | 26.2 | 25.6 | 31.9 | 31.2 | 23.8 | 29 | 23.1 | 29.3 | 32.2 | 31.7 | 28.9 | 38.8 | 32.3 | 25.3 | 30.4 | 28.7 | 28.7 | 28.6 | 32.2 | 36.7 | 26.5 | 27.3 | 26.8 | 33.2 | 37.4 | 31.2 | 24.1 | 25.4 | 30.6 | 33.5 | 27.9 | 31.4 | 27.1 | 31.1 | 28.4 | 28.7 | 25.3 | 33.4 | 28 | 27.2 | 31.6 | 24.9 | 33.8 | 27.6 | 29.6 | 32.5 | 26.6 | 30.9 | 30.2 | 32.3 | 21.8 | 29 | 26.8 | 36 | 31.3 | 28.5 | 28.1 | 29.9 | 0
5584 | 32.6 | 27.2 | 25.3 | 31.7 | 30.4 | 23.6 | 29 | 23.3 | 28.6 | 31.3 | 31.3 | 28.1 | 38.9 | 32 | 25.5 | 30.1 | 30 | 29.2 | 28.8 | 32 | 36.6 | 26.5 | 27.1 | 26.8 | 33.3 | 37.6 | 31.4 | 24.5 | 24.9 | 30 | 32.7 | 27.9 | 31.3 | 27.1 | 31.1 | 28.4 | 28.5 | 26.3 | 33.4 | 28 | 28 | 31.6 | 25 | 33.6 | 27.6 | 29.3 | 32.2 | 26 | 30.6 | 26.8 | 32.2 | 21.5 | 28.6 | 26.4 | 36.4 | 30.6 | 29 | 28.1 | 29.4 | 0
5585 | 32.5 | 27.6 | 23.9 | 31.2 | 29.9 | 23.8 | 28.1 | 23 | 28.7 | 31 | 30.6 | 28.6 | 39 | 31.5 | 25.5 | 28.3 | 28 | 29.7 | 28.6 | 31 | 36.4 | 26.5 | 27 | 26.4 | 28.7 | 37.7 | 31.5 | 24.6 | 24.6 | 29.2 | 32 | 27.5 | 32.3 | 27.4 | 30.6 | 28.8 | 28 | 26.3 | 32.1 | 28.8 | 27.7 | 31.4 | 25 | 33.7 | 27.6 | 29.2 | 31.4 | 24.8 | 30.2 | 23.8 | 32 | 20 | 28 | 25.5 | 35.6 | 29.8 | 29 | 28.1 | 29 | 0
5586 | 32.3 | 27.4 | 23.7 | 29.9 | 29.4 | 24 | 25.6 | 22.7 | 28.3 | 30.8 | 29.5 | 28.6 | 38.4 | 29 | 25.4 | 28.1 | 28.2 | 30.1 | 28.2 | 29.3 | 35.5 | 26.4 | 26.2 | 25.5 | 28.7 | 38.2 | 31.7 | 24.9 | 24.3 | 28.2 | 30.7 | 27.4 | 31.2 | 26.9 | 29.9 | 28.7 | 27.3 | 26.2 | 30.6 | 28.6 | 27.5 | 31.1 | 24.3 | 34.5 | 25.8 | 28.7 | 30.2 | 24.4 | 29.7 | 23.3 | 31.3 | 18.8 | 27.6 | 24.3 | 35.2 | 29.3 | 29.2 | 28 | 28.4 | 0
5587 | 31.3 | 26.7 | 23.7 | 28.7 | 28.9 | 22.8 | 25.1 | 22.7 | 28 | 29.8 | 28.6 | 28.7 | 37.5 | 28.2 | 24.6 | 27.3 | 26.4 | 29.7 | 27.7 | 28 | 34.2 | 25.6 | 25.4 | 24.6 | 28.7 | 38.5 | 31.2 | 24.8 | 24 | 27.2 | 29.6 | 27.1 | 30.4 | 26.4 | 29 | 28.2 | 26.2 | 25.6 | 25.4 | 28 | 27.1 | 30.6 | 23.5 | 33.6 | 26 | 28.3 | 29 | 23.8 | 29 | 23.6 | 30.4 | 17.4 | 27.2 | 24.3 | 34.1 | 28.9 | 29 | 28 | 28.2 | 0
5588 | 30.5 | 26.2 | 23.6 | 27.6 | 28.4 | 22.4 | 21 | 22.8 | 27.7 | 28.5 | 28 | 28 | 36 | 27.8 | 24.2 | 26.5 | 27 | 29.2 | 27.4 | 27 | 33.5 | 25 | 24.4 | 23.8 | 28.7 | 37.8 | 30.6 | 24.6 | 23.6 | 26.4 | 28.4 | 27.2 | 29.7 | 25.4 | 28.3 | 27.9 | 25 | 25 | 25.3 | 27.8 | 24.8 | 30.2 | 22.4 | 30.1 | 26 | 27.6 | 28 | 23.8 | 28.4 | 23.8 | 29.2 | 17 | 27 | 24.3 | 32.6 | 28.8 | 28.2 | 28.1 | 28 | 0
5589 | 29.6 | 25.7 | 23.6 | 27.2 | 28.2 | 21.3 | 20.9 | 23 | 27.4 | 27.7 | 27.9 | 27.8 | 34.5 | 27.5 | 23.8 | 25.9 | 25.4 | 29.2 | 27.2 | 26.9 | 33.2 | 24.5 | 24.1 | 23.5 | 28.7 | 37 | 29.7 | 24 | 23.2 | 25.9 | 28 | 27.3 | 28.8 | 25.1 | 27.9 | 27.4 | 23.9 | 24.7 | 25.5 | 27.5 | 25.3 | 29.9 | 21.7 | 29 | 25.4 | 27.1 | 27.4 | 23.2 | 27.9 | 24 | 28.3 | 16.6 | 26.7 | 24.3 | 31.6 | 28.5 | 28 | 27.8 | 28.2 | 0
5590 | 29.1 | 25.4 | 23.6 | 26.9 | 28.1 | 21.3 | 21 | 23 | 27.2 | 27.2 | 27.9 | 27.2 | 32.8 | 27.2 | 23.5 | 25.6 | 26.3 | 28.7 | 27.1 | 26.9 | 32.7 | 24 | 23.7 | 23.4 | 28.2 | 36.3 | 29.7 | 23.7 | 23.1 | 25.7 | 27.6 | 27.2 | 27.8 | 25 | 27.6 | 27.4 | 23.4 | 24.4 | 25.5 | 27.3 | 25.2 | 29.9 | 21.4 | 27.8 | 25.5 | 26.6 | 27.2 | 23.2 | 27.8 | 24.2 | 27.5 | 17.2 | 26.7 | 24.3 | 29.6 | 28.1 | 27.6 | 27.8 | 28.2 | 0
5591 | 28.8 | 25.3 | 23.6 | 26.8 | 28 | 21.2 | 21 | 23 | 26.9 | 26.9 | 28 | 27.6 | 31.6 | 26.9 | 23.1 | 25.3 | 25.4 | 28.4 | 27 | 27 | 32.2 | 23.4 | 23.8 | 23.4 | 28.2 | 35.3 | 29.7 | 23.4 | 23.2 | 25.8 | 27.6 | 26.9 | 27 | 25.6 | 27.4 | 27.4 | 23.4 | 24.4 | 25.8 | 27.2 | 25.3 | 30 | 21.6 | 27.6 | 25.5 | 26.4 | 27.2 | 22.8 | 27.8 | 24 | 27.2 | 17.2 | 26.6 | 24.3 | 29.4 | 27.4 | 27.5 | 27.9 | 28.2 | 0
5592 | 28.3 | 25 | 23.4 | 26.2 | 26.9 | 20.8 | 20.8 | 23 | 26.9 | 26.4 | 27.7 | 27.7 | 30.6 | 26.5 | 22.5 | 24.5 | 27 | 28.2 | 27 | 26.5 | 31.6 | 23.3 | 23.4 | 23.1 | 27.2 | 34.3 | 29.2 | 23.7 | 23.5 | 25.9 | 27.1 | 26.9 | 27.2 | 26 | 27.2 | 27.2 | 24 | 23.8 | 25.9 | 26.8 | 25.2 | 30 | 21.9 | 27 | 26.2 | 26.2 | 27.2 | 23.1 | 27.9 | 24 | 27 | 17.4 | 26.8 | 24.3 | 29.4 | 26.7 | 27.5 | 27.6 | 27.8 | 0
5593 | 28.2 | 25 | 22.8 | 25.6 | 26.9 | 20.6 | 20.7 | 23 | 26.9 | 26.4 | 27.4 | 28.7 | 30.1 | 26.4 | 22.4 | 24.4 | 25.9 | 28 | 27 | 25.8 | 31.2 | 23.5 | 23 | 22.9 | 26.9 | 33.3 | 29.2 | 23.9 | 24 | 26.1 | 26.8 | 26.9 | 26.8 | 26.6 | 27.2 | 27 | 24.5 | 23.8 | 26 | 26.8 | 25.4 | 29.7 | 22.3 | 26.9 | 26.2 | 26.3 | 26.9 | 23.1 | 27.8 | 23.6 | 27 | 16.5 | 26.8 | 24.3 | 29 | 25.9 | 27.3 | 27.6 | 27.5 | 0
5594 | 28 | 25 | 22.4 | 24.6 | 26.9 | 20.4 | 20.6 | 23 | 26.9 | 26.4 | 27 | 29 | 29.6 | 26 | 22.3 | 24.1 | 26 | 27.7 | 27 | 25 | 30.8 | 23.5 | 22.2 | 22.4 | 26.9 | 32.3 | 29.1 | 24.4 | 24.2 | 26 | 26 | 26.9 | 25 | 26.6 | 27.2 | 26.9 | 25 | 23.8 | 26 | 26.6 | 25.5 | 29 | 22.4 | 26.6 | 26.2 | 26.3 | 26.4 | 23.4 | 27.4 | 23.4 | 26.8 | 15.6 | 26.8 | 24.3 | 28.7 | 25.4 | 27.2 | 27.6 | 27 | 0
5595 | 27.6 | 25.1 | 22.1 | 24.1 | 26.9 | 20 | 20.5 | 22.9 | 26.9 | 26.3 | 26.9 | 29.6 | 29.4 | 25.7 | 22.1 | 23.9 | 23.5 | 27.6 | 27 | 24.9 | 30.6 | 23.5 | 21.9 | 22.2 | 26.9 | 31.9 | 29.1 | 24.4 | 24.2 | 25.9 | 25.6 | 26.9 | 25.3 | 26.8 | 27 | 26.9 | 25 | 23.8 | 26 | 26.4 | 25.6 | 28.1 | 22.4 | 26.4 | 26.4 | 26.4 | 25.8 | 23 | 26.9 | 23.1 | 26.5 | 14.2 | 26.5 | 24.3 | 28.5 | 25 | 27.2 | 27.6 | 26.9 | 0
5596 | 27.6 | 25.1 | 21.8 | 23.8 | 26.9 | 20 | 20.4 | 22.8 | 27 | 25.9 | 26.8 | 29 | 29.1 | 25.6 | 22.1 | 23.8 | 24.4 | 27.4 | 27 | 25.3 | 30.1 | 23 | 21.7 | 22.1 | 26.9 | 31.3 | 29 | 24.4 | 24.1 | 25.6 | 25.2 | 26.9 | 25.2 | 26.4 | 27 | 26.5 | 24.7 | 23.8 | 26 | 26.3 | 25.3 | 27.3 | 22.1 | 26.1 | 26.4 | 26.2 | 25.3 | 23.1 | 26.5 | 22.9 | 26 | 14.1 | 26.3 | 24.3 | 28.1 | 25.1 | 27 | 27.6 | 26.7 | 0
5597 | 27.3 | 25.1 | 21.6 | 26 | 26.8 | 20.3 | 20.1 | 22.9 | 27 | 25.8 | 27 | 26.6 | 29.6 | 25.5 | 21.7 | 23.5 | 25.4 | 27.2 | 26.2 | 25 | 29.6 | 22.7 | 23.6 | 22.4 | 26.9 | 30.9 | 28.2 | 23 | 23.4 | 25.4 | 26 | 26.9 | 24.8 | 25 | 26.9 | 25.8 | 25 | 23.8 | 26 | 26.3 | 25.3 | 28 | 21 | 26.1 | 26.4 | 25.4 | 26.4 | 23 | 27 | 22.8 | 27 | 15.6 | 26 | 24 | 27.6 | 26.4 | 27 | 27.6 | 27 | 0
5598 | 27 | 25.1 | 21.1 | 25.4 | 26.8 | 20.3 | 19.9 | 23 | 27.2 | 25.7 | 26.5 | 27 | 30 | 25.3 | 21.8 | 23.4 | 25.5 | 27.2 | 26.9 | 25.8 | 29.1 | 22.5 | 24 | 22.8 | 26.9 | 30.7 | 27.3 | 22.9 | 24.1 | 25.3 | 25.8 | 26.9 | 24.3 | 25.3 | 26.7 | 25.7 | 25.4 | 23.5 | 26 | 26.2 | 25.2 | 28.4 | 20.9 | 25.8 | 26.1 | 25.4 | 26.3 | 23.9 | 27.8 | 22.8 | 27.1 | 18 | 25.9 | 24 | 27.1 | 27.5 | 27 | 27.7 | 27.3 | 0
5599 | 26.8 | 25.1 | 21.1 | 25.2 | 26.9 | 20.4 | 19.9 | 22.9 | 27.4 | 25.6 | 27.1 | 28 | 30.2 | 25.4 | 21.8 | 23.6 | 25.3 | 27.2 | 27.8 | 26.8 | 29.1 | 22.7 | 24.4 | 23.1 | 27 | 30.6 | 27.1 | 23.1 | 24.6 | 25.9 | 26.3 | 27.9 | 24.6 | 25.5 | 26.7 | 25.9 | 26 | 23.5 | 25.9 | 26.3 | 25.5 | 29.2 | 21.2 | 25.7 | 26.1 | 25.1 | 26.6 | 24 | 28.8 | 23 | 27.6 | 20.1 | 26.1 | 24.2 | 27.3 | 28.3 | 27 | 27.7 | 27.7 | 0
5600 | 27.3 | 25.1 | 21.6 | 25 | 27 | 21.5 | 20.4 | 22.9 | 27.7 | 25.8 | 27.6 | 29.4 | 32 | 26.6 | 21.7 | 24.8 | 25.6 | 28.1 | 29 | 28 | 29.1 | 23.9 | 25 | 23.6 | 28.3 | 30.6 | 27.1 | 23.4 | 25.2 | 26.6 | 27.2 | 28.4 | 25.8 | 25.8 | 26.8 | 26.6 | 26.4 | 23.5 | 27.3 | 26.8 | 25.5 | 30.2 | 21.8 | 26.1 | 26.1 | 25.2 | 27 | 24.2 | 30.2 | 23.3 | 28.4 | 21.8 | 26.5 | 24.5 | 27.9 | 29.2 | 27.3 | 27.7 | 28.4 | 0
5601 | 28.7 | 26.4 | 24 | 25.5 | 28.5 | 23 | 22.3 | 23.7 | 27.2 | 28 | 29.1 | 31.1 | 33.1 | 28.4 | 22.7 | 26.6 | 25.9 | 28.6 | 30 | 28.9 | 30.7 | 24.8 | 25.6 | 23.9 | 29.5 | 28.2 | 26.4 | 24.1 | 25.2 | 28.1 | 28.5 | 30.1 | 26.9 | 25.8 | 28.6 | 26.7 | 27.1 | 24 | 29.2 | 28.6 | 26.8 | 31.1 | 22.8 | 27.3 | 26.6 | 25.3 | 27.7 | 23.6 | 31.1 | 25.5 | 29.6 | 21.9 | 27.2 | 25.7 | 29.9 | 29.3 | 27.3 | 27.5 | 29 | 0
5602 | 29.2 | 27.7 | 24.6 | 26.2 | 29 | 23.6 | 24 | 23.9 | 27.8 | 28.8 | 29.9 | 32.4 | 35.6 | 29.7 | 23.3 | 27.1 | 26.7 | 29.3 | 31.1 | 29.6 | 32.1 | 25.8 | 26.5 | 24.4 | 31 | 29.7 | 30.1 | 24.9 | 25.5 | 29.5 | 29.6 | 30.6 | 28.4 | 26 | 28.7 | 26.8 | 27.6 | 24.8 | 30.2 | 28.9 | 27.2 | 31.9 | 23.8 | 28.4 | 27 | 26 | 28.2 | 23.8 | 31.6 | 25.8 | 30.6 | 21.5 | 28.1 | 26.9 | 31.7 | 29.6 | 27.6 | 27.5 | 29.8 | 0
5603 | 30.1 | 29.1 | 25.5 | 27.4 | 29.4 | 24.9 | 25.2 | 23.9 | 27.6 | 29.7 | 30.6 | 33.2 | 37.2 | 30.5 | 23 | 28.4 | 27.4 | 31 | 31.8 | 30 | 33.8 | 27.6 | 27.4 | 25 | 31.5 | 32.7 | 31.6 | 26 | 25.8 | 31 | 30.6 | 30.8 | 29.8 | 26.2 | 28.7 | 26.7 | 28.2 | 24.7 | 31.1 | 29.9 | 27.6 | 32.4 | 24.8 | 31.1 | 27 | 26.8 | 28.8 | 24 | 31.4 | 26.6 | 31.6 | 20.6 | 29 | 27.9 | 33.6 | 29.6 | 29 | 27.8 | 30.4 | 0
5604 | 31.4 | 29.8 | 26.5 | 28.3 | 29.5 | 24.9 | 27 | 24.7 | 26.3 | 30.2 | 30 | 33.1 | 39.7 | 31.9 | 22.5 | 28.7 | 28.2 | 32 | 32.4 | 30.3 | 34.8 | 28.3 | 28.3 | 26 | 32.3 | 35 | 32.4 | 26.8 | 26.8 | 31.6 | 31 | 34.7 | 30.8 | 26.9 | 28.3 | 26.6 | 28.4 | 25.2 | 32.3 | 30.8 | 28.6 | 32.8 | 25.4 | 32.5 | 27.2 | 28.1 | 29 | 25.3 | 31 | 27.8 | 32.1 | 20.6 | 29.7 | 28.5 | 35.2 | 30.4 | 29.8 | 29.6 | 31.1 | 0
5605 | 32.2 | 29.8 | 26.9 | 29.4 | 29.9 | 26.5 | 27.7 | 24.7 | 25.9 | 31 | 29.7 | 32.4 | 40.1 | 32 | 22.5 | 30.1 | 28.4 | 32.5 | 32.6 | 30.7 | 35.5 | 28.9 | 28.7 | 26.9 | 32.8 | 35.8 | 33.3 | 27.6 | 27.5 | 31.9 | 31.3 | 31.7 | 31.7 | 27.4 | 29 | 27.7 | 28.6 | 26 | 33.1 | 31.5 | 28.8 | 33.1 | 25.7 | 32.8 | 27.4 | 28.9 | 29.3 | 26.2 | 30.4 | 29.1 | 32.5 | 20.7 | 30.1 | 28.7 | 36.2 | 30.9 | 30.2 | 30.1 | 31.4 | 0
5606 | 32.6 | 32.1 | 28.2 | 30 | 30 | 26.3 | 28.5 | 25.5 | 26.3 | 31.3 | 29 | 31.4 | 40 | 32.1 | 23 | 30.2 | 28.2 | 32.6 | 32.5 | 31.2 | 36.1 | 29.8 | 28.6 | 27.8 | 25.3 | 36.7 | 34.1 | 28 | 28.4 | 31.4 | 31.2 | 30.7 | 32.3 | 28 | 29.8 | 29 | 28.4 | 26.2 | 34 | 30.5 | 28.9 | 33.4 | 25.7 | 34.1 | 27.8 | 29.4 | 29.4 | 27 | 29.9 | 29.1 | 32.6 | 21.4 | 30.2 | 25.6 | 37 | 31.6 | 30.2 | 30.6 | 31.6 | 0
5607 | 33.7 | 32.4 | 28 | 30.5 | 31.2 | 25.9 | 28 | 26.4 | 26.6 | 31.8 | 29.5 | 30.5 | 37.2 | 32.1 | 22.9 | 29.6 | 27.3 | 32.7 | 31.7 | 31.7 | 36.6 | 30.3 | 27.8 | 28 | 25.3 | 37.2 | 34.5 | 28.2 | 28.3 | 31.1 | 31.1 | 30.1 | 33.3 | 27.9 | 30.5 | 28.8 | 28.3 | 26.2 | 34 | 29.5 | 28.4 | 33.5 | 25.6 | 34.7 | 27.8 | 28.8 | 29.8 | 26.4 | 29.3 | 29.1 | 32.7 | 21.3 | 30 | 26.3 | 37.1 | 31.2 | 30.3 | 30.4 | 31.3 | 0
5608 | 33.9 | 32.3 | 28.5 | 30.4 | 31.1 | 25.4 | 24.8 | 26.3 | 26.8 | 31.7 | 29.8 | 29.8 | 34.5 | 31.5 | 22.9 | 30.2 | 26.3 | 32.8 | 30.7 | 32.1 | 36.7 | 30.2 | 26.7 | 27.8 | 25.3 | 37.2 | 34.6 | 28 | 27.9 | 30.3 | 30.8 | 29.9 | 32.9 | 27.7 | 30.5 | 29 | 27.8 | 26.2 | 32.3 | 29.5 | 28.3 | 33.3 | 25.2 | 34.8 | 27.7 | 28 | 29.8 | 25.7 | 28.9 | 29.9 | 32.4 | 21 | 29.5 | 26.5 | 37.2 | 30.7 | 30.4 | 29.5 | 30.8 | 0
5609 | 28 | 32 | 28.5 | 30 | 30.9 | 25 | 25.3 | 26.3 | 27.2 | 31.4 | 30.4 | 29.4 | 31 | 30.5 | 22.9 | 29.6 | 25.4 | 32.4 | 29.4 | 32 | 36.4 | 30.2 | 25.4 | 27 | 25.5 | 37.2 | 34.6 | 27.6 | 26.8 | 29.8 | 30.2 | 29.2 | 33.6 | 27 | 30.2 | 28.9 | 27.4 | 26 | 31.5 | 28.7 | 28.2 | 32.8 | 24.8 | 35.2 | 27.7 | 26.8 | 29.8 | 24.4 | 28.4 | 30 | 32 | 19.8 | 29 | 26.6 | 36.3 | 29.6 | 30.4 | 28.6 | 30 | 0
5610 | 26.1 | 31.6 | 28 | 29 | 30.4 | 24.7 | 24 | 24.5 | 27.1 | 31.1 | 29.8 | 29.1 | 29.5 | 29 | 22.5 | 28.7 | 25.1 | 31.4 | 28.3 | 31.5 | 36.1 | 29.6 | 24.4 | 26.1 | 25.5 | 37.6 | 32.6 | 26.9 | 26 | 28.9 | 29.2 | 28.1 | 32.5 | 26.7 | 29.8 | 28.5 | 26.6 | 26.1 | 29 | 27.8 | 27 | 31.9 | 24.1 | 34.6 | 27.6 | 26.2 | 29.2 | 24.1 | 28 | 29.8 | 31 | 19 | 28.5 | 26.2 | 34.7 | 29.1 | 30.6 | 28.1 | 29.4 | 0
5611 | 26.1 | 31.6 | 26.3 | 28 | 30.2 | 23.6 | 23.5 | 24 | 26.2 | 29.8 | 29.3 | 28.9 | 28 | 28.4 | 22.5 | 25.1 | 24.9 | 29.4 | 27.3 | 30.5 | 34.8 | 28.3 | 23.7 | 25.1 | 25.5 | 37.4 | 32.6 | 26.3 | 25 | 28.5 | 28.1 | 27.6 | 31.4 | 26.3 | 29.6 | 28 | 26.1 | 25.7 | 27.6 | 27.5 | 26 | 30.9 | 23.4 | 33.9 | 27.6 | 25.7 | 28.5 | 24 | 27.4 | 27.8 | 30 | 18.1 | 28.1 | 26 | 33.6 | 28.5 | 30.2 | 27.7 | 28.7 | 0
5612 | 26.1 | 29.9 | 25.3 | 27 | 28.9 | 22.6 | 21 | 24 | 26.1 | 28.4 | 28 | 28.6 | 28 | 28 | 22.1 | 24.1 | 25 | 28.9 | 26.8 | 29.2 | 33.7 | 27.3 | 23.4 | 24.4 | 25.5 | 36.4 | 31.8 | 25.6 | 24.6 | 28 | 27 | 27.6 | 30.8 | 26.4 | 29.3 | 27.5 | 25.6 | 25.2 | 27.9 | 26.8 | 26.1 | 30 | 22.5 | 29.3 | 27.5 | 25.8 | 27.6 | 24.6 | 27 | 26.7 | 28.8 | 18 | 27.8 | 25.8 | 31.7 | 28.6 | 30.2 | 27.4 | 28.2 | 0
5613 | 26 | 29.1 | 24.7 | 26.6 | 27.6 | 22.1 | 21 | 24 | 25.8 | 27.8 | 27.6 | 28.4 | 27.1 | 28 | 22 | 23.2 | 24.8 | 28.9 | 26.5 | 27.8 | 32.8 | 26.9 | 23.2 | 23.8 | 25.5 | 35.4 | 31.3 | 25.3 | 24.1 | 28.1 | 26.5 | 27.6 | 29.9 | 26.3 | 28.8 | 27.4 | 25.5 | 24.9 | 27.7 | 26.7 | 26.1 | 29.4 | 21.8 | 23.4 | 27.5 | 25.6 | 27.2 | 24.7 | 26.6 | 26.2 | 28.1 | 17.8 | 27.6 | 25.6 | 30.7 | 28.3 | 29.8 | 27.4 | 27.6 | 0
5614 | 26 | 28.2 | 24 | 26.3 | 27.5 | 22 | 20.9 | 23.8 | 25.9 | 27.4 | 27.2 | 28.1 | 27.5 | 27.8 | 22 | 23.2 | 24.7 | 28.9 | 26.5 | 26.8 | 32.3 | 26.3 | 23.3 | 23.6 | 25.5 | 35 | 30.8 | 24.9 | 24 | 27.9 | 26.4 | 27.7 | 29.9 | 26.4 | 28.4 | 27.4 | 25.3 | 24.8 | 27.6 | 26.7 | 26 | 29.1 | 21.4 | 23.3 | 27.5 | 25.8 | 26.9 | 24.8 | 26.6 | 26.2 | 27.5 | 18.1 | 27.4 | 25.5 | 30.2 | 28.4 | 29.6 | 27.8 | 27.3 | 0
5615 | 26 | 27.7 | 23.1 | 26.4 | 27.5 | 21.8 | 21 | 23.8 | 25.9 | 27 | 27.6 | 27.9 | 27.4 | 27.5 | 22 | 23.3 | 24.4 | 28.6 | 26.6 | 26 | 31.6 | 25.8 | 23.2 | 23.4 | 25.5 | 34.2 | 30 | 24.6 | 23.8 | 27.8 | 26.8 | 27.6 | 29.2 | 26.2 | 28.1 | 27 | 25.2 | 24.7 | 27.6 | 26.6 | 26 | 29 | 21.2 | 23.3 | 26.4 | 25.6 | 27 | 24 | 26.8 | 25.9 | 27.4 | 17.8 | 27.2 | 25.3 | 29.9 | 28 | 29.2 | 28.2 | 27 | 0
5616 | 26 | 27.3 | 22.7 | 26.3 | 26.1 | 21.2 | 20.5 | 24 | 26 | 26.5 | 27.5 | 27.7 | 29.1 | 27.2 | 21.6 | 23.3 | 24.5 | 28.4 | 26.8 | 25.6 | 31.1 | 25.2 | 23.2 | 23.3 | 27.4 | 33.6 | 29.8 | 24.1 | 23.9 | 27 | 27.2 | 27.4 | 28.8 | 26.3 | 27.5 | 26.9 | 24.7 | 24.6 | 27.6 | 26.5 | 26 | 29 | 21.2 | 22.9 | 25.2 | 25.8 | 27 | 23.5 | 27.3 | 25.6 | 27.3 | 17.6 | 27 | 25.1 | 29.5 | 27.9 | 29 | 27.5 | 27 | 0
5617 | 26 | 26.9 | 22.7 | 26.5 | 26 | 21 | 20.4 | 24 | 26 | 26.5 | 27.8 | 27.5 | 29.9 | 27 | 21.5 | 23.2 | 24.6 | 28.3 | 26.7 | 25.2 | 30.6 | 25 | 23.1 | 23 | 25.5 | 32.9 | 29.5 | 23.7 | 23.7 | 26.4 | 27.5 | 27.3 | 27.9 | 26 | 27.4 | 26.5 | 24.4 | 24.2 | 27.6 | 26.4 | 25.8 | 28.9 | 21.3 | 22.9 | 25.2 | 25.8 | 27 | 22.6 | 27.5 | 25.3 | 27.4 | 16.4 | 26.8 | 24.9 | 29.1 | 27.2 | 28.4 | 27.4 | 26.9 | 0
5618 | 25.2 | 26.9 | 22.3 | 26.4 | 26 | 20.9 | 20.3 | 24 | 26.1 | 26.4 | 27.4 | 27.2 | 31.4 | 26.7 | 21.5 | 23.3 | 25 | 28.3 | 26.6 | 25 | 30.2 | 24.6 | 23.2 | 22.8 | 25.5 | 32.7 | 28.7 | 23.2 | 23.6 | 25.6 | 27.4 | 27.1 | 27.3 | 25.8 | 27.1 | 26 | 24 | 24.2 | 27.6 | 26 | 25.8 | 28.6 | 21.4 | 23.2 | 25.2 | 26 | 26.8 | 22.4 | 27.6 | 25.5 | 27.2 | 15.4 | 26.6 | 24.5 | 29 | 26.8 | 28 | 27.3 | 27 | 0
5619 | 24.6 | 27 | 21.6 | 26.5 | 26.4 | 20.8 | 20.2 | 24.1 | 26.1 | 26.3 | 27.5 | 26.9 | 30.9 | 26.5 | 21.5 | 23.3 | 25.2 | 28.2 | 26.2 | 24.7 | 29.8 | 24.3 | 23.2 | 22.4 | 25.5 | 32 | 28.1 | 23.1 | 23.2 | 25.4 | 27.1 | 27.1 | 27.3 | 25.3 | 26.9 | 25.7 | 24.2 | 24 | 27.6 | 25.9 | 25.8 | 28.2 | 21.4 | 23.4 | 25.3 | 25.8 | 26.7 | 22.1 | 27.2 | 25.3 | 27.2 | 14.3 | 26.4 | 24.7 | 28.6 | 26.1 | 28 | 27.2 | 26.9 | 0
5620 | 24.6 | 27 | 21.5 | 26.2 | 26.4 | 20.5 | 20.2 | 24 | 25.8 | 26.2 | 27 | 26.6 | 30.8 | 26 | 21.5 | 23.2 | 25.5 | 28 | 26.1 | 24.7 | 29.7 | 24.3 | 23.4 | 22.4 | 25.3 | 32.1 | 27.6 | 22.9 | 23.3 | 25.2 | 26.4 | 27.2 | 26.8 | 25.2 | 26.6 | 25.5 | 24.4 | 24 | 27.6 | 26 | 25.8 | 28 | 21.2 | 23.3 | 25.3 | 25.8 | 26.4 | 22.6 | 27 | 25.1 | 27 | 14.6 | 26.2 | 24.9 | 28.3 | 26.2 | 27.6 | 27.1 | 27 | 0
5621 | 24.7 | 27 | 21.5 | 24.2 | 26.4 | 20.5 | 20.1 | 24 | 25.8 | 26 | 26.4 | 26.6 | 26.6 | 25.5 | 21.5 | 23 | 24.2 | 27.9 | 26.2 | 25.6 | 29.3 | 24.1 | 22.8 | 23 | 25.3 | 31.7 | 27.6 | 23.2 | 23.2 | 25.4 | 25.6 | 27.2 | 26.4 | 25.4 | 26.4 | 25.1 | 24.4 | 23.6 | 27.5 | 26 | 25.8 | 27.4 | 20.6 | 23.5 | 25.3 | 25 | 25.2 | 23 | 26.4 | 25 | 26.2 | 17.4 | 26.2 | 24.9 | 27.9 | 26.2 | 27.6 | 27 | 27 | 0
5622 | 24.8 | 26.5 | 21.8 | 24.4 | 26.5 | 20.4 | 20.1 | 24 | 25.6 | 26.1 | 26.4 | 27.1 | 26.6 | 25.4 | 21.5 | 22.8 | 25.3 | 27.9 | 27.6 | 26.3 | 29.2 | 23.4 | 24 | 22.6 | 25.3 | 31.4 | 27.6 | 23.4 | 23.3 | 25.5 | 26.2 | 27.5 | 26.3 | 25.4 | 26.4 | 25.1 | 24.7 | 23.6 | 27.3 | 26 | 25.5 | 28.2 | 21.2 | 23.6 | 25.3 | 25.2 | 25.4 | 22.8 | 27.1 | 24.8 | 26.2 | 18.4 | 26.8 | 25 | 27.6 | 27 | 27.7 | 27 | 27.4 | 0
5623 | 25.1 | 26.5 | 22 | 24.9 | 26.6 | 20.4 | 20.1 | 24 | 25.6 | 26.1 | 26.6 | 27.7 | 27.7 | 25.5 | 21.4 | 23.2 | 26.6 | 27.9 | 28.3 | 27.4 | 29.1 | 23.5 | 24.6 | 22.7 | 25.3 | 31.3 | 27.6 | 23.9 | 23.7 | 25.9 | 26.8 | 27.9 | 26.3 | 25.3 | 26.4 | 25.4 | 25 | 24.2 | 27.5 | 26 | 25.6 | 28.9 | 22 | 23.7 | 25.3 | 26.1 | 26 | 23 | 28.1 | 24.7 | 26.7 | 19.5 | 27.2 | 25 | 27.5 | 27.4 | 27.8 | 27.3 | 28 | 0
5624 | 25.6 | 26.9 | 22.5 | 25.4 | 27 | 21.5 | 20.2 | 24 | 25.8 | 26.4 | 26.8 | 28.7 | 28.2 | 26.8 | 21.4 | 23.7 | 27.8 | 28.9 | 29.4 | 28.2 | 29.1 | 24.6 | 25.8 | 23 | 25.5 | 31.4 | 28.5 | 24.4 | 24.4 | 26.6 | 27.8 | 29 | 26.7 | 25.4 | 26.6 | 25.9 | 25.6 | 25.4 | 28.1 | 26.5 | 25.7 | 30 | 23.2 | 23.8 | 25.3 | 27.4 | 27 | 23.4 | 29 | 24.9 | 27.4 | 20.6 | 27.6 | 25 | 28 | 28.2 | 28.6 | 27.6 | 28.8 | 0
5625 | 27.1 | 28.5 | 23.9 | 26.4 | 27.9 | 22.8 | 20.6 | 23.9 | 24.8 | 27.5 | 27.2 | 29.4 | 29.7 | 28.8 | 23.4 | 26.5 | 28.8 | 30.6 | 29.4 | 29.3 | 30.6 | 26.1 | 26 | 24 | 26.7 | 32.2 | 29.4 | 25 | 25.1 | 27.6 | 28.7 | 30.2 | 27.3 | 25.1 | 28.7 | 27.6 | 26.1 | 25.9 | 30.3 | 27.9 | 26.8 | 30.4 | 24.4 | 25 | 26.3 | 28.9 | 27.9 | 24.5 | 29.8 | 26.2 | 28.5 | 21.1 | 27.6 | 24.8 | 30.4 | 28.1 | 29.8 | 28.1 | 29.8 | 0
5626 | 27.1 | 29.1 | 23.3 | 27.6 | 28.9 | 23.7 | 21.9 | 24.6 | 25.2 | 28.3 | 27.8 | 30.2 | 30.5 | 29.2 | 23.4 | 27.9 | 29.6 | 31.7 | 30.2 | 30.1 | 31.6 | 27.9 | 26.9 | 24.7 | 26.8 | 34.2 | 29.9 | 25.4 | 25.8 | 28.6 | 30 | 31.5 | 28.8 | 25.1 | 29.4 | 28.5 | 26.7 | 27.1 | 31.4 | 30 | 27.4 | 31.1 | 25.8 | 25.8 | 26.2 | 30.1 | 28.7 | 25.6 | 30.1 | 26.5 | 29.4 | 21.2 | 27.8 | 25.3 | 31.9 | 28.3 | 30.3 | 28.9 | 30.8 | 0
5627 | 27.4 | 28.7 | 25.8 | 29 | 29.9 | 25.2 | 23.1 | 25.3 | 25.5 | 29.5 | 28.6 | 30.8 | 32 | 29.3 | 23.9 | 29 | 30.2 | 32.5 | 30.6 | 31 | 33 | 28.9 | 27.2 | 25.4 | 28 | 35.5 | 31.3 | 26 | 26.2 | 29.8 | 31 | 31 | 29.8 | 24.8 | 30.1 | 29.4 | 27.4 | 27.1 | 32.7 | 31.4 | 28.2 | 31.4 | 27 | 27.2 | 26.6 | 30.6 | 29.2 | 27 | 30.2 | 27.8 | 30.4 | 21 | 28 | 25.5 | 33.4 | 28 | 30.8 | 29.4 | 31.8 | 0
5628 | 28.8 | 29.9 | 27.2 | 30.2 | 31.3 | 27 | 25.1 | 23.7 | 25.6 | 31.2 | 29.6 | 31.4 | 32.8 | 30.4 | 23.4 | 29.4 | 30.6 | 33.6 | 32.2 | 31.4 | 34.2 | 29.9 | 28.4 | 25.2 | 30 | 37.4 | 32.9 | 26.5 | 26.3 | 30.9 | 32 | 32.5 | 31.8 | 25 | 30.5 | 29.9 | 28.3 | 27.1 | 33.9 | 31.7 | 28.6 | 32.4 | 28.2 | 29.2 | 27.6 | 30.4 | 29.6 | 27.9 | 30.1 | 29.2 | 30.9 | 20.9 | 28.7 | 26.5 | 34.6 | 28.6 | 31.8 | 30 | 32.6 | 0
5629 | 29.7 | 30.8 | 28.6 | 31.2 | 31.4 | 27.4 | 26.6 | 23.7 | 25.7 | 31.8 | 30.6 | 31.7 | 34.7 | 31.5 | 23.9 | 28.9 | 30.9 | 34.1 | 32.9 | 32.1 | 34.8 | 29.9 | 28.5 | 24.8 | 30 | 38.5 | 33.8 | 27.2 | 25.9 | 31.8 | 32.3 | 33.5 | 33.2 | 24.9 | 31.2 | 29.8 | 28.9 | 27.5 | 34.6 | 30 | 28.7 | 33 | 28.6 | 29.6 | 26.9 | 29.8 | 29.8 | 28.7 | 30.3 | 29.4 | 31.4 | 20.8 | 29.3 | 27.7 | 35.4 | 29 | 31.8 | 30.1 | 33.2 | 0
5630 | 30.6 | 31.2 | 29 | 31.6 | 31.3 | 27.6 | 27.9 | 23.8 | 26.3 | 31.8 | 31.4 | 31.8 | 36 | 31.5 | 24.4 | 27.8 | 30.8 | 34.6 | 33.4 | 32.4 | 36 | 30.6 | 28.4 | 24 | 30.5 | 39 | 34.4 | 27.8 | 25.4 | 32.4 | 32 | 30.5 | 34.1 | 25 | 31.5 | 30.1 | 29.4 | 27.5 | 34.4 | 28.4 | 29.1 | 33.7 | 28.5 | 30.3 | 26.3 | 29.2 | 30 | 28.8 | 30.5 | 30.2 | 31.6 | 21 | 30 | 27.2 | 35.9 | 29.8 | 31.8 | 30.2 | 33.4 | 0
5631 | 31.4 | 31.2 | 29.6 | 31.7 | 31.4 | 28.1 | 27.6 | 24.2 | 26.5 | 32.1 | 31.9 | 31.2 | 37.7 | 31.8 | 25 | 29.3 | 30.3 | 34.6 | 31.8 | 32.8 | 36.4 | 31.4 | 26.5 | 23.6 | 31 | 39 | 35.4 | 28.3 | 24.8 | 32.6 | 30.8 | 29.5 | 33.8 | 24.7 | 31.3 | 29.9 | 29.2 | 27.9 | 34.1 | 28.9 | 29.7 | 33.3 | 27.5 | 30.8 | 27.3 | 28.9 | 30.1 | 28.9 | 31 | 30.7 | 32 | 21 | 30 | 27.4 | 36.8 | 29.8 | 31.8 | 31.8 | 33.3 | 0
5632 | 31 | 29.3 | 29.7 | 31 | 31.4 | 27.6 | 28.1 | 24.2 | 26.5 | 31.9 | 31.9 | 30.2 | 37.3 | 31 | 23.6 | 27.7 | 29.5 | 32.6 | 30.2 | 32.5 | 36.2 | 31.3 | 24.9 | 23.3 | 31.3 | 39 | 35.4 | 28.4 | 24.3 | 32.1 | 29.5 | 29.5 | 34.8 | 24.6 | 31 | 29.9 | 28.7 | 27.3 | 32.9 | 29.3 | 29 | 32.9 | 26.3 | 30.9 | 27.3 | 28.9 | 30.1 | 28.4 | 31 | 30.7 | 32 | 20.8 | 29.8 | 27.5 | 36.7 | 30 | 31.4 | 30.8 | 32.8 | 0
5633 | 26.7 | 29 | 29.5 | 30.2 | 31.4 | 26.2 | 25.5 | 24.2 | 26.3 | 31.6 | 31.4 | 28.7 | 35.8 | 29.9 | 23.5 | 28.4 | 28.4 | 31.5 | 27.8 | 32 | 35.8 | 30.8 | 22.8 | 23.4 | 29.6 | 39 | 35.4 | 28.2 | 24 | 31.2 | 28.2 | 29.5 | 33.8 | 24.2 | 30.5 | 29.9 | 27.8 | 27.2 | 31.7 | 28.9 | 28.6 | 31.7 | 24.8 | 31.1 | 27.3 | 29 | 29.8 | 28 | 30.8 | 30.4 | 31.8 | 20.2 | 29 | 26.7 | 36 | 29.4 | 31 | 29.6 | 32 | 0
5634 | 25.3 | 28.5 | 28.8 | 29 | 31.4 | 25.2 | 24.2 | 24.7 | 25.7 | 30.5 | 30.6 | 27.4 | 31.7 | 28.9 | 22.8 | 28.3 | 27.3 | 30.1 | 27 | 30.7 | 35.4 | 29.9 | 22.5 | 23.3 | 29.6 | 40 | 35.4 | 27.6 | 23.9 | 29.9 | 27.6 | 29.5 | 33.4 | 24.3 | 29.5 | 29.4 | 26.9 | 26.5 | 30.5 | 28.3 | 27.7 | 31 | 23.8 | 30.3 | 27.3 | 28.9 | 29.4 | 27.2 | 29.9 | 28 | 31 | 19.4 | 28.4 | 26.5 | 34.9 | 29.3 | 27.4 | 29 | 31 | 0
5635 | 25.1 | 28.3 | 26.3 | 28.1 | 31.2 | 24.4 | 21.6 | 24.6 | 26.2 | 29.5 | 29.7 | 26.2 | 28 | 28.2 | 22.8 | 27.4 | 26.5 | 29.6 | 26.3 | 29.7 | 34.2 | 28.9 | 22.3 | 23.3 | 28.5 | 39.7 | 34.4 | 26.9 | 23.8 | 28.4 | 27.3 | 29 | 32.1 | 24.2 | 28.7 | 28.4 | 26.1 | 26.5 | 29.7 | 28.2 | 27.2 | 30 | 23.1 | 29.2 | 26.1 | 28.4 | 28.6 | 26.7 | 29 | 27.7 | 30.1 | 18.3 | 27.8 | 26.2 | 33.3 | 28.5 | 27.5 | 27.9 | 30 | 0
5636 | 25.1 | 27.9 | 25.3 | 27.2 | 30.9 | 23.6 | 21.5 | 24.4 | 26.7 | 28.5 | 29 | 25.6 | 24.4 | 27.9 | 22.6 | 25.8 | 26 | 29.6 | 27 | 28.6 | 33.2 | 28.4 | 23.2 | 23 | 28.3 | 39 | 33.4 | 26.2 | 23.8 | 27.2 | 27.6 | 28.9 | 30.8 | 24.4 | 28.2 | 28.3 | 25.6 | 26.3 | 29.3 | 27.8 | 26.7 | 29.6 | 22.8 | 28.3 | 26.1 | 27.6 | 27.8 | 26 | 28 | 27.7 | 29 | 17.6 | 27.6 | 26 | 32.2 | 28 | 27.6 | 27.7 | 29.2 | 0
5637 | 25.1 | 27.1 | 24.7 | 26.8 | 30.4 | 23.3 | 21.4 | 23.8 | 26.7 | 27.6 | 28.5 | 25.5 | 23.7 | 27.7 | 22.4 | 24.8 | 25.8 | 29.1 | 26.8 | 28.3 | 32.5 | 27.7 | 23.2 | 23 | 28 | 38.4 | 32.9 | 25.8 | 23.7 | 26.4 | 27.6 | 28.5 | 29 | 24.3 | 27.5 | 28.3 | 25.2 | 25.8 | 29.2 | 27.4 | 25.2 | 28.9 | 22.5 | 27.4 | 26.1 | 26.7 | 27 | 25.7 | 27.6 | 27.6 | 28.4 | 17.2 | 27.4 | 25.7 | 31.1 | 26.8 | 27.8 | 27.6 | 28.7 | 0
5638 | 25.1 | 26.6 | 24 | 26.3 | 30.3 | 23.3 | 21.5 | 23.8 | 26.9 | 27.5 | 28.2 | 25.9 | 23.9 | 27.6 | 22.4 | 24.6 | 25.8 | 29.1 | 27.2 | 28 | 32.2 | 27.3 | 23.6 | 22.8 | 28 | 37.9 | 32.4 | 25.6 | 23.7 | 26 | 27.7 | 28.5 | 28.8 | 24.5 | 27.2 | 28.1 | 25.2 | 24.6 | 28.7 | 26.9 | 25.1 | 28.8 | 22.3 | 27 | 26.1 | 25.9 | 26.6 | 25.3 | 27.4 | 27.4 | 27.9 | 17.2 | 27.5 | 25.5 | 30.4 | 26.3 | 27.9 | 27.5 | 28.3 | 0
5639 | 25 | 26.5 | 23.1 | 26 | 29.9 | 23 | 21.6 | 23.7 | 26.9 | 27.2 | 28 | 26.5 | 25.8 | 27.3 | 22.3 | 24.4 | 25.6 | 28.6 | 26.6 | 27.8 | 31.6 | 27.2 | 23 | 23 | 28 | 36.4 | 31.8 | 25.4 | 23.6 | 26 | 27.2 | 28.5 | 28.4 | 24.6 | 26.9 | 27.9 | 25.2 | 25.5 | 28.6 | 26.6 | 25.1 | 28.4 | 22 | 26.8 | 26.1 | 25.6 | 26.4 | 25 | 27.6 | 26.8 | 27.8 | 17.4 | 27.4 | 25.2 | 29.6 | 25.6 | 28 | 27.5 | 28 | 0
5640 | 24.9 | 26.1 | 22.7 | 25.3 | 29.8 | 21.5 | 21.5 | 23.7 | 27 | 27 | 27.7 | 27.2 | 26.6 | 26.9 | 21.9 | 23.9 | 25.1 | 28.1 | 26.7 | 26.9 | 30.6 | 26.9 | 23.2 | 23 | 27.5 | 35.3 | 30.9 | 25.1 | 23.6 | 26.1 | 26.8 | 28.4 | 27.8 | 25.2 | 26.8 | 27.7 | 25.3 | 25.4 | 28.3 | 26.4 | 25.2 | 28.7 | 21.9 | 26.2 | 25 | 25.6 | 26.5 | 24.4 | 27.5 | 26.7 | 27.5 | 17.7 | 27.3 | 25 | 29.3 | 26 | 27.8 | 27.6 | 27.7 | 0
5641 | 24.8 | 26.1 | 22.5 | 24.8 | 29.8 | 21.4 | 21.1 | 23.7 | 27 | 27 | 27.4 | 27.4 | 27.3 | 26.9 | 21.7 | 23.6 | 24.5 | 28.1 | 26.1 | 26.1 | 29.9 | 26.9 | 22.7 | 23.2 | 27.2 | 34.3 | 30.3 | 24.6 | 23.6 | 26.1 | 26.2 | 28 | 25.9 | 25.5 | 26.4 | 27.5 | 25.2 | 25.4 | 28 | 26.4 | 25.3 | 28.4 | 21.4 | 25.9 | 25 | 25.8 | 26.5 | 23.9 | 27.2 | 26.2 | 27.3 | 17.6 | 26.9 | 24.7 | 28.9 | 26.1 | 27.5 | 27.3 | 27.4 | 0
5642 | 24.7 | 25.9 | 22 | 24.2 | 29.2 | 21.4 | 20.6 | 23.7 | 27.1 | 26.9 | 27 | 27.4 | 26.6 | 26.5 | 21.4 | 23.4 | 23.8 | 28.1 | 26.2 | 25 | 29.6 | 26.4 | 23 | 23.2 | 27.2 | 33.5 | 29.8 | 24 | 23.6 | 26 | 25.8 | 28 | 25.8 | 26 | 26.3 | 27.3 | 25 | 25.3 | 27.7 | 26.4 | 25.3 | 28.4 | 21.2 | 25.8 | 25 | 25.8 | 26.4 | 23.4 | 26.6 | 25.7 | 26.8 | 17.4 | 26.6 | 24.6 | 28.4 | 26.6 | 27.4 | 27.3 | 27 | 0
5643 | 24.1 | 25.8 | 21.2 | 24 | 28.3 | 21.4 | 20.3 | 23.7 | 27.4 | 26.8 | 26.7 | 27 | 26.6 | 26.4 | 21.3 | 23.4 | 23.4 | 28.1 | 25.6 | 24.8 | 29.3 | 26.3 | 22.4 | 23.4 | 27.1 | 33.4 | 29.4 | 23.5 | 23.5 | 25.8 | 25.4 | 28 | 25.3 | 25.9 | 26.1 | 27.1 | 24.6 | 25.3 | 27.3 | 26.3 | 25.2 | 27.7 | 20.7 | 25.5 | 25 | 25.6 | 25.9 | 23.3 | 26.2 | 25.3 | 26.6 | 17 | 26.1 | 24.6 | 28 | 26.3 | 27.3 | 27.2 | 26.8 | 0
5644 | 24.1 | 25.6 | 20.8 | 23.9 | 27.4 | 21.4 | 19.9 | 23.8 | 27.4 | 26.9 | 26.5 | 26.7 | 26 | 26.3 | 21.3 | 23.3 | 23.5 | 28.1 | 26 | 24.8 | 29.1 | 25.9 | 22.8 | 23.1 | 27 | 33 | 29 | 23.2 | 23.3 | 25.5 | 25.5 | 28 | 24.9 | 25.8 | 26.1 | 26.9 | 24.5 | 25.3 | 27.2 | 26.2 | 25.1 | 27.6 | 20.6 | 25.5 | 25.1 | 25.2 | 25.5 | 23 | 26 | 25.2 | 26.2 | 17 | 26.1 | 24.6 | 27.5 | 26.4 | 27.1 | 27 | 26.8 | 0
5645 | 24.1 | 25.4 | 20.8 | 24 | 27.4 | 21.4 | 19.7 | 23.8 | 27.4 | 27 | 26.5 | 26 | 27 | 26 | 21.2 | 23.4 | 25 | 28.1 | 26 | 26.4 | 28.9 | 25.6 | 22.4 | 23 | 27 | 33 | 29 | 23 | 23.6 | 25 | 24.8 | 27.9 | 25 | 25 | 25.9 | 26.8 | 23.4 | 25.3 | 27.2 | 26.2 | 25 | 27.4 | 21 | 25.5 | 25.1 | 25.4 | 25 | 23.2 | 26 | 24.7 | 26 | 17.2 | 26.4 | 24.6 | 27.3 | 25.2 | 27 | 27 | 27.2 | 0
5646 | 24.1 | 25.2 | 20.1 | 24.5 | 26.9 | 21.3 | 19.6 | 23.9 | 27.5 | 27 | 26.6 | 26.2 | 27.6 | 25.8 | 21.2 | 23.4 | 25.4 | 28 | 25.9 | 26.7 | 28.6 | 25.4 | 23.2 | 23 | 27 | 32.6 | 28.9 | 23.3 | 24.1 | 25.4 | 25.4 | 27.7 | 24.8 | 25.3 | 25.8 | 26.6 | 23.1 | 25.3 | 27 | 26.1 | 25 | 28.1 | 21.6 | 25.4 | 25.1 | 25.6 | 25.6 | 24 | 26 | 24.7 | 26.3 | 17.9 | 26.7 | 24.7 | 27 | 25.7 | 26.9 | 26.9 | 27.9 | 0
5647 | 24.1 | 25.1 | 20.2 | 25.3 | 26.9 | 21.1 | 19.6 | 23.9 | 27 | 27 | 27.2 | 26.8 | 28.2 | 26.1 | 21.2 | 23.9 | 26.3 | 27.6 | 25.9 | 27.4 | 28.5 | 25.2 | 23.5 | 22.9 | 26.7 | 32.5 | 28.9 | 23.6 | 24 | 26.1 | 26.2 | 28 | 25.1 | 26 | 25.8 | 27 | 23.8 | 25.2 | 27 | 26.2 | 24.9 | 29 | 22.3 | 25.4 | 25.1 | 25.9 | 26.7 | 24.6 | 26.5 | 24.4 | 27.2 | 19.4 | 27.1 | 24.9 | 27.3 | 26.6 | 26.9 | 27.4 | 28.9 | 0
5648 | 24.2 | 25.3 | 22.1 | 26.6 | 27.1 | 21.6 | 20.1 | 23.9 | 27.4 | 27.1 | 27.8 | 27.6 | 29 | 27.5 | 21.2 | 23.9 | 27.6 | 28 | 26.2 | 28.4 | 28.6 | 25.4 | 24.4 | 23 | 26.7 | 32.5 | 28.9 | 24.4 | 24.2 | 27 | 27.8 | 29 | 26.2 | 26.6 | 25.9 | 27.8 | 24.6 | 25.2 | 27.7 | 26.9 | 25 | 29.8 | 23.5 | 25.2 | 25.1 | 26.5 | 28.2 | 26 | 27.4 | 24.9 | 28.2 | 20.8 | 27.7 | 25.4 | 28.3 | 27.4 | 27.5 | 27.7 | 29.8 | 0
5649 | 25.7 | 27.8 | 24.1 | 27.7 | 29.4 | 23 | 21.7 | 24.4 | 27.6 | 27.9 | 28.8 | 29 | 30.1 | 29.8 | 23.5 | 24 | 28.9 | 29.5 | 26.7 | 29.6 | 30.7 | 26.7 | 24.6 | 23.1 | 28.2 | 32.6 | 28.7 | 25.1 | 23.9 | 28.1 | 29 | 31.3 | 27.7 | 27.5 | 28.4 | 28.8 | 26.2 | 25.9 | 30.1 | 29.3 | 25.6 | 30.6 | 24.5 | 25.7 | 25.7 | 27.2 | 29.4 | 26.8 | 28.5 | 26.1 | 29.4 | 22.2 | 28.2 | 27 | 30.4 | 28.5 | 28.5 | 28.1 | 30.9 | 0
5650 | 25.7 | 29.5 | 24.7 | 28.7 | 30 | 24 | 23.6 | 24.4 | 28.8 | 29 | 29.4 | 30.2 | 31.5 | 31.7 | 24 | 26.4 | 29.8 | 30.8 | 27.3 | 30.6 | 32.2 | 28.5 | 25.3 | 23.4 | 28.7 | 35 | 29.7 | 26 | 24.3 | 29.2 | 30.4 | 31.8 | 28.4 | 28.3 | 28.7 | 29.5 | 27.4 | 26.3 | 30.2 | 31.1 | 26.7 | 31.3 | 25.6 | 25.7 | 25.6 | 28.3 | 30.4 | 28.2 | 29.4 | 27 | 30.3 | 22.6 | 28.7 | 27.4 | 32.7 | 29.5 | 29.5 | 27.3 | 31.9 | 0
5651 | 26.2 | 30.9 | 25.9 | 29.4 | 30.9 | 24.2 | 25 | 24.6 | 29 | 30.5 | 30 | 31.6 | 33.2 | 32.2 | 24.9 | 27.5 | 30.2 | 30.8 | 28 | 31.6 | 33.6 | 29 | 25.6 | 23.6 | 29.7 | 37.4 | 31.4 | 26.8 | 24.6 | 30.4 | 31 | 31.9 | 29.4 | 29 | 29.1 | 29.7 | 28.4 | 27.2 | 31.5 | 32.3 | 27.4 | 32.2 | 26.4 | 26 | 25.6 | 29.3 | 30.8 | 29 | 29.8 | 28.5 | 31 | 22.4 | 28.9 | 28.1 | 34.5 | 30.6 | 30.3 | 27.5 | 33 | 0
5652 | 27.7 | 31.9 | 26.5 | 30.1 | 32.5 | 25.7 | 25.1 | 25.4 | 29.5 | 31.3 | 30.2 | 32.3 | 34.9 | 33.2 | 24.7 | 28.5 | 30 | 31.3 | 28.7 | 32.3 | 34.2 | 29.5 | 26.6 | 23.8 | 31.2 | 38.5 | 32.7 | 27.7 | 25.7 | 31.3 | 31.7 | 33.3 | 30 | 29.3 | 30.1 | 30 | 28.4 | 27.2 | 33 | 33.8 | 28.8 | 33 | 27.2 | 27.4 | 26.3 | 30.2 | 31 | 30.1 | 29.7 | 30 | 31.3 | 21.1 | 29 | 29.3 | 35.3 | 31.4 | 30.7 | 28.8 | 33.9 | 0
5653 | 27.8 | 32.9 | 26.8 | 30.5 | 32.5 | 25.6 | 25.5 | 25.4 | 29.8 | 31.9 | 30.6 | 32.7 | 36 | 33.5 | 26.5 | 28.9 | 29.4 | 31.8 | 29.1 | 33 | 35.1 | 31 | 26.7 | 23.8 | 27.7 | 38.9 | 33.7 | 28.2 | 26.1 | 31.9 | 31.4 | 33.9 | 30.8 | 29.4 | 30.6 | 30.1 | 28.4 | 27.3 | 33.4 | 34.3 | 28.3 | 33.7 | 27.4 | 27.8 | 26.3 | 30.6 | 31 | 30 | 29.1 | 30.4 | 31.8 | 20 | 29 | 29.2 | 36.6 | 32.2 | 31 | 29.2 | 34.5 | 0
5654 | 28.6 | 33.6 | 27.8 | 31 | 33 | 26.3 | 27 | 25.5 | 29.9 | 32.4 | 31 | 32.6 | 36.6 | 31.4 | 26.9 | 26.2 | 28.6 | 32.6 | 29.4 | 33.4 | 36.2 | 31 | 26.8 | 23.6 | 26.9 | 39.2 | 34.5 | 28.6 | 26.4 | 32 | 31 | 33.8 | 31.1 | 29 | 31.2 | 30.1 | 28 | 27.4 | 33.9 | 34.3 | 27.9 | 34 | 27.4 | 27.8 | 24.9 | 30.4 | 31.2 | 29.6 | 28.4 | 31 | 32 | 19 | 29 | 29.1 | 36.8 | 32.4 | 31.3 | 29.2 | 34.6 | 0
5655 | 29.2 | 33.6 | 29 | 31.1 | 33 | 27.5 | 27.5 | 26.3 | 29.3 | 32.4 | 31.7 | 32.5 | 36.3 | 31.8 | 24.3 | 22.4 | 27.9 | 33 | 29.4 | 33.6 | 37 | 31.4 | 25.6 | 23.3 | 26.6 | 39.4 | 35.1 | 28.4 | 25.4 | 31.7 | 29.7 | 33.3 | 31.2 | 28.6 | 31.8 | 30.5 | 28.1 | 27.3 | 35.1 | 34.9 | 28.8 | 33.9 | 26.8 | 28.8 | 24.2 | 29.3 | 31.4 | 27.8 | 27.7 | 31.6 | 32.3 | 19 | 28.9 | 29.8 | 37.7 | 32.4 | 31.8 | 28.9 | 34.2 | 0
5656 | 29.2 | 33.9 | 24.5 | 31.1 | 33 | 27 | 28.1 | 26.1 | 29.3 | 32 | 32 | 32 | 35.6 | 29.9 | 26 | 21.4 | 27.5 | 32.7 | 29.3 | 33.4 | 37 | 31 | 24.5 | 23 | 27 | 39.4 | 35.2 | 28 | 24.6 | 30.9 | 28.6 | 32.3 | 31.2 | 27.8 | 32.2 | 30.4 | 28 | 25.7 | 35.2 | 34.3 | 28.7 | 33.3 | 26.1 | 28.8 | 24.2 | 27.9 | 31.7 | 26.2 | 27.3 | 31.8 | 32.2 | 19 | 28.8 | 29.2 | 37.7 | 31.6 | 32.5 | 28.4 | 33.2 | 0
5657 | 28.8 | 33.9 | 25.5 | 30.6 | 33 | 26.2 | 27.6 | 25.7 | 29 | 31.4 | 32 | 31.6 | 34.6 | 29.5 | 26 | 22.5 | 27.2 | 31.3 | 29 | 32.8 | 36.4 | 30 | 23 | 22.8 | 25.2 | 39.4 | 35.1 | 27.4 | 23.4 | 30 | 27.4 | 31.7 | 31 | 27.1 | 32.3 | 29.9 | 28 | 25.4 | 33.3 | 34.3 | 28.3 | 32.4 | 25.2 | 28.9 | 24.7 | 26.2 | 31.8 | 24.4 | 27 | 31.7 | 31.8 | 19.4 | 28.6 | 28.7 | 37.1 | 30.4 | 33 | 27.9 | 32 | 0
5658 | 25.7 | 33.8 | 25.8 | 29.9 | 33 | 25 | 27.1 | 25.4 | 28.5 | 30.6 | 31.1 | 30.8 | 33.7 | 28.9 | 23.2 | 22.5 | 27 | 27.3 | 28.7 | 31.7 | 35.8 | 29.2 | 22.6 | 22.8 | 25.2 | 39.9 | 34.7 | 27 | 23.4 | 28.9 | 27.1 | 30.8 | 26.5 | 26.2 | 32.3 | 29.7 | 27.3 | 25.4 | 31.5 | 33.8 | 27.6 | 31.5 | 24.5 | 27 | 26.5 | 24.9 | 31.7 | 23.9 | 26.8 | 31.3 | 30.8 | 19.1 | 28.3 | 28 | 36 | 28.7 | 32.1 | 27.1 | 30.9 | 0
5659 | 25.7 | 32 | 25.5 | 28.9 | 32 | 23 | 26.1 | 25.4 | 28.1 | 29.1 | 30 | 30.3 | 32.8 | 28.8 | 22.5 | 22.6 | 26.7 | 26.8 | 28.3 | 30.3 | 33.8 | 28.7 | 22.3 | 23 | 25.2 | 39.5 | 33.8 | 26.4 | 23.4 | 28.1 | 26.8 | 30.3 | 27.3 | 25.6 | 30.7 | 28.7 | 26.6 | 25.4 | 30.2 | 32.8 | 27.3 | 31 | 23.7 | 27 | 26.6 | 24.2 | 30.9 | 23.5 | 26.6 | 30.1 | 29.7 | 18.7 | 27.9 | 27.7 | 34 | 27.4 | 30.6 | 27.2 | 30.2 | 0
5660 | 25.7 | 30.6 | 25 | 28 | 31.6 | 22.8 | 21 | 24.5 | 27.8 | 28.1 | 28.6 | 29.6 | 32 | 28.4 | 22.5 | 22.5 | 26.4 | 26.8 | 27.9 | 29 | 32.9 | 28.5 | 22.8 | 23.2 | 25.2 | 38.1 | 28.2 | 26 | 24.2 | 27.4 | 27 | 29.9 | 26.4 | 25.2 | 28.5 | 28.6 | 25.6 | 25.3 | 29.6 | 31.8 | 26.8 | 30.8 | 23.2 | 26.9 | 26.6 | 24.1 | 30 | 24 | 26.4 | 29.1 | 28.6 | 18 | 27.6 | 27.3 | 32.5 | 26.4 | 30 | 27.3 | 30 | 0
5661 | 25 | 29.7 | 23.9 | 27.1 | 31.3 | 22.4 | 21.2 | 24.5 | 27.5 | 27.4 | 27.7 | 29.4 | 31 | 28.3 | 22.5 | 22.5 | 26 | 26.8 | 27.5 | 28 | 32.3 | 27.7 | 22.7 | 23.3 | 25.2 | 37.3 | 28.2 | 25.4 | 24.2 | 27 | 26.8 | 29.4 | 25.6 | 25.3 | 27.5 | 27.6 | 25.2 | 25.2 | 29.1 | 31.3 | 26.4 | 31 | 22.5 | 23.8 | 26.4 | 24.4 | 28.8 | 23.8 | 26.2 | 27 | 28.1 | 17.8 | 27.4 | 27 | 31.6 | 26.3 | 30 | 27.3 | 30.1 | 0
5662 | 25 | 29.2 | 23.5 | 26.6 | 31 | 22.3 | 21 | 24.5 | 27.4 | 27.1 | 27.2 | 28.9 | 29.9 | 28.3 | 22.5 | 22.5 | 25.7 | 26.8 | 27.1 | 27.4 | 32.2 | 27.5 | 22.9 | 23.3 | 25.2 | 36 | 28.2 | 25 | 24.4 | 26.7 | 27 | 29.2 | 25.4 | 25.3 | 27.1 | 27.4 | 24.8 | 25 | 28.5 | 30.8 | 26.3 | 31 | 22 | 23.8 | 26.5 | 24.9 | 27.9 | 24 | 26.1 | 26.5 | 27.9 | 17.7 | 27.2 | 26.6 | 29.1 | 26.5 | 29.7 | 27.3 | 30.2 | 0
5663 | 25 | 28.9 | 23 | 26.2 | 30.9 | 21.7 | 21.2 | 24.5 | 27.2 | 26.9 | 27.2 | 28.6 | 28.6 | 28.3 | 22.5 | 22.5 | 25.6 | 26.8 | 26.8 | 27.2 | 31.9 | 27.3 | 22.6 | 23.2 | 25.2 | 35.8 | 28.2 | 24.6 | 23.8 | 26.4 | 26.8 | 28.8 | 25.1 | 25.4 | 26.9 | 27.5 | 25 | 24.9 | 28.5 | 30.3 | 26.3 | 30.8 | 21.6 | 23.8 | 26.6 | 25.3 | 27.2 | 23.6 | 26.2 | 26.2 | 28 | 18 | 27.2 | 26.3 | 28.6 | 26.8 | 29.4 | 27.3 | 30 | 0
5664 | 25.2 | 28.4 | 21.7 | 26.1 | 29.6 | 20.8 | 21 | 23.8 | 27.3 | 26.9 | 27.2 | 27.7 | 27.5 | 28.2 | 21.9 | 22.4 | 25.7 | 27.2 | 26.6 | 27.2 | 31.4 | 27 | 22.9 | 23.1 | 25.2 | 34.4 | 27.6 | 24.5 | 23.8 | 25.9 | 27.1 | 28.3 | 23.8 | 25.2 | 26.4 | 27.3 | 24.8 | 24.7 | 28.2 | 29.9 | 26.3 | 30 | 21.6 | 23.8 | 26.3 | 25.6 | 26.9 | 23.8 | 26.5 | 25.8 | 27.9 | 17.9 | 27.1 | 25.9 | 28 | 26.6 | 29.1 | 26.8 | 29.3 | 0
5665 | 25 | 28.3 | 21.3 | 25.8 | 29.5 | 20.8 | 20.9 | 23.8 | 27.3 | 26.8 | 27.3 | 27 | 26.6 | 27.7 | 21.8 | 22 | 25.7 | 27 | 26.5 | 27.2 | 31.2 | 26.4 | 22.6 | 23 | 24.9 | 33.9 | 27.6 | 24.2 | 23.4 | 25.5 | 26.9 | 28.3 | 23.8 | 25 | 26 | 27.5 | 24.9 | 24.4 | 28.1 | 29.8 | 26.2 | 28.9 | 21.4 | 24.3 | 26.2 | 25.6 | 26.6 | 23.6 | 26.7 | 25.5 | 27.6 | 17.8 | 27 | 25.6 | 28.9 | 26.2 | 28.9 | 26.7 | 28.4 | 0
5666 | 25.1 | 28 | 21 | 25.4 | 29.5 | 20.8 | 20.7 | 23.7 | 25.8 | 26.4 | 27 | 26.2 | 26.2 | 27.3 | 21.7 | 21.7 | 25.6 | 27 | 26.4 | 27 | 31.1 | 26.4 | 22.8 | 23 | 24.9 | 33.3 | 27.6 | 24 | 23.6 | 25 | 26.8 | 28.3 | 23.9 | 24.6 | 26 | 27.5 | 24.4 | 24.4 | 27.8 | 29.6 | 25.4 | 27.8 | 21.4 | 24.9 | 26.2 | 25.6 | 26.2 | 23.8 | 26.8 | 25.5 | 27 | 17.2 | 26.8 | 25.4 | 28.7 | 25.4 | 28.8 | 26.7 | 27.4 | 0
5667 | 25.2 | 27.7 | 20.8 | 24.7 | 29.5 | 20.8 | 20.2 | 23.6 | 25.5 | 26.4 | 26.8 | 26 | 26.2 | 26.8 | 21.7 | 21.7 | 25.3 | 26.8 | 26.3 | 26.7 | 30.4 | 26.3 | 22.4 | 23 | 24.9 | 32.9 | 27.6 | 23.5 | 23.4 | 24.8 | 25.9 | 27.8 | 23.9 | 24.6 | 26 | 27.7 | 24.2 | 24.4 | 27.5 | 29.3 | 25.3 | 27.1 | 21.1 | 24 | 25.7 | 25.4 | 25.6 | 23.3 | 26.6 | 25 | 26.5 | 17 | 26.6 | 25.4 | 28.3 | 25 | 28.7 | 26.6 | 26.8 | 0
5668 | 25.2 | 27.5 | 20.8 | 24.2 | 29.4 | 20.8 | 20 | 23.6 | 25.2 | 26.4 | 26.5 | 25.7 | 26.5 | 26.6 | 21.5 | 21.4 | 25.1 | 26.8 | 26.2 | 26.4 | 29.9 | 25 | 22.5 | 23 | 24.9 | 32.4 | 27.7 | 23.3 | 23.7 | 24.7 | 25.4 | 27.8 | 23.5 | 24.6 | 26.9 | 26.5 | 23.6 | 24.4 | 26.4 | 29.1 | 25.2 | 27 | 21 | 24 | 25.7 | 25.4 | 25.1 | 23.4 | 26.3 | 24.6 | 26 | 16.7 | 26.4 | 25.6 | 27.8 | 24.8 | 28.6 | 26.5 | 26.7 | 0
5669 | 25.2 | 26.8 | 20.7 | 25 | 29.3 | 20.8 | 20 | 23.6 | 25.3 | 26.4 | 26.2 | 27.6 | 28.2 | 26.3 | 21.5 | 21.4 | 25.2 | 26.8 | 26 | 26 | 29.5 | 25 | 22.4 | 23.2 | 24.9 | 31.9 | 27.7 | 22.6 | 23.4 | 24.8 | 25.6 | 27.8 | 23.4 | 25.2 | 26.8 | 26.5 | 24 | 24.3 | 25.8 | 30 | 25.2 | 26.7 | 20.8 | 24.3 | 25.7 | 24.3 | 26.6 | 22.8 | 25.8 | 24.5 | 25.4 | 17.6 | 26 | 25.4 | 27.4 | 25.8 | 28.5 | 26.3 | 27.4 | 0
5670 | 25.2 | 26.5 | 20.5 | 24.7 | 29 | 20.8 | 19.5 | 23.4 | 25.3 | 26.4 | 26.2 | 28 | 28.4 | 26.3 | 21.4 | 21.4 | 26.2 | 26.8 | 27.5 | 26.1 | 29.2 | 24.5 | 22.9 | 22.9 | 24.9 | 31.7 | 27.7 | 22.9 | 24.2 | 24 | 26.2 | 27.7 | 23.3 | 25.3 | 26.8 | 26.6 | 23.5 | 24.3 | 25.1 | 28.8 | 25.3 | 26.2 | 21.1 | 22.7 | 23.9 | 24.2 | 26.4 | 23.8 | 26.2 | 24.2 | 25.5 | 18.6 | 26.1 | 25.2 | 26.8 | 25.7 | 28.4 | 26.4 | 28.6 | 0
5671 | 25.2 | 26.5 | 20.7 | 25.2 | 29 | 20.8 | 19.5 | 23.4 | 25.8 | 26.4 | 26 | 28.4 | 28.9 | 26.3 | 21.4 | 22 | 27.6 | 26.3 | 29 | 26.7 | 29.2 | 24.5 | 23.8 | 23 | 24.9 | 31.7 | 27.7 | 23.6 | 24.7 | 25.4 | 27.2 | 27.8 | 23.1 | 25.8 | 26.8 | 26.9 | 24.2 | 24.1 | 25.1 | 28.8 | 25.1 | 25.9 | 21.9 | 23.2 | 24.5 | 24.3 | 26.6 | 24.7 | 27.1 | 24.3 | 26.2 | 19.5 | 26.5 | 25.3 | 26.7 | 26.1 | 28.5 | 26.6 | 29.9 | 0
5672 | 25.2 | 28 | 21.7 | 26 | 29.3 | 21.5 | 19.9 | 23.9 | 26.4 | 26.4 | 26 | 29.2 | 29.6 | 26.5 | 21.4 | 23 | 28.8 | 26.3 | 30.4 | 27.6 | 29.2 | 24.5 | 24.8 | 23 | 24.9 | 34.5 | 27.9 | 24.4 | 25.2 | 26.4 | 28.4 | 29.3 | 22.9 | 26.2 | 26.9 | 27 | 25 | 24.1 | 25 | 29.3 | 25.1 | 25.6 | 22.6 | 24.3 | 24.5 | 24.8 | 27.2 | 26 | 28 | 25.1 | 27.4 | 20.4 | 27 | 25.9 | 27.7 | 26.8 | 29.1 | 26.8 | 31 | 0
5673 | 24.5 | 29.1 | 24.6 | 27.5 | 30.6 | 22.6 | 21.6 | 24.6 | 28.6 | 28.2 | 26 | 30 | 30.7 | 27.7 | 23 | 24.5 | 29.6 | 26.3 | 30.9 | 28.9 | 31.5 | 25.2 | 25.9 | 23.5 | 25.2 | 36.4 | 30.3 | 25.3 | 25.2 | 29.2 | 29.5 | 31.3 | 22.7 | 27.1 | 28.2 | 28.5 | 26.9 | 25.4 | 24.5 | 31.1 | 26.5 | 26.2 | 23.7 | 25.4 | 27.5 | 25.6 | 28 | 26.7 | 29.2 | 25.3 | 28.8 | 20.5 | 27.6 | 27.1 | 29.7 | 28.1 | 29.8 | 27.1 | 31.6 | 0
5674 | 24.5 | 29.6 | 25.4 | 28.8 | 31.1 | 23.7 | 22.3 | 25.3 | 30.2 | 29.4 | 26.3 | 31.3 | 31.9 | 28.8 | 23.5 | 26.3 | 29.9 | 26.6 | 30.8 | 30.2 | 32.4 | 26 | 27 | 23.9 | 25.6 | 37.5 | 30.7 | 26.3 | 25.4 | 30.1 | 30.1 | 32.3 | 22.7 | 28 | 28.2 | 28 | 27.9 | 25.4 | 24.6 | 32.1 | 27.3 | 27.1 | 24.4 | 26 | 27.5 | 26.8 | 28.8 | 27.4 | 29.8 | 26.6 | 30 | 20.5 | 28.1 | 27.8 | 32.3 | 29.5 | 30.3 | 26.9 | 32.1 | 0
5675 | 24.5 | 31.2 | 26.4 | 30 | 31.2 | 24.9 | 24 | 26.9 | 30.4 | 30.4 | 27 | 32.4 | 33.4 | 29.4 | 24.6 | 27.7 | 29.8 | 26.7 | 30.4 | 31.4 | 34 | 26.5 | 27.8 | 24.4 | 27.9 | 38.5 | 31.9 | 27.2 | 25.8 | 30.8 | 30.2 | 32.8 | 22.7 | 29 | 28.4 | 29.5 | 28.6 | 26.3 | 25.1 | 32.7 | 27.8 | 28.6 | 25.2 | 27.6 | 27.4 | 28 | 29.4 | 27.8 | 30.4 | 28.7 | 31 | 20 | 28.6 | 28.3 | 33.9 | 31 | 30.6 | 27.2 | 32.4 | 0
5676 | 25.3 | 31.8 | 27.4 | 30.5 | 32.6 | 25.3 | 25 | 27.6 | 31.4 | 30.9 | 28.1 | 33.7 | 34.6 | 29.9 | 25.9 | 28.7 | 29.5 | 27.2 | 30.4 | 32.3 | 35.4 | 27.5 | 28.3 | 24.5 | 29.2 | 38.8 | 33.4 | 28.1 | 26.9 | 28.7 | 29.6 | 33.8 | 22.2 | 29.6 | 29.2 | 30.1 | 27.7 | 27.3 | 26.6 | 33.1 | 28.4 | 29.6 | 25.5 | 27.7 | 28.1 | 29.1 | 29.8 | 28.5 | 30.3 | 29.5 | 31.6 | 20 | 28.9 | 29.5 | 35.5 | 31.8 | 31.4 | 28.7 | 33 | 0
5677 | 26.6 | 33.9 | 28.2 | 30.9 | 32.6 | 26.2 | 26 | 28.4 | 31.9 | 31.3 | 29.2 | 34.2 | 35.7 | 30.8 | 25.8 | 29.1 | 29.3 | 27.9 | 30.7 | 32.9 | 35.9 | 27.4 | 28.3 | 24.7 | 30.2 | 38.8 | 33.9 | 28.9 | 27.9 | 27.6 | 28.8 | 34.3 | 22.2 | 30.3 | 29.7 | 30.3 | 27 | 28.3 | 27.7 | 33.8 | 28.7 | 30.6 | 26.1 | 28.4 | 28.1 | 29.9 | 30.2 | 28.9 | 30.4 | 30.9 | 32.1 | 20 | 29 | 29.8 | 36.4 | 32.2 | 31.6 | 28.7 | 33.6 | 0
5678 | 26.7 | 34.8 | 29.4 | 31 | 32.6 | 27.5 | 26.9 | 28.6 | 32 | 31.2 | 30.2 | 34.4 | 36.4 | 30.9 | 24.9 | 29.5 | 29.2 | 28.7 | 31.6 | 33.2 | 37 | 27.2 | 28 | 24.6 | 30.2 | 39.2 | 35 | 29.6 | 28.8 | 26.2 | 28 | 33.3 | 22.2 | 30.6 | 30.6 | 30.4 | 26 | 28.5 | 29 | 34.1 | 27.6 | 30.8 | 26.4 | 29.3 | 28.1 | 30.2 | 30.8 | 29.4 | 30.2 | 31.4 | 32.4 | 20.4 | 29 | 29.5 | 37.6 | 31.8 | 31.6 | 28.5 | 34 | 0
5679 | 28.3 | 35 | 29.4 | 31.3 | 32.8 | 23.2 | 27.1 | 27.6 | 31.7 | 31.2 | 30.6 | 33.7 | 36.9 | 30.9 | 25.7 | 29.7 | 29 | 28.7 | 32.2 | 33.3 | 37.2 | 27.5 | 27.3 | 24.9 | 29.7 | 39.4 | 35.4 | 30 | 28.7 | 27.8 | 27.5 | 31.7 | 21.8 | 31 | 31.2 | 30.2 | 26.5 | 28.7 | 30 | 34.5 | 27 | 30.9 | 27.1 | 29.1 | 26.6 | 30.1 | 31.5 | 29.1 | 30.4 | 32.2 | 32.6 | 20.4 | 28.9 | 29.3 | 37.9 | 31.2 | 31.8 | 28.1 | 33.7 | 0
5680 | 28.3 | 35.1 | 29.4 | 31.2 | 32.7 | 23.4 | 27.1 | 29.3 | 30.9 | 30.9 | 30.7 | 32.7 | 36.8 | 30.9 | 25.7 | 29.7 | 28.7 | 28.7 | 32.6 | 32.9 | 36.3 | 27.4 | 26.5 | 24.9 | 29.2 | 39.4 | 26.4 | 29.9 | 28.2 | 29.2 | 27.3 | 31.2 | 21.7 | 30.9 | 31.8 | 30.5 | 27 | 27.9 | 30.1 | 29.1 | 27.9 | 30.3 | 27.1 | 28.8 | 26.6 | 29.8 | 32 | 28.6 | 30.2 | 32.9 | 32.4 | 20.2 | 28.7 | 29.4 | 37.6 | 30.3 | 31.8 | 27.7 | 33 | 0
5681 | 28.3 | 34.6 | 27.2 | 31 | 32.7 | 23.4 | 21 | 27.5 | 30.4 | 30.5 | 30.2 | 31.6 | 36.6 | 30.9 | 25.7 | 29.2 | 28 | 28.7 | 32 | 32.2 | 36 | 26.8 | 25.5 | 25 | 28.7 | 39.4 | 26.1 | 29.4 | 26.8 | 31.4 | 27.4 | 31.3 | 21.7 | 30.6 | 31.8 | 29.5 | 28 | 28.2 | 29.8 | 26.6 | 27.8 | 29.8 | 26.8 | 28.7 | 26.6 | 29.4 | 32 | 27.6 | 30 | 33.2 | 31.8 | 19.4 | 28.4 | 29.2 | 37.6 | 29.6 | 31.8 | 27.4 | 31.6 | 0
5682 | 27.8 | 34.2 | 26.7 | 29.9 | 32.5 | 22.4 | 20.3 | 27.6 | 29.4 | 29.6 | 29.7 | 31 | 36 | 30.8 | 25.4 | 28.4 | 27.1 | 28.6 | 31 | 31 | 35.5 | 26.5 | 24.6 | 24.7 | 28.2 | 40 | 26.4 | 28.5 | 25.7 | 30.8 | 27.4 | 30 | 22.1 | 29.7 | 31.6 | 29.1 | 27.7 | 28.5 | 29.6 | 26.6 | 27 | 29 | 25.5 | 29.4 | 26.3 | 29 | 31.1 | 26.8 | 29.2 | 32.8 | 30.6 | 18.6 | 28 | 28.3 | 36.7 | 28.9 | 31.6 | 27.2 | 30.3 | 0
5683 | 27.8 | 33.7 | 25.7 | 28.6 | 32.1 | 22 | 20.8 | 27.5 | 28.9 | 28.7 | 29 | 30.4 | 35.3 | 29.4 | 23.5 | 27.5 | 26 | 28.4 | 29.5 | 29.7 | 34.4 | 26.2 | 23.9 | 24.5 | 28.1 | 40 | 26.4 | 27.5 | 24.6 | 29.9 | 27.3 | 29.3 | 21.9 | 28.9 | 31 | 28.6 | 27.4 | 26.7 | 29.2 | 26.6 | 26.5 | 28.7 | 24.2 | 28.9 | 26.2 | 28.5 | 29.6 | 25.9 | 28.5 | 31.1 | 29.1 | 17.6 | 27.7 | 27.3 | 35.3 | 28.5 | 31.2 | 27.7 | 29.1 | 0
5684 | 25.8 | 31.8 | 25.2 | 27 | 31.6 | 21.4 | 21.1 | 26.1 | 28.4 | 27.9 | 28.6 | 30.2 | 34.4 | 29.3 | 23.3 | 27 | 25.2 | 28.2 | 28.4 | 28.4 | 33.8 | 25.5 | 23.4 | 24 | 28.1 | 38.6 | 26.4 | 26.6 | 24.2 | 27.2 | 27 | 29.3 | 22.2 | 28 | 30.6 | 28.4 | 26 | 26.6 | 29 | 26.6 | 26.5 | 28.4 | 22.8 | 28.1 | 26.2 | 28 | 27.6 | 25.4 | 27.6 | 28.6 | 27.6 | 17 | 27.5 | 26.8 | 34 | 28.2 | 30.2 | 28.2 | 28.6 | 0
5685 | 24.1 | 30.2 | 24.7 | 26 | 31.4 | 21.2 | 20.7 | 24.8 | 28.3 | 27.2 | 28.2 | 29.7 | 33.6 | 28.8 | 23.3 | 26.8 | 24.8 | 28.2 | 27.5 | 27.5 | 33.2 | 25.1 | 23.2 | 23.9 | 27.2 | 37.8 | 27.8 | 25.9 | 24 | 26.3 | 26.8 | 29.3 | 22.2 | 27.6 | 30 | 27.8 | 25.5 | 26.4 | 28.6 | 26.6 | 26.1 | 28.6 | 22.3 | 27.3 | 26.4 | 27.4 | 25.9 | 24.8 | 27.3 | 27.2 | 26.5 | 16.6 | 27.5 | 26.8 | 32.7 | 28.1 | 29.4 | 26.8 | 28.3 | 0
5686 | 24.1 | 28.8 | 24.5 | 25.2 | 31.1 | 21.4 | 20.4 | 24.6 | 28 | 27 | 27.9 | 29.4 | 32.6 | 28.4 | 22.8 | 26.7 | 24.8 | 27.7 | 27.3 | 26.8 | 32.4 | 25 | 23.1 | 23.7 | 27.1 | 36.9 | 27.8 | 25.4 | 24.2 | 25.2 | 26.5 | 28.8 | 22.3 | 27 | 29.6 | 27.9 | 24.7 | 26.2 | 28.2 | 26.6 | 26 | 28.5 | 22 | 26.9 | 26.5 | 26.8 | 24.9 | 24.7 | 27.1 | 27 | 25.9 | 16.9 | 27.5 | 26.5 | 32.3 | 27.8 | 28.6 | 27 | 28.5 | 0
5687 | 23.9 | 28.1 | 23.2 | 25.2 | 31.1 | 21.4 | 20.2 | 24.1 | 27.8 | 26.7 | 27.6 | 28.8 | 31.6 | 28.4 | 22.8 | 26.5 | 25 | 26.2 | 27.2 | 26.6 | 31.5 | 25 | 23 | 23.8 | 27.1 | 36.2 | 27.7 | 25 | 24.2 | 26 | 26.4 | 28.8 | 22.4 | 26.8 | 29.4 | 27.9 | 25 | 26 | 28.2 | 26.6 | 26 | 28.4 | 22.2 | 26.2 | 26.4 | 26.2 | 24.8 | 24.4 | 27.2 | 26.7 | 26 | 17.2 | 27.6 | 26.2 | 31.5 | 27.6 | 28.6 | 27 | 28.4 | 0
5688 | 24.7 | 26.7 | 22.7 | 25.2 | 29.1 | 21.2 | 20.1 | 24.1 | 27.7 | 26.4 | 27.4 | 28.5 | 30.4 | 28.4 | 22 | 25.7 | 25.2 | 26.2 | 27.2 | 26.5 | 31.3 | 24.6 | 22.9 | 23.5 | 26.6 | 35.4 | 26.2 | 24.6 | 24.3 | 25.6 | 26.2 | 28.5 | 22.6 | 26.2 | 29.4 | 27.7 | 24.7 | 25.4 | 28.1 | 26.6 | 25.9 | 27.7 | 21.9 | 23.4 | 26.4 | 25.7 | 25.3 | 24.4 | 26.9 | 26.4 | 26.3 | 17.8 | 27.5 | 25.8 | 30.2 | 27.1 | 28.4 | 26.3 | 28.3 | 0
5689 | 24.8 | 26.7 | 22.2 | 25.6 | 29 | 21.2 | 20.1 | 24.1 | 27.5 | 26.4 | 27 | 28.1 | 29.5 | 28.4 | 22 | 25.6 | 25.2 | 26.2 | 26.8 | 26.5 | 31.2 | 24.5 | 22.7 | 23.5 | 26.2 | 34.5 | 26.2 | 24.2 | 23.9 | 26.3 | 26.1 | 28.3 | 22.7 | 25.8 | 29 | 27.8 | 25 | 25.4 | 28.1 | 26.6 | 25.5 | 27.2 | 21.7 | 23.4 | 26.4 | 25.3 | 26.2 | 24 | 26.6 | 25.9 | 26.6 | 17.8 | 27.2 | 25.8 | 29.7 | 26.7 | 28.2 | 26.7 | 27.7 | 0
5690 | 24.8 | 26.4 | 21.7 | 25.6 | 28.8 | 21.2 | 20 | 23.8 | 27.4 | 26.4 | 26.8 | 28 | 28.6 | 28.3 | 21.9 | 25.2 | 25 | 26.2 | 26.2 | 26.4 | 30.5 | 24.5 | 22.4 | 23.2 | 25.7 | 34.2 | 26.4 | 23.6 | 23.6 | 25.4 | 25.8 | 28 | 22.8 | 25.2 | 28.9 | 27.8 | 24.6 | 25.2 | 27 | 26.6 | 25.2 | 26.6 | 21 | 23.4 | 26.4 | 25 | 26.8 | 23.6 | 26 | 25.3 | 26.6 | 17.8 | 26.8 | 25.8 | 29.2 | 26.2 | 28 | 26.8 | 27.2 | 0
5691 | 24.9 | 26.2 | 21.7 | 25.6 | 28.6 | 21.3 | 20 | 23.6 | 27.3 | 26.4 | 26.5 | 27.7 | 28.2 | 27.9 | 21.9 | 24.3 | 24.7 | 26.2 | 25.5 | 26.3 | 30.1 | 24.2 | 22.2 | 23.3 | 25.4 | 33.6 | 26.4 | 23 | 23.1 | 25.7 | 25.6 | 27.8 | 23.1 | 25.1 | 28.9 | 27.8 | 24.7 | 25.2 | 26.3 | 26.6 | 25.2 | 26.7 | 20.8 | 23.9 | 25.1 | 24.7 | 27.1 | 22.9 | 25.7 | 24.8 | 26.3 | 17.4 | 26.4 | 25.3 | 28.7 | 26 | 27.6 | 26.9 | 26.7 | 0
5692 | 24.9 | 25.9 | 21.7 | 25.2 | 28.5 | 21.3 | 20.1 | 23.5 | 27.1 | 26.3 | 26.4 | 27.7 | 28 | 28 | 21.8 | 23.5 | 24.7 | 26.2 | 25.4 | 26 | 29.6 | 24 | 22.2 | 23.1 | 25.5 | 33.4 | 26.4 | 22.7 | 23.2 | 24.6 | 25.4 | 27.7 | 23.2 | 24.9 | 28.7 | 27.8 | 24.1 | 25.2 | 26.3 | 26.6 | 25.1 | 26.6 | 20.5 | 24.4 | 25.1 | 24.5 | 26.9 | 22.7 | 25.5 | 24.8 | 25.7 | 17.4 | 26.1 | 24.8 | 28.1 | 25.8 | 27.2 | 26.8 | 26.8 | 0
5693 | 25 | 25.8 | 21.5 | 23 | 28.3 | 21.3 | 20 | 23.5 | 27 | 26.4 | 26.2 | 26.4 | 29.4 | 27.4 | 21.7 | 23 | 24.4 | 26.2 | 26.4 | 26 | 29.2 | 24 | 23 | 22.8 | 25 | 32.9 | 26.4 | 22.2 | 24 | 25.2 | 26.6 | 27.5 | 23.2 | 25 | 28.6 | 27.8 | 24 | 25.2 | 26.3 | 26.6 | 25.1 | 24.4 | 21.8 | 24.8 | 25.1 | 25 | 25 | 24 | 26.2 | 24.2 | 24.6 | 17 | 26.2 | 24.5 | 27.5 | 26.8 | 27.2 | 26.7 | 28 | 0
5694 | 24.8 | 25.4 | 21.1 | 23.1 | 28.3 | 21.4 | 20 | 23.5 | 26.9 | 26.4 | 26.3 | 27.2 | 28.6 | 27 | 21.7 | 22.7 | 25.9 | 26.2 | 27 | 26.3 | 28.7 | 23.9 | 23.9 | 22.8 | 24.7 | 32.9 | 26.4 | 22.7 | 24.1 | 25.4 | 27 | 27.5 | 23.2 | 25.1 | 28.5 | 27.8 | 24.1 | 25 | 26.1 | 26.6 | 24.9 | 24.5 | 22.2 | 24.9 | 25.1 | 25.2 | 25.1 | 24.8 | 26.8 | 24 | 24.9 | 18.1 | 26.4 | 24.5 | 27 | 27.3 | 27.2 | 26.5 | 28.3 | 0
5695 | 24.8 | 25.3 | 21.2 | 24.2 | 28.3 | 21.4 | 20.1 | 23.5 | 27 | 26.5 | 26.3 | 28 | 28.5 | 26.9 | 21.7 | 22.6 | 27.3 | 26.2 | 27.2 | 26.9 | 28.6 | 23.9 | 24.8 | 22.9 | 24.7 | 32.8 | 26.4 | 23.4 | 24.4 | 25.9 | 27.6 | 28.3 | 23.2 | 25.8 | 28.4 | 27.9 | 24.7 | 24.8 | 26.1 | 26.7 | 24.8 | 24.6 | 22.8 | 25.2 | 25.2 | 26.1 | 25.7 | 25.5 | 27.9 | 23.7 | 25.9 | 19.4 | 26.7 | 24.8 | 26.8 | 28 | 27 | 26.3 | 28.8 | 0
5696 | 24.8 | 25.6 | 22.5 | 25.6 | 28.9 | 22 | 20.2 | 23.5 | 29.4 | 26.7 | 26.5 | 29.3 | 28.8 | 27.3 | 21.7 | 23.5 | 28.8 | 26.2 | 28 | 27.8 | 28.8 | 24 | 25.8 | 23.4 | 27.8 | 32.8 | 26.4 | 24.4 | 25 | 26.6 | 28.4 | 29.8 | 23.8 | 26.6 | 28.6 | 28.2 | 25.4 | 25 | 26.1 | 27.5 | 24.9 | 25.4 | 23.6 | 25.4 | 25.2 | 27 | 26.2 | 26 | 29.4 | 24.3 | 27 | 20.4 | 27.2 | 25.3 | 27.7 | 29 | 28 | 26.1 | 29.8 | 0
5697 | 26.4 | 28.4 | 24.3 | 27.3 | 30.7 | 22.2 | 20.3 | 25.1 | 30.7 | 27.8 | 26.8 | 30.2 | 30.3 | 28.3 | 22.4 | 25.4 | 29.6 | 26.2 | 28.7 | 28.9 | 31.2 | 24.1 | 26.5 | 24.1 | 26.8 | 33.2 | 27.1 | 25.3 | 26 | 27.5 | 29.4 | 31.5 | 25 | 27.7 | 29.2 | 28.5 | 26.5 | 26.3 | 26.3 | 29.2 | 25.9 | 25.8 | 24.5 | 27.3 | 25.9 | 28.3 | 27.4 | 26.5 | 30.8 | 25.8 | 28.6 | 20.7 | 27.8 | 26.8 | 29.7 | 29.8 | 30.3 | 24.1 | 30.7 | 0
5698 | 26.8 | 30.7 | 25.6 | 28.5 | 31.8 | 22.2 | 20.9 | 25.9 | 31.2 | 28.7 | 27.6 | 31.4 | 31.9 | 29.6 | 22.7 | 26.5 | 30.2 | 26 | 30.2 | 30 | 32.5 | 25.1 | 27.3 | 25 | 27 | 35 | 27.6 | 26.4 | 27.2 | 28.6 | 30.4 | 31.6 | 26.6 | 28.5 | 29.7 | 28 | 27.6 | 27.1 | 27.1 | 30.5 | 25.5 | 26.4 | 25.5 | 28.5 | 26.6 | 29.1 | 28.6 | 27 | 31.8 | 27 | 30 | 20.5 | 28.6 | 28 | 31.6 | 30.6 | 30.8 | 24.8 | 31.8 | 0
5699 | 27.6 | 32.3 | 26.7 | 29.2 | 32.3 | 22.4 | 22.1 | 26.9 | 32.4 | 29.6 | 28.8 | 32.2 | 34 | 30.3 | 23.3 | 28 | 30.6 | 26 | 31.6 | 31 | 34 | 26.1 | 28 | 26 | 28.3 | 36.3 | 28.1 | 27.4 | 28.4 | 29.6 | 31.2 | 32.5 | 27.6 | 29.2 | 30.4 | 29 | 28.6 | 28.9 | 28.2 | 31.9 | 27.3 | 26.6 | 26.4 | 29.5 | 27.3 | 29.6 | 30 | 27.6 | 32 | 28.3 | 31.4 | 19.8 | 29.4 | 28.2 | 33.5 | 31 | 31 | 25.5 | 32.6 | 0
5700 | 28.4 | 33 | 28.1 | 29.3 | 32.6 | 23.2 | 22.5 | 27.4 | 32.8 | 30.6 | 30.3 | 33.2 | 35.3 | 30.8 | 23.7 | 29.5 | 31.3 | 26.1 | 33.3 | 31.8 | 35 | 27.4 | 28.8 | 27 | 29.3 | 37.4 | 29.1 | 28.6 | 29.4 | 30.4 | 31.7 | 33.2 | 28.6 | 29.5 | 31.4 | 30.2 | 29.2 | 29.2 | 30.5 | 33 | 28.3 | 27 | 27 | 30.5 | 27.8 | 29.3 | 30.8 | 28.3 | 31.6 | 30.8 | 32.1 | 19.4 | 30.1 | 27.2 | 34.5 | 31.2 | 32.5 | 25.9 | 33.3 | 0
5701 | 29.3 | 34.9 | 29.1 | 29.5 | 32.7 | 24.7 | 23.4 | 27.1 | 32.8 | 30.9 | 31.5 | 33.6 | 36.5 | 31.2 | 24.4 | 30.2 | 32 | 26 | 33.8 | 32.4 | 35.7 | 28.8 | 29.1 | 27.7 | 29.3 | 38.4 | 29.1 | 29.6 | 29.8 | 31 | 31.7 | 33.7 | 29.4 | 29.8 | 32.1 | 30 | 29.5 | 29.8 | 31.5 | 33.5 | 28.3 | 26.9 | 27 | 30.9 | 27.8 | 29 | 31.7 | 29 | 30.9 | 31 | 32.8 | 19.2 | 30.6 | 27.8 | 36 | 30.9 | 32.5 | 26.1 | 33.4 | 0
5702 | 30.8 | 35.7 | 30.1 | 29.6 | 32.8 | 25.2 | 26.1 | 29.5 | 33.3 | 30.9 | 32.4 | 33.8 | 36.8 | 31.4 | 24.1 | 29.5 | 32.6 | 26 | 33.6 | 32.8 | 36.7 | 29.5 | 29.2 | 28.2 | 29.8 | 38.7 | 29.2 | 30.4 | 29.6 | 31.2 | 31.2 | 34.2 | 29.8 | 30 | 32.6 | 25.9 | 29.4 | 28.8 | 30.8 | 34 | 28.5 | 27 | 26.5 | 31.3 | 28 | 28.6 | 31.8 | 29.4 | 30 | 31.8 | 33 | 19.4 | 30.8 | 27.5 | 36.9 | 30.4 | 32.6 | 26.8 | 33.4 | 0
5703 | 30.9 | 36 | 30.6 | 30.1 | 32.8 | 25.2 | 27.6 | 29.3 | 31.8 | 31.1 | 32.5 | 33.1 | 37.1 | 31.8 | 25.2 | 29.5 | 32.6 | 26.5 | 31.9 | 32.9 | 37.1 | 29.8 | 28.5 | 28.1 | 30.8 | 38.9 | 30.4 | 30.6 | 28.9 | 31.1 | 30.4 | 33 | 30.1 | 30.4 | 33 | 25.7 | 29.2 | 29.9 | 31.3 | 33.1 | 28.8 | 26.5 | 25.5 | 31.6 | 28 | 28.9 | 32 | 29.4 | 29.2 | 32.3 | 33.3 | 19.6 | 30.6 | 28.8 | 38 | 29.6 | 32.8 | 26.9 | 32.9 | 0
5704 | 31 | 36.1 | 31 | 30.5 | 32.5 | 25.2 | 27.5 | 28.6 | 31.9 | 30.9 | 32.1 | 32.2 | 36.9 | 31.9 | 24.8 | 29 | 32.1 | 26.6 | 30 | 32.5 | 37.1 | 29.2 | 27.4 | 27.7 | 30.8 | 39.2 | 30.4 | 30.3 | 28 | 30.6 | 29.4 | 32.2 | 30.7 | 30.5 | 33.1 | 26.2 | 28.6 | 27 | 31.6 | 32 | 28.6 | 26.3 | 24.4 | 31.4 | 28 | 29 | 31.5 | 28.9 | 28.6 | 32.8 | 32.9 | 19.8 | 30.1 | 28.3 | 38 | 29 | 32.6 | 26.8 | 32.5 | 0
5705 | 31 | 36.2 | 30.6 | 30.6 | 32.3 | 23.9 | 27.1 | 26.9 | 31.8 | 30.5 | 31.4 | 31 | 36.7 | 31.5 | 23.6 | 24.1 | 31 | 26.6 | 28 | 31.8 | 37 | 29.4 | 26 | 26.8 | 30.8 | 39.2 | 30.5 | 29.4 | 27 | 30 | 28.6 | 31.7 | 30.6 | 30.4 | 33.1 | 26.6 | 28 | 26.8 | 30.4 | 32 | 28.4 | 25.8 | 23.4 | 30.9 | 28 | 29.4 | 31 | 28.2 | 28 | 32.7 | 32.4 | 19.4 | 29.5 | 27.7 | 37.8 | 28.4 | 32.4 | 27.3 | 31.8 | 0
5706 | 31 | 36.4 | 30.5 | 29.9 | 31.8 | 23.2 | 26.5 | 25.4 | 31.1 | 30 | 30.8 | 30.4 | 35.9 | 31 | 23.8 | 21 | 30 | 26.6 | 27.3 | 30.7 | 36.6 | 28.7 | 24.9 | 25.8 | 30.8 | 39.2 | 30.5 | 28.4 | 26.3 | 29.3 | 28 | 30.5 | 24 | 29.7 | 32.8 | 27 | 27.2 | 26.8 | 29.7 | 32 | 27.9 | 25.8 | 22.8 | 30.2 | 27.8 | 29.1 | 29.9 | 27.4 | 27.4 | 32.4 | 31.2 | 18.8 | 28.8 | 26.8 | 36.5 | 28.1 | 31.6 | 28 | 31.3 | 0
5707 | 30.8 | 35 | 28.5 | 28.8 | 31.3 | 23.1 | 24.3 | 24.6 | 30.4 | 28.9 | 30.3 | 29.9 | 35.2 | 30.3 | 23 | 21 | 28.9 | 26.7 | 27 | 29.3 | 34.8 | 28.5 | 24 | 24.7 | 30.3 | 38.7 | 29.6 | 27.3 | 25.7 | 28.6 | 27.7 | 30.2 | 24.1 | 28.8 | 31.3 | 27 | 26.6 | 26.8 | 29.1 | 31.2 | 27.3 | 25.5 | 22.6 | 29.5 | 27.8 | 28.7 | 29 | 26.9 | 26.8 | 30.8 | 30.1 | 18 | 28.2 | 26.5 | 35.5 | 27.9 | 30.6 | 27.8 | 30.6 | 0
5708 | 30.2 | 32.3 | 27.2 | 27.4 | 29.3 | 22.5 | 23.2 | 24.4 | 30 | 28 | 30 | 30 | 34.2 | 29.8 | 22.3 | 21 | 28.4 | 26.5 | 27.6 | 28 | 33.8 | 28.1 | 23.6 | 23.8 | 29.5 | 37.1 | 26.8 | 26.4 | 25.4 | 28 | 27.6 | 29.7 | 24.3 | 27.8 | 29.4 | 27.2 | 26 | 25.2 | 28.6 | 30.5 | 27 | 25.6 | 22.6 | 28.3 | 27.6 | 27.8 | 28 | 26.6 | 26.2 | 29.9 | 28.8 | 17.4 | 27.8 | 26.2 | 33.5 | 27.8 | 30.2 | 27.4 | 30 | 0
5709 | 29 | 31.3 | 23.2 | 26.3 | 29.3 | 22.2 | 23.1 | 24.4 | 29.5 | 27.5 | 29.7 | 29.8 | 33.6 | 29.2 | 22.2 | 21.3 | 28 | 26.5 | 27.7 | 27 | 33.2 | 27.6 | 23.3 | 23.1 | 28.8 | 36 | 26.4 | 25.6 | 25.1 | 27.6 | 27.5 | 29.7 | 24.6 | 27.2 | 28.7 | 27.3 | 25.7 | 25.8 | 28.1 | 30.2 | 26.8 | 25.3 | 22.6 | 27.8 | 26.8 | 27.4 | 27.6 | 26.5 | 25.8 | 29.3 | 28.2 | 17 | 27.5 | 25.9 | 32.1 | 27.6 | 29.6 | 27.2 | 29.1 | 0
5710 | 28.9 | 30.8 | 23 | 25.7 | 29.2 | 22.2 | 22.5 | 24.4 | 28.9 | 27.5 | 29.3 | 29.8 | 32.8 | 28.9 | 22.1 | 21.3 | 27.8 | 26.5 | 27.7 | 26.3 | 32.4 | 26.7 | 23.4 | 22.8 | 27.8 | 35.3 | 26.3 | 25.2 | 24.9 | 27.2 | 27.4 | 29.2 | 24.7 | 26.8 | 28.2 | 27.2 | 25.5 | 25.8 | 28.1 | 30 | 26.6 | 25.5 | 22.5 | 27.4 | 26.8 | 26.9 | 27 | 26.3 | 25.7 | 28.3 | 27.6 | 17 | 27.2 | 25.7 | 31.5 | 27.4 | 29.2 | 27.3 | 28.5 | 0
5711 | 28.8 | 30.1 | 22.6 | 25.6 | 29.2 | 22.2 | 22 | 24.4 | 28.3 | 27 | 28.6 | 29.4 | 32.4 | 29.3 | 22.1 | 21 | 27.4 | 26.5 | 27 | 26 | 31.5 | 25.9 | 23.2 | 22.8 | 27.5 | 34.9 | 26.3 | 24.8 | 24.6 | 26.9 | 27.2 | 28.7 | 24.8 | 26.8 | 28 | 27.1 | 25.4 | 25.8 | 26 | 29.7 | 25.3 | 25.6 | 22.2 | 27 | 26.8 | 26.8 | 26.6 | 25.8 | 26 | 26.3 | 27.4 | 17.2 | 27 | 25.4 | 31.1 | 27.2 | 29 | 27.3 | 28 | 0
5712 | 28.3 | 30.1 | 22.1 | 25.6 | 27.8 | 21.5 | 21.7 | 24.4 | 28.2 | 26.9 | 27.9 | 29 | 31.6 | 28.9 | 21.7 | 21 | 26.9 | 26.3 | 26.6 | 25.9 | 31.1 | 25.7 | 23.1 | 23 | 27.2 | 33.6 | 26.4 | 24.5 | 24.4 | 26.6 | 27 | 28.2 | 24.6 | 26.6 | 27.5 | 27 | 25.1 | 25.4 | 25.1 | 29.5 | 24.8 | 26.2 | 21.9 | 26.5 | 25.2 | 26.4 | 25.8 | 25 | 26.4 | 25.4 | 26.8 | 17.4 | 26.8 | 25.1 | 29.9 | 27.2 | 28.8 | 26.7 | 28 | 0
5713 | 28.1 | 29.5 | 22.1 | 25.5 | 27.8 | 21.5 | 21.6 | 24.4 | 28 | 26.8 | 27.1 | 28.2 | 31.2 | 28.4 | 21.7 | 21.1 | 25.8 | 26 | 26 | 26 | 30.5 | 25.2 | 22.8 | 23.3 | 26.8 | 32.9 | 26.4 | 24 | 24.3 | 26.2 | 26.8 | 28.3 | 24.1 | 26.5 | 27.4 | 26.9 | 24.8 | 24.8 | 25.1 | 29.3 | 24.8 | 26.3 | 21.6 | 26.3 | 25.2 | 26.2 | 25.3 | 24.1 | 26.8 | 25.2 | 26.3 | 17.3 | 26.6 | 24.8 | 26.3 | 27 | 28.5 | 26.5 | 28 | 0
5714 | 27.9 | 29.5 | 22.1 | 25 | 27.8 | 21.2 | 21.6 | 24.4 | 27.7 | 26.7 | 26.6 | 27.6 | 30.6 | 28.3 | 21.7 | 21 | 24.8 | 26 | 26 | 26 | 30.2 | 25.1 | 22.6 | 23.4 | 26.3 | 32.6 | 26.5 | 23.4 | 24.2 | 25.8 | 26.6 | 27.7 | 24.1 | 26 | 27.3 | 26.5 | 24.4 | 24.8 | 25.1 | 29.3 | 24.8 | 26.4 | 21.5 | 26 | 25.2 | 25.6 | 24.6 | 23.4 | 26.8 | 24.8 | 25.4 | 17 | 26.4 | 24.8 | 25.6 | 27 | 28.2 | 26.4 | 28.2 | 0
5715 | 27.5 | 29.5 | 22.1 | 24.3 | 27.8 | 21.2 | 21.1 | 24.4 | 27.5 | 26.7 | 26.2 | 26.7 | 30.4 | 27.8 | 21.6 | 21 | 23.9 | 26 | 25.9 | 26 | 29.8 | 24.6 | 22.4 | 23.3 | 25.8 | 32.4 | 26.6 | 22.7 | 24.1 | 25.5 | 26.5 | 27.7 | 24.1 | 25.6 | 27.3 | 26.4 | 24.2 | 24.9 | 24.9 | 29 | 24.7 | 25.7 | 21.4 | 25.8 | 25.3 | 25.3 | 24.6 | 23.1 | 26.5 | 24.9 | 24.9 | 16.5 | 26.2 | 24.8 | 25.8 | 26.8 | 28 | 26.4 | 28.1 | 0
5716 | 27.3 | 29.3 | 21.8 | 23.4 | 27.8 | 21 | 21.1 | 24.4 | 27.3 | 26.8 | 26.2 | 26.5 | 29.8 | 27.8 | 21.6 | 20.7 | 23.8 | 26 | 26.3 | 25.9 | 29.5 | 24.3 | 22.6 | 23.1 | 25.3 | 32.3 | 26.6 | 22.3 | 24.1 | 25.2 | 26.5 | 27.7 | 24.2 | 25.1 | 27.3 | 25.6 | 23.9 | 24.5 | 24.9 | 29 | 24.7 | 25.1 | 21.6 | 25.8 | 25.3 | 24.9 | 24.6 | 23.4 | 26.2 | 25 | 24.5 | 16.5 | 26.2 | 24.8 | 24.4 | 26.7 | 28 | 26.6 | 28.1 | 0
5717 | 27 | 29.1 | 21.9 | 22.2 | 27.8 | 21.1 | 21.1 | 24.3 | 27.4 | 26.6 | 26.4 | 26 | 27 | 27.7 | 21.5 | 20.6 | 24.8 | 26 | 25.8 | 24 | 29.2 | 23.6 | 21.6 | 22.4 | 24.8 | 32 | 26.6 | 22.4 | 23.8 | 25.4 | 26.4 | 27.2 | 24 | 25 | 27.3 | 25.7 | 24 | 24.6 | 24.6 | 28.9 | 24.4 | 25.6 | 21.6 | 25.8 | 25.3 | 25.4 | 25.2 | 24.2 | 26.4 | 25.1 | 25.4 | 17.2 | 26.4 | 24.8 | 24.5 | 25.6 | 27.8 | 26.7 | 27.2 | 0
5718 | 26 | 28.4 | 22.1 | 23 | 27.8 | 21.2 | 21.1 | 24.1 | 27.3 | 26.6 | 26.3 | 26.2 | 27.4 | 27.5 | 21.5 | 20.5 | 24.4 | 26 | 27 | 24.8 | 28.5 | 22.6 | 22.4 | 22.5 | 24.8 | 31.5 | 26.6 | 22.7 | 23.7 | 25.1 | 26.9 | 27.2 | 23.8 | 25.4 | 27.3 | 25.7 | 24.1 | 24.5 | 24.6 | 28.8 | 24.4 | 26.4 | 21.5 | 25.7 | 25.3 | 25.7 | 25.4 | 24 | 28 | 25.1 | 25.4 | 18.7 | 26.7 | 24.8 | 23.9 | 26 | 27.8 | 27 | 27.3 | 0
5719 | 26 | 28.3 | 22.2 | 24.4 | 27.8 | 21.2 | 21.1 | 24.1 | 27.7 | 26.6 | 26.5 | 26.8 | 28.3 | 27.3 | 21.4 | 21 | 24.5 | 26 | 28.1 | 26.2 | 28.6 | 22.6 | 23.6 | 22.9 | 24.8 | 31.4 | 26.6 | 23.6 | 23.9 | 25.4 | 28 | 27.7 | 24.1 | 26.1 | 27.3 | 25.6 | 24.2 | 24.5 | 24.6 | 28.8 | 24.4 | 27 | 21.9 | 25.5 | 25.4 | 26.5 | 25.8 | 24.6 | 29.2 | 25.1 | 25.9 | 20.2 | 27 | 24.8 | 23.5 | 26.6 | 27.8 | 27 | 27.2 | 0
5720 | 26.1 | 28.6 | 22.9 | 26 | 28.3 | 21.7 | 21.7 | 24.3 | 28.9 | 26.8 | 27.2 | 27.6 | 29.6 | 27.5 | 21.4 | 22 | 25 | 26 | 29.6 | 27.8 | 28.9 | 22.6 | 25 | 23.2 | 26.3 | 31.4 | 26.6 | 24.6 | 24.6 | 26 | 29.2 | 29.7 | 24.8 | 26.8 | 27.4 | 26.2 | 25 | 25.8 | 24.6 | 29.5 | 24.4 | 27.4 | 22.6 | 25.6 | 25.4 | 27.2 | 26.8 | 25.2 | 30.4 | 25.5 | 27 | 21.4 | 27.6 | 24.8 | 24 | 27.2 | 28.8 | 27 | 28 | 0
5721 | 28.4 | 29.4 | 25.4 | 27.4 | 29 | 22.2 | 22.5 | 25.2 | 29.3 | 27.7 | 28.1 | 29 | 30.9 | 29.5 | 21.8 | 24.1 | 26 | 27.5 | 30.4 | 29.4 | 30.5 | 22.4 | 26.3 | 24 | 26.4 | 32.1 | 27.5 | 25.8 | 25.6 | 27.2 | 30.7 | 31.3 | 25.4 | 27.5 | 27.2 | 27.7 | 25.5 | 26.8 | 25.5 | 30.6 | 25.3 | 26.9 | 23.6 | 26.3 | 27.5 | 28.4 | 27.7 | 26.4 | 30.2 | 26.9 | 28.4 | 21.6 | 28 | 25.7 | 26.6 | 27.9 | 30.2 | 25.8 | 28.5 | 0
5722 | 28.4 | 30 | 25.7 | 28.5 | 29.5 | 23 | 24.4 | 25.3 | 29.4 | 28.6 | 29.3 | 30.2 | 32.2 | 30.1 | 22 | 25.6 | 27.1 | 28 | 31.2 | 30.6 | 32 | 22.9 | 27.7 | 24.7 | 27.4 | 33.6 | 28.1 | 26.8 | 26.8 | 28.4 | 31.7 | 31.8 | 26.8 | 28.2 | 27.4 | 28.8 | 26.5 | 28.1 | 25.6 | 31.9 | 26.2 | 26.3 | 24.5 | 27.4 | 27.5 | 29.2 | 29 | 27.2 | 29.8 | 28.3 | 30 | 21.1 | 28.7 | 26.6 | 28.7 | 28.8 | 31 | 26.6 | 29.7 | 0
5723 | 28.4 | 31.7 | 27.2 | 29.4 | 30.8 | 23 | 25.4 | 27.1 | 30.1 | 29.7 | 30.4 | 31.6 | 33.4 | 31.1 | 23.3 | 27.1 | 28.2 | 29 | 31.6 | 31.6 | 33.8 | 24.9 | 28.8 | 25.8 | 27.9 | 35.2 | 29.5 | 27.6 | 27.8 | 29.6 | 32.4 | 32.3 | 28.1 | 29 | 27.7 | 29.7 | 27 | 28.7 | 25.6 | 32.4 | 27.2 | 25.4 | 25 | 29 | 27.9 | 30 | 30 | 27.8 | 28.6 | 29.3 | 31.4 | 20 | 29.2 | 27.8 | 30.2 | 29.8 | 31.2 | 27.6 | 30.4 | 0
5724 | 28.5 | 33.5 | 28.4 | 30.4 | 31.9 | 24.3 | 26.5 | 27.2 | 30.9 | 30.5 | 31.4 | 32.3 | 34.5 | 31.8 | 24.3 | 28.5 | 29 | 29.8 | 32.3 | 32.4 | 35.1 | 26.4 | 29.8 | 26.6 | 29.8 | 36.9 | 30.5 | 28 | 28.4 | 30.3 | 32.2 | 32.4 | 28.6 | 29.8 | 28.5 | 30.5 | 27.8 | 29.2 | 26.6 | 34 | 28.6 | 25.4 | 24.9 | 28.9 | 29.1 | 30 | 31.1 | 27.5 | 28.2 | 30.4 | 32.5 | 19.2 | 29.8 | 28.9 | 32 | 30.9 | 32.8 | 29.2 | 31.5 | 0
5725 | 29.4 | 34.8 | 28.4 | 31.4 | 31.9 | 24.4 | 27.2 | 28.7 | 31.3 | 30.9 | 32.1 | 32.7 | 35.4 | 33.1 | 25 | 29 | 29.6 | 29.5 | 32.5 | 33.2 | 35.7 | 26.9 | 30.3 | 27.5 | 30.1 | 37.6 | 30.2 | 28.5 | 28.3 | 30.6 | 31.8 | 32.3 | 29.1 | 30.6 | 29 | 31.1 | 27.9 | 30.3 | 26.6 | 34.7 | 29 | 25.6 | 24.4 | 29.6 | 29.1 | 29.9 | 31.6 | 27.4 | 27.6 | 31.3 | 33.2 | 18.9 | 30 | 29.3 | 33.4 | 32 | 33.2 | 29.6 | 31.6 | 0
5726 | 29.9 | 34.9 | 29.3 | 32.4 | 32 | 24.5 | 27.5 | 29 | 32.2 | 30.9 | 32.4 | 32.6 | 36.2 | 33.1 | 25.3 | 29.1 | 29.8 | 30.5 | 32.8 | 34 | 36.9 | 27.4 | 30.4 | 28 | 30.4 | 38.1 | 30.4 | 28.8 | 27.8 | 30.4 | 31.2 | 33.2 | 29.8 | 31.2 | 29.5 | 29.9 | 28 | 30.2 | 27.8 | 35 | 29 | 26.5 | 23.6 | 30.1 | 29 | 29.4 | 31.8 | 27 | 27.8 | 31.3 | 33.4 | 19.2 | 30.1 | 29.5 | 34.4 | 32.6 | 33 | 29.9 | 31.4 | 0
5727 | 30.4 | 35.5 | 26.2 | 33 | 32.2 | 23.9 | 26.7 | 29.2 | 30.3 | 30.9 | 32.4 | 32.5 | 36.6 | 33 | 25.5 | 28 | 29.7 | 30.5 | 32.2 | 34.6 | 37.5 | 27.5 | 29.8 | 28.3 | 30.7 | 38.1 | 30.5 | 29.3 | 27 | 30.1 | 31 | 33.2 | 29.9 | 31.4 | 29.6 | 29.5 | 27.4 | 28.3 | 27.7 | 33.9 | 29.5 | 27.1 | 23 | 30.2 | 27.7 | 29.2 | 31.1 | 27.2 | 27.4 | 31.2 | 33.2 | 19.6 | 29.6 | 27.5 | 34 | 32.6 | 27.6 | 29.9 | 30 | 0
5728 | 30.9 | 35.4 | 26.4 | 32.9 | 32.2 | 23.7 | 27.4 | 29.2 | 26.3 | 30.6 | 32.2 | 32 | 36.6 | 33 | 24.9 | 27 | 29.4 | 29.5 | 31.7 | 34.6 | 37.5 | 26.9 | 28.9 | 27.8 | 30.9 | 37.9 | 30.1 | 29.4 | 26.2 | 29.6 | 30.8 | 33.2 | 29.9 | 31.3 | 29.9 | 29.5 | 27.2 | 28.9 | 27.6 | 34.4 | 29.1 | 27.7 | 22.5 | 30.2 | 28 | 28.8 | 30.3 | 27.1 | 27.5 | 30.8 | 32.7 | 19.9 | 29.1 | 27.9 | 33.6 | 32 | 28.6 | 29.6 | 28.7 | 0
5729 | 30.9 | 35.1 | 24 | 32 | 32 | 23.9 | 27.5 | 28.7 | 24.5 | 30.1 | 31.8 | 31.6 | 36.2 | 32.8 | 23.4 | 22.5 | 28.8 | 27.1 | 30.6 | 34 | 37.4 | 26.5 | 27.6 | 27 | 30.9 | 29.8 | 29.9 | 29.4 | 25.6 | 29 | 30.8 | 32 | 29.8 | 30.8 | 30.1 | 29.1 | 26.6 | 28.9 | 27.5 | 34.4 | 28.6 | 27.6 | 22.4 | 30 | 28 | 28.8 | 29 | 27 | 27 | 31.3 | 32 | 19.6 | 28.4 | 27.6 | 33.2 | 30.8 | 28.8 | 29.1 | 27.2 | 0
5730 | 30.9 | 34.3 | 24.2 | 30.6 | 31.5 | 23.5 | 25.3 | 27.7 | 24.4 | 29.5 | 31.4 | 30.8 | 35.6 | 31.8 | 21.3 | 22 | 28 | 26.5 | 30.1 | 32.6 | 36.7 | 25.2 | 26.6 | 25.6 | 30.9 | 29.6 | 29.4 | 28.8 | 25.2 | 28.2 | 30.4 | 30.8 | 27.9 | 30.1 | 30.1 | 29 | 26.6 | 28.7 | 27.6 | 33.9 | 27.8 | 27.6 | 22.3 | 29.7 | 27.8 | 28.5 | 28.1 | 26 | 27.1 | 30.7 | 31.1 | 19 | 28.1 | 27.4 | 32.7 | 29.4 | 29.6 | 28.8 | 26.7 | 0
5731 | 30.4 | 33.1 | 24.2 | 28.9 | 31.2 | 22.4 | 22.6 | 27.2 | 24.5 | 28.6 | 30.9 | 30.3 | 34.8 | 30.8 | 21.3 | 22.1 | 27.2 | 26.5 | 29.4 | 30.9 | 35.2 | 25.3 | 25.7 | 24.5 | 29.9 | 30.1 | 28 | 28 | 24.9 | 27.3 | 30.1 | 30.3 | 27.3 | 29.3 | 29.7 | 28 | 26.1 | 27.5 | 27.5 | 32.4 | 27 | 27.1 | 22.2 | 28.8 | 27.6 | 28.4 | 27.1 | 25.1 | 26.8 | 29.6 | 30 | 18 | 27.7 | 26.4 | 31.5 | 28.2 | 29.4 | 28.4 | 26 | 0
5732 | 29.4 | 31.1 | 24.2 | 27.6 | 30.9 | 22.2 | 21.1 | 26.8 | 24.4 | 27.6 | 30.4 | 29.6 | 34 | 30 | 21.3 | 22.1 | 26.4 | 26.5 | 29.2 | 29.4 | 33.7 | 24.9 | 25.4 | 23.4 | 29.4 | 30.1 | 27.6 | 27 | 24.6 | 26.4 | 29.6 | 29.6 | 25.8 | 28.6 | 30.1 | 27.5 | 25.8 | 26.7 | 27 | 31.8 | 26.8 | 27 | 22 | 28 | 27.2 | 28 | 26.6 | 23.8 | 27 | 28.5 | 29 | 17.4 | 27.6 | 24.6 | 30.5 | 27.4 | 29.2 | 27.9 | 26 | 0
5733 | 28.9 | 30.7 | 24.2 | 26.8 | 30.5 | 21.7 | 21.1 | 26.2 | 24.4 | 27.1 | 29.7 | 29.4 | 33.3 | 29.5 | 21.3 | 22 | 26 | 26.5 | 28.7 | 28.5 | 32.5 | 24.4 | 25.2 | 23 | 28.4 | 30.4 | 27.1 | 26.4 | 24.3 | 25.8 | 29.5 | 29.3 | 25.9 | 28 | 29.3 | 27.2 | 24.9 | 26.1 | 27 | 31.4 | 26 | 26.6 | 21.9 | 27.3 | 27 | 27.9 | 25.9 | 23.3 | 26.6 | 28.3 | 28.1 | 17.1 | 27.3 | 23.3 | 30 | 27.1 | 29.2 | 27.6 | 25.4 | 0
5734 | 28.6 | 30 | 24.2 | 26.5 | 30.4 | 21.6 | 20.6 | 25.8 | 24.4 | 26.8 | 29.2 | 28.9 | 32.7 | 29.3 | 21.3 | 21.9 | 25.8 | 26.6 | 28.5 | 28 | 31.6 | 23.4 | 25.2 | 22.9 | 27.6 | 30.8 | 27.1 | 25.7 | 24 | 25.4 | 29.2 | 28.8 | 25.6 | 27.6 | 28.9 | 27 | 24.3 | 25.6 | 26.8 | 30.8 | 26 | 26.7 | 21.7 | 26.7 | 26.9 | 27.5 | 25.8 | 23.1 | 26.7 | 27.7 | 27.4 | 17.3 | 27.1 | 23.3 | 29.6 | 27 | 29.2 | 27.4 | 25.4 | 0
5735 | 28.4 | 29.8 | 24.2 | 26.4 | 29.9 | 21.5 | 20.7 | 25.7 | 24.3 | 26.6 | 28.6 | 28.6 | 32 | 29 | 21.3 | 21.9 | 26 | 27 | 28 | 27.8 | 30.7 | 23.3 | 25 | 23 | 26.9 | 30.1 | 26 | 25.4 | 23.8 | 25.4 | 29 | 28.8 | 25.3 | 27.2 | 28.5 | 26.7 | 23.8 | 25.6 | 26.7 | 30.4 | 26 | 26.6 | 21.8 | 26.5 | 26.8 | 27.2 | 25.6 | 23.6 | 26.4 | 27.3 | 27 | 17.6 | 26.8 | 23.4 | 29 | 27 | 29.2 | 27.3 | 25.2 | 0
5736 | 27.8 | 28.8 | 24 | 26.1 | 27.9 | 21 | 20.7 | 25.3 | 24.4 | 26.5 | 28.2 | 27.7 | 31.3 | 28.5 | 21.6 | 21.4 | 26.3 | 27 | 27.8 | 27.4 | 30.2 | 22.9 | 24.6 | 22.9 | 25.9 | 30.6 | 26 | 24.8 | 23.9 | 25.5 | 28.3 | 28.3 | 25.3 | 26.7 | 28.1 | 26.4 | 24.2 | 25.2 | 26.6 | 30.3 | 26 | 26.8 | 21.8 | 26.2 | 25.3 | 26.4 | 25.9 | 23.9 | 26.6 | 26.9 | 26.9 | 17.9 | 26.7 | 23.5 | 28.6 | 26.8 | 29.2 | 26.8 | 26.1 | 0
5737 | 27.7 | 28.7 | 23.7 | 25.3 | 27.9 | 21 | 20.7 | 24.9 | 24.5 | 26.4 | 27.9 | 27 | 30.3 | 28.4 | 21.6 | 21.4 | 26.5 | 27 | 27.1 | 26.7 | 29.9 | 22.9 | 23.7 | 22.8 | 25.4 | 30.4 | 25.1 | 24.2 | 24 | 25.9 | 27.7 | 28.1 | 25.1 | 26.2 | 27.7 | 26.4 | 24.4 | 25.1 | 26.6 | 30 | 26 | 26.5 | 22 | 26.1 | 25.3 | 25.9 | 26 | 24.4 | 26.2 | 25.2 | 26.8 | 17.7 | 26.6 | 23.5 | 28.4 | 26.5 | 29.2 | 26.8 | 26.8 | 0
5738 | 27.7 | 28.6 | 23.3 | 24.2 | 27.9 | 21 | 20.2 | 24.4 | 24.7 | 26.4 | 27.6 | 26.2 | 29.2 | 28 | 21.6 | 21.1 | 26.4 | 27 | 26.6 | 25.6 | 29.4 | 22.7 | 22.8 | 22.4 | 25.4 | 30.1 | 24.6 | 23.4 | 24.2 | 26 | 26.8 | 27.8 | 24.8 | 25.6 | 27.4 | 26.5 | 25 | 25 | 26.5 | 29.8 | 26 | 26.3 | 22 | 25.7 | 25.3 | 25.2 | 26.2 | 24.4 | 26.2 | 24.8 | 26.6 | 17.2 | 26.6 | 23.5 | 28 | 26 | 29 | 26.9 | 27.8 | 0
5739 | 26.9 | 28.2 | 22.9 | 23 | 27.8 | 20.9 | 20.2 | 24.1 | 24.8 | 26.4 | 27.2 | 26 | 28.1 | 27.5 | 21.6 | 21 | 26 | 27 | 25.8 | 24.6 | 29 | 22.4 | 21.9 | 22.3 | 25.2 | 29.1 | 24.5 | 22.8 | 24.2 | 26 | 26.4 | 27.8 | 24.8 | 25.1 | 27.2 | 26.6 | 24.8 | 24.8 | 26.4 | 29.4 | 26 | 25.6 | 22 | 25.3 | 25.3 | 25.1 | 25.8 | 24.5 | 25.6 | 24.9 | 26.2 | 16.6 | 26.4 | 23.6 | 27.7 | 25.6 | 28.2 | 27 | 27.8 | 0
5740 | 26.9 | 25.2 | 22.8 | 22.2 | 27.7 | 20.9 | 20.2 | 23.7 | 25 | 26.1 | 26.8 | 25.7 | 27.3 | 27.5 | 21.6 | 20.8 | 25.4 | 27 | 25.7 | 23.9 | 28.9 | 22.4 | 21.5 | 22.2 | 25.2 | 28.8 | 24.6 | 22.3 | 24.1 | 25.7 | 26.1 | 27.6 | 24.8 | 24.9 | 27.1 | 26.8 | 24.6 | 24.6 | 26.2 | 29.3 | 26 | 25.5 | 21.7 | 25.2 | 25.3 | 25 | 25.6 | 24.2 | 25.9 | 25 | 25.8 | 16.6 | 26.4 | 24.3 | 27.6 | 25.4 | 27.2 | 27.1 | 27.8 | 0
5741 | 26.9 | 24.6 | 22.8 | 24 | 27.5 | 20.9 | 20.2 | 23.6 | 25.1 | 26.2 | 25.6 | 27.6 | 29 | 27.1 | 21.6 | 20.6 | 25.6 | 27 | 27 | 26.4 | 28.6 | 22.4 | 23.6 | 22.4 | 25 | 28.6 | 24.6 | 22.4 | 23 | 25 | 27 | 27.3 | 24.7 | 25.2 | 27 | 26.7 | 23.4 | 24.6 | 26.2 | 29.2 | 25.9 | 26 | 21.8 | 24.9 | 25.4 | 25.8 | 25 | 23.4 | 25.4 | 25.1 | 25.4 | 16.8 | 26 | 23.6 | 27.5 | 26.2 | 26.2 | 27.2 | 25.2 | 0
5742 | 26.9 | 24.1 | 22.8 | 24.2 | 27.4 | 20.9 | 20.2 | 23.2 | 25.2 | 26.2 | 25.8 | 28 | 28.7 | 26.6 | 21.6 | 20.6 | 27.3 | 26.8 | 27.6 | 27.1 | 28 | 22.4 | 24.2 | 22.2 | 24.4 | 28.6 | 24.8 | 22.8 | 24.3 | 25.1 | 26.9 | 27.3 | 24.6 | 25.4 | 26.7 | 26.5 | 23.6 | 24.7 | 26 | 28.9 | 25.7 | 26.2 | 22.5 | 24.7 | 24.3 | 26.4 | 25.3 | 24 | 25.9 | 25.1 | 26 | 17.5 | 26.2 | 23.6 | 27.1 | 27.4 | 26.2 | 27.3 | 25.5 | 0
5743 | 26.9 | 24.1 | 22.6 | 24.8 | 27.4 | 21 | 20.2 | 23.3 | 25.8 | 26.2 | 26.3 | 28.4 | 29.1 | 26.6 | 21.4 | 20.7 | 28.5 | 26.6 | 28.3 | 27.9 | 28.1 | 22.4 | 24.5 | 22.6 | 24.3 | 28.5 | 25.1 | 23.7 | 24.9 | 25.7 | 27.4 | 27.9 | 24.6 | 26 | 26.5 | 26.3 | 23.9 | 24.2 | 26 | 28.9 | 25.6 | 27 | 23.1 | 24.6 | 24.3 | 27.2 | 26.2 | 24.2 | 26.8 | 25.1 | 27.3 | 18.7 | 26.8 | 23.6 | 27.2 | 28.2 | 26.2 | 27.3 | 25.7 | 0
5744 | 26.8 | 24.3 | 23.1 | 25.8 | 28.4 | 21.6 | 20.6 | 23.9 | 26.1 | 26.5 | 27 | 29.2 | 30 | 27 | 21.4 | 22 | 30 | 27 | 29.4 | 29 | 28.2 | 22.9 | 25.4 | 23.2 | 24.4 | 28.5 | 25.1 | 24.8 | 25.8 | 26.4 | 28 | 29.3 | 25.3 | 26.6 | 26.8 | 26.1 | 24.6 | 25.8 | 26.5 | 29.2 | 25.9 | 27.8 | 23.6 | 24.7 | 25 | 28.4 | 27 | 24.6 | 28 | 25.5 | 28.4 | 19.5 | 27.5 | 23.9 | 28 | 29.8 | 26.2 | 27.4 | 25.8 | 0
5745 | 26.8 | 27.1 | 25.4 | 27 | 29.1 | 22 | 20.7 | 24.9 | 27.4 | 28 | 27.9 | 30 | 31.6 | 29.1 | 21.9 | 23.7 | 30.3 | 27.3 | 30.3 | 30.1 | 30.1 | 24.4 | 25.8 | 24.4 | 26.5 | 27.8 | 27 | 25.9 | 25.6 | 27.7 | 29.1 | 32.4 | 26.1 | 27.4 | 29.7 | 26.8 | 25.5 | 27.6 | 28.3 | 31.3 | 26.9 | 29 | 23.8 | 26.5 | 26.6 | 29.3 | 28.5 | 24.6 | 29.2 | 26.9 | 30 | 20.3 | 28.4 | 25.2 | 29.7 | 30.5 | 27.4 | 27.7 | 25.6 | 0
5746 | 27.2 | 28.1 | 25.9 | 28.2 | 29.9 | 23.3 | 21.4 | 26.5 | 28.1 | 29 | 29 | 31.3 | 33.2 | 30.6 | 22.3 | 25.6 | 30.8 | 28.1 | 31.4 | 31.4 | 31.3 | 24.7 | 26.8 | 25.4 | 26.6 | 28.9 | 27.1 | 27 | 26 | 28.8 | 30 | 33.4 | 27 | 27.9 | 29.7 | 27.4 | 26.9 | 28.9 | 29.7 | 31.8 | 26.4 | 29.9 | 23.9 | 27.7 | 27.1 | 30.1 | 29.5 | 25.1 | 30.2 | 28.3 | 31.2 | 20.1 | 29.1 | 26 | 30.6 | 31.7 | 27.8 | 28.1 | 25.5 | 0
5747 | 28.2 | 28.4 | 27.9 | 29.4 | 32 | 23.6 | 22.6 | 27.3 | 28.4 | 30 | 30 | 32.4 | 34.8 | 32 | 22.8 | 26.5 | 30.8 | 28.9 | 32 | 32.6 | 32.8 | 25.2 | 27.6 | 26.6 | 28 | 29.5 | 28.5 | 28 | 26 | 30 | 30.6 | 33.9 | 27 | 28.4 | 29.7 | 28.9 | 28 | 29.5 | 31 | 33.1 | 27.9 | 30.6 | 24 | 29 | 27.8 | 30.6 | 30.6 | 25.6 | 30.6 | 29.3 | 32.4 | 19.8 | 29.8 | 26.8 | 31.8 | 32 | 29 | 28.6 | 25.4 | 0
5748 | 29.2 | 29.4 | 28.5 | 30.4 | 33.3 | 24.8 | 24.8 | 28.1 | 29.6 | 31.1 | 30.9 | 33.7 | 35.8 | 32.4 | 24.2 | 28.5 | 31.6 | 30.9 | 32.6 | 33.9 | 34.8 | 26.7 | 29 | 27.2 | 30 | 32 | 30.2 | 29 | 27.2 | 30.4 | 30.5 | 34.9 | 27.3 | 28.6 | 29.7 | 29 | 28.8 | 30.3 | 31.8 | 33.8 | 29.1 | 30.5 | 24.3 | 30.3 | 27.2 | 31.1 | 30.9 | 26.7 | 30.4 | 30.4 | 32.8 | 18.9 | 30.2 | 27.8 | 34.1 | 32.8 | 31 | 29.1 | 25.6 | 0
5749 | 29.4 | 31 | 29.3 | 31.2 | 33.4 | 24.5 | 25.1 | 29.3 | 30.6 | 31.5 | 31.8 | 34.2 | 36.5 | 32.4 | 25.4 | 29.5 | 32.1 | 31.3 | 32.6 | 34.9 | 35.8 | 26.7 | 29.6 | 27.8 | 30.5 | 33.1 | 30.9 | 30.1 | 27.8 | 30.7 | 30.2 | 34.8 | 27.3 | 28.9 | 29.7 | 29.3 | 28.8 | 30.6 | 32.5 | 34.4 | 29.1 | 30.2 | 24.6 | 31 | 27.2 | 31.3 | 31.2 | 27.3 | 29.7 | 31.3 | 33.3 | 18.6 | 30.4 | 28 | 34.9 | 32.4 | 31.6 | 29.2 | 25.8 | 0
5750 | 30.7 | 30.9 | 27.9 | 31.8 | 33.4 | 25.5 | 24.6 | 29.3 | 27.3 | 31.4 | 32.4 | 34.4 | 36.8 | 33.3 | 26.1 | 29.5 | 32.8 | 31.9 | 32.4 | 35.4 | 36.7 | 28.3 | 30 | 28 | 31 | 35 | 31.2 | 31 | 28.6 | 30.4 | 29.6 | 35.4 | 28.5 | 29.2 | 29.7 | 29.7 | 28 | 31.5 | 33.3 | 34.7 | 29.2 | 29.4 | 24.8 | 31.7 | 28.6 | 31.4 | 31 | 27.8 | 28.8 | 31.3 | 33.2 | 18.4 | 30.4 | 28.1 | 35.9 | 31.8 | 31.6 | 29.6 | 26 | 0
5751 | 31.2 | 30.9 | 27.2 | 32.1 | 33.6 | 23.9 | 25.1 | 29.9 | 28.9 | 31 | 32.8 | 33.7 | 37.1 | 33.4 | 26.3 | 29.5 | 32.4 | 31.9 | 31.5 | 35.2 | 37.5 | 28.3 | 29 | 28.4 | 31 | 35.5 | 26.5 | 31.6 | 27.8 | 30.3 | 29.4 | 35.6 | 29.2 | 29.8 | 29.7 | 29.9 | 26.5 | 31.6 | 32.7 | 34.8 | 29.3 | 28.9 | 24.6 | 32 | 28.5 | 31.1 | 31.2 | 27.3 | 27.9 | 31.2 | 33.4 | 19.1 | 30.3 | 28 | 35.8 | 29.8 | 31.6 | 29.6 | 26 | 0
5752 | 31.2 | 31.5 | 21.8 | 32 | 31.3 | 24 | 25.1 | 30.4 | 29.5 | 30.9 | 32.7 | 32.7 | 37 | 33.1 | 25.8 | 29.2 | 31.9 | 29 | 30.7 | 34.5 | 37.4 | 28.3 | 28.1 | 28.1 | 31 | 36 | 25 | 31.6 | 27 | 29.7 | 29.3 | 35.5 | 29.6 | 30 | 29.7 | 29.9 | 25.2 | 30.1 | 32.7 | 34.9 | 28.9 | 28.3 | 24.2 | 32.1 | 28.4 | 30.7 | 30.8 | 26.5 | 27.3 | 30.8 | 32.9 | 19.4 | 29.9 | 27.6 | 30 | 28.3 | 31.6 | 29.4 | 25.8 | 0
5753 | 31.2 | 31.9 | 21.8 | 31.6 | 30.5 | 22.7 | 24.5 | 29.4 | 27.1 | 30.5 | 32.4 | 31.6 | 36.8 | 32.8 | 25.7 | 26.7 | 30.6 | 26.9 | 29.8 | 33.4 | 37 | 28.2 | 26.8 | 27.6 | 31.4 | 36 | 25.2 | 31 | 25.6 | 29.4 | 29.4 | 29.7 | 25.8 | 30 | 29.7 | 29.5 | 24.2 | 29.8 | 32.6 | 34.8 | 28.9 | 28 | 23.5 | 31.7 | 28 | 30 | 30.6 | 25.4 | 27 | 31.3 | 32.4 | 19.6 | 29.5 | 26.6 | 29.4 | 26.6 | 31.6 | 29.1 | 25.4 | 0
5754 | 31.2 | 31.5 | 22.6 | 30.8 | 29.7 | 21.9 | 23.9 | 29.5 | 26.6 | 30 | 31.8 | 31 | 36 | 32.1 | 24.7 | 26.2 | 30 | 26.9 | 29.4 | 32.3 | 36.4 | 27.9 | 26.5 | 26.2 | 31 | 36.4 | 25.9 | 29.9 | 25.4 | 28.6 | 29.1 | 29.4 | 25.9 | 29.4 | 28.7 | 29.3 | 24 | 29.5 | 32 | 33.6 | 27.9 | 27.6 | 23 | 31.5 | 27.6 | 29.4 | 29.6 | 24.9 | 26.9 | 30.7 | 31.2 | 18.7 | 28.9 | 26.1 | 30.3 | 26.5 | 31.6 | 28.8 | 25.1 | 0
5755 | 30.7 | 30.9 | 22.6 | 29.8 | 29.5 | 21.8 | 23.2 | 28.7 | 26.6 | 28.8 | 31 | 30.4 | 35.2 | 30.6 | 23.7 | 25.2 | 29.2 | 26.9 | 29 | 31.2 | 34.8 | 27.6 | 26.1 | 24.8 | 30.5 | 36 | 25.9 | 28.6 | 25 | 28.2 | 28.9 | 29.4 | 25.7 | 28.8 | 28.7 | 25.4 | 24.3 | 28.6 | 31.3 | 32.7 | 27.4 | 27.6 | 22.5 | 30.7 | 27.1 | 28.7 | 28.8 | 24.6 | 27 | 30.3 | 30.2 | 17.9 | 28.3 | 25.9 | 30.4 | 26.2 | 31 | 28.2 | 24.9 | 0
5756 | 29.7 | 29.3 | 22.6 | 28.6 | 29.3 | 21.8 | 22.7 | 27.4 | 26.7 | 28 | 30.2 | 30.2 | 34 | 29.8 | 23.4 | 25.2 | 29 | 27 | 29 | 30.4 | 33.6 | 26.9 | 26.4 | 23.2 | 30 | 35.2 | 25.8 | 27.4 | 25.6 | 27.6 | 28.4 | 29.4 | 25.8 | 28 | 28.7 | 27.8 | 24.8 | 26.9 | 30.7 | 32.3 | 26.9 | 27.4 | 22.4 | 29.3 | 26 | 28.2 | 27.8 | 24.8 | 27 | 29.2 | 29 | 16.8 | 27.8 | 25.6 | 30 | 26.8 | 30.6 | 27.8 | 25 | 0
5757 | 29.2 | 29.1 | 22.6 | 27.5 | 29.2 | 21.6 | 22.4 | 26.2 | 26.7 | 27.6 | 29.5 | 29.7 | 33.2 | 29 | 23.1 | 24.3 | 28.3 | 27.1 | 28.7 | 29.5 | 32.3 | 26.7 | 25.9 | 22.4 | 29 | 34.5 | 25.8 | 26.6 | 25.3 | 27.5 | 28.2 | 28.9 | 25.3 | 27.7 | 28.7 | 27.3 | 24.9 | 26.5 | 29.9 | 31.8 | 26.5 | 27.5 | 22.3 | 28.2 | 26.1 | 27.6 | 27.6 | 24.8 | 26.9 | 28.5 | 28.5 | 16.6 | 27.5 | 25.4 | 27.2 | 26.3 | 30.2 | 27.5 | 25.1 | 0
5758 | 28.7 | 28.5 | 22.6 | 26.6 | 29.1 | 21.6 | 22.3 | 25.8 | 26.3 | 27.5 | 28.9 | 29.4 | 32.4 | 28.5 | 22.7 | 23.6 | 28 | 27.2 | 28.6 | 28.8 | 31.4 | 26.7 | 25.8 | 21.9 | 28.5 | 33.8 | 25.8 | 26.1 | 25.4 | 27.2 | 27.8 | 28.9 | 25 | 27.4 | 28.7 | 26.8 | 24.8 | 26.5 | 29.7 | 31.3 | 26.4 | 27.4 | 22.3 | 27.6 | 26.1 | 27.4 | 27.1 | 24.8 | 26.8 | 28.1 | 27.9 | 16.6 | 27.3 | 25.2 | 27.3 | 26.3 | 30 | 27.4 | 25.3 | 0
5759 | 28 | 28.6 | 22.6 | 26 | 29 | 21.3 | 22.1 | 25.3 | 25.8 | 27.4 | 28.4 | 28.8 | 32 | 28.5 | 22.4 | 23 | 27.2 | 27.2 | 28.2 | 28 | 30.6 | 26.2 | 25 | 22.2 | 28 | 33.1 | 25.8 | 25.8 | 24.6 | 27 | 27.8 | 28.4 | 24.9 | 27.4 | 28.3 | 26.4 | 24.2 | 26.5 | 29.4 | 30 | 26.4 | 27.4 | 22.2 | 27.2 | 26.1 | 27.2 | 27 | 24.4 | 26.6 | 28 | 27.6 | 17.2 | 27.2 | 25 | 27.3 | 25.6 | 29.3 | 27.3 | 25.4 | 0
5760 | 27.6 | 28.1 | 22.6 | 25.6 | 27.8 | 20.4 | 21.5 | 25 | 25.9 | 26.6 | 27.8 | 28.5 | 31.5 | 28.1 | 21.8 | 22.1 | 26.9 | 26.8 | 28.1 | 27.4 | 30.3 | 25.7 | 24.9 | 22.3 | 27.6 | 31.2 | 25.4 | 25.4 | 24.4 | 26.3 | 27.6 | 28.4 | 24.7 | 27.1 | 28.2 | 26.3 | 23.7 | 26.3 | 28.8 | 29.3 | 25.9 | 27 | 22.1 | 26.2 | 26.1 | 27.3 | 26.2 | 24.2 | 26.4 | 28 | 26.7 | 17.1 | 27 | 24.7 | 27.2 | 26 | 29.2 | 27.2 | 25.4 | 0
5761 | 27.6 | 28 | 22.6 | 25.3 | 27.8 | 20.4 | 21.4 | 24.9 | 25.9 | 26.5 | 27.2 | 28.1 | 31.2 | 28 | 21.8 | 21.7 | 26 | 26.9 | 27.8 | 26.8 | 30.2 | 25.1 | 24.4 | 22.7 | 26.5 | 30.2 | 25.4 | 24.8 | 23.6 | 25.7 | 27.6 | 28.4 | 24.5 | 26.7 | 28.2 | 26 | 23.3 | 26.3 | 28.4 | 29 | 25.5 | 26.7 | 21.8 | 26.2 | 26.1 | 27 | 25.7 | 23.6 | 26.1 | 27.5 | 26 | 17.1 | 26.8 | 24.5 | 27.2 | 25.8 | 29.2 | 27 | 25.2 | 0
5762 | 27.6 | 27.9 | 22.6 | 25 | 27.8 | 20.4 | 21.1 | 24.9 | 26.1 | 26.5 | 26.6 | 28 | 30.6 | 28 | 21.7 | 21.5 | 25.6 | 26.9 | 27.6 | 26.4 | 29.6 | 24.5 | 24.4 | 22.6 | 26 | 29.6 | 25.4 | 24 | 23.4 | 25 | 27.4 | 29.4 | 24.5 | 26 | 28.1 | 25.9 | 23.2 | 26.2 | 28.4 | 28.8 | 25.6 | 26.2 | 21.6 | 25.6 | 26.1 | 26.8 | 24.8 | 23.4 | 25.8 | 27 | 25 | 16.4 | 26.4 | 24.6 | 27 | 26.4 | 29 | 26.9 | 25 | 0
5763 | 27.4 | 27.8 | 22.4 | 24.6 | 27.8 | 20.5 | 21.1 | 24.8 | 26.2 | 26.5 | 26.1 | 27.7 | 30.1 | 27.8 | 21.6 | 21.3 | 24.8 | 26.9 | 27.2 | 26.1 | 29.2 | 24.2 | 23.8 | 22.7 | 25.8 | 29.4 | 25.4 | 23.1 | 22.6 | 24.9 | 27.4 | 30.5 | 24 | 25.6 | 27.9 | 25.7 | 23.2 | 25.7 | 28.4 | 28.8 | 25.6 | 26 | 21.3 | 25.2 | 26.1 | 26.2 | 24.7 | 23.1 | 25.5 | 26.8 | 24.8 | 16.2 | 26.1 | 24.5 | 26.8 | 26 | 28.6 | 26.8 | 24.9 | 0
5764 | 27.2 | 27.6 | 22.4 | 24.2 | 27.9 | 20.4 | 21 | 24.8 | 26.2 | 26.5 | 25.7 | 27.7 | 29.4 | 28 | 21.6 | 21.2 | 25.1 | 26.9 | 27.1 | 26.1 | 28.8 | 23.7 | 23.9 | 22.4 | 25.8 | 29.2 | 25.4 | 22.5 | 22.9 | 24.7 | 27.1 | 31.3 | 24 | 25.1 | 27.8 | 25.8 | 23.4 | 25.5 | 28.2 | 28.5 | 25.4 | 25.8 | 21.5 | 25.2 | 26.1 | 25.9 | 24.5 | 23.3 | 25.3 | 26.5 | 24.7 | 16.1 | 25.9 | 24.5 | 26.9 | 26.3 | 28 | 26.8 | 25 | 0
5765 | 27 | 27.5 | 22.4 | 23.4 | 27.9 | 20.3 | 21.6 | 24.8 | 26.3 | 26.5 | 25.6 | 26.4 | 28.6 | 27.6 | 21.5 | 21.1 | 26.6 | 26.9 | 26.4 | 27 | 28.5 | 23.7 | 23.4 | 21.8 | 25.8 | 29 | 25.4 | 23.4 | 23.8 | 24.8 | 26 | 31.3 | 24 | 25.4 | 27.7 | 25.6 | 24 | 25.4 | 28 | 28.3 | 25.4 | 26.8 | 26.4 | 25.2 | 26.1 | 25.6 | 25 | 23.2 | 25.6 | 26 | 25.4 | 17.4 | 26.2 | 24.6 | 26.8 | 25.2 | 27.6 | 26.8 | 25.2 | 0
5766 | 26.7 | 27.5 | 22.4 | 23.6 | 27.8 | 20.1 | 21.3 | 24.8 | 26.6 | 26.5 | 25.8 | 27.2 | 28.3 | 27.1 | 21.5 | 20.6 | 25.8 | 26.9 | 27.4 | 27.2 | 28.2 | 23.5 | 23.6 | 22.1 | 25 | 29 | 24.9 | 23.8 | 24.6 | 24.4 | 26.7 | 31.4 | 24.2 | 25.7 | 27.7 | 25.6 | 24.6 | 25.3 | 27.8 | 28 | 25.4 | 27.4 | 25.1 | 24.7 | 26.1 | 25.8 | 25.2 | 23.2 | 26.5 | 25 | 25.6 | 18.2 | 26.6 | 24.6 | 26.8 | 25.7 | 27.6 | 26.9 | 25.7 | 0
5767 | 26.7 | 27.6 | 22.2 | 24.5 | 27.9 | 20.1 | 21.4 | 24.6 | 27.1 | 26.5 | 26.3 | 28 | 28.7 | 26.9 | 21.4 | 20.6 | 25.9 | 26.9 | 28.3 | 28.1 | 28.3 | 23.4 | 23.8 | 22.4 | 25 | 28.5 | 24.9 | 24.9 | 24.9 | 24.6 | 27 | 31.8 | 24.1 | 26.5 | 27.7 | 25.4 | 25.7 | 25.3 | 27.8 | 28 | 25.4 | 28.4 | 24.4 | 24.7 | 26.1 | 26.5 | 25.9 | 22.9 | 27.9 | 25 | 26.5 | 19.4 | 27.2 | 24.5 | 26.8 | 26.1 | 27.6 | 27 | 25.9 | 0
5768 | 26.7 | 27.6 | 23.1 | 26 | 28.3 | 21 | 21.7 | 24.8 | 27.7 | 26.6 | 27 | 29.3 | 29.4 | 28.1 | 21.4 | 22.5 | 26.2 | 27.4 | 29.8 | 29.4 | 28.3 | 23.7 | 24.4 | 22.6 | 26 | 28.5 | 25.8 | 26 | 26 | 25.6 | 27.6 | 32 | 24.8 | 27.4 | 27.7 | 26.6 | 26.6 | 26.4 | 28.1 | 28.4 | 25.9 | 28.8 | 23 | 24.8 | 26.2 | 27.4 | 27 | 23 | 29.4 | 25.2 | 27.4 | 20.4 | 28 | 24.3 | 27.4 | 26.6 | 28 | 27.3 | 26.6 | 0
5769 | 27.1 | 27.6 | 25.2 | 27.9 | 29.3 | 21.7 | 22.9 | 26.1 | 27.1 | 28.5 | 28.1 | 30.2 | 31 | 30.4 | 23 | 24.6 | 27.8 | 28.3 | 30.7 | 30.9 | 29.6 | 24.1 | 25 | 22.9 | 26.6 | 28.1 | 27.2 | 27.4 | 26.3 | 27.2 | 27.7 | 32.2 | 26.1 | 28.6 | 29.1 | 28.4 | 27.6 | 27.7 | 29.5 | 29.9 | 27.3 | 29.7 | 24.1 | 27 | 26.8 | 28.7 | 28.2 | 22.9 | 30.4 | 25.9 | 28.9 | 21 | 28.7 | 24.2 | 28.6 | 26.8 | 30.2 | 28.8 | 27 | 0
5770 | 28.5 | 27.5 | 25.7 | 29.9 | 30.3 | 22.7 | 24.1 | 26.4 | 27.7 | 29.5 | 29.2 | 31.4 | 32.7 | 31.3 | 24.2 | 27.2 | 29.2 | 29.3 | 31.9 | 32.5 | 31 | 24.2 | 26.1 | 23.3 | 27.5 | 29.3 | 28.2 | 28.4 | 27.6 | 28.8 | 28.4 | 31.9 | 26.9 | 29.7 | 29.3 | 29.5 | 27.9 | 28.7 | 30.2 | 31 | 28 | 30.2 | 24.8 | 28.1 | 26.8 | 29.6 | 29.3 | 23.4 | 30.8 | 27.5 | 30 | 20.9 | 29.4 | 24.9 | 30 | 27.2 | 30.4 | 28.5 | 28.1 | 0
5771 | 29.2 | 27.5 | 27.4 | 31.4 | 31.4 | 24.5 | 25.1 | 27.4 | 29.2 | 30.3 | 30.6 | 32.2 | 34.6 | 32.4 | 24.5 | 28.5 | 30.8 | 30.3 | 32.4 | 33.8 | 32.6 | 25 | 27 | 24 | 29.6 | 31.1 | 30.2 | 29.4 | 28.4 | 30 | 29 | 30.5 | 28.5 | 30.6 | 30 | 29.2 | 28 | 29 | 31.3 | 31.4 | 28.5 | 31 | 26.5 | 29.3 | 26.9 | 30.4 | 30.2 | 24 | 30.6 | 29.4 | 31.2 | 20.4 | 30 | 25 | 30.7 | 27.6 | 30.8 | 28.8 | 29.2 | 0
5772 | 30.5 | 29.1 | 28.3 | 32.2 | 32.7 | 25.1 | 26 | 28.6 | 29.7 | 31.2 | 31.9 | 33.2 | 35.8 | 34 | 25 | 29.7 | 31.1 | 30.8 | 33.3 | 34.8 | 33.6 | 25.6 | 28.1 | 24.9 | 30.3 | 32.1 | 30.7 | 30.1 | 30 | 30.4 | 30.3 | 33.4 | 28.8 | 31.1 | 31.3 | 30.4 | 27.5 | 28.9 | 32 | 33.2 | 28.9 | 31.2 | 25.9 | 30.6 | 28.2 | 30.6 | 30.9 | 25.2 | 30.2 | 31.4 | 31.8 | 19.6 | 30.6 | 26 | 32.6 | 28.3 | 31.2 | 29.9 | 30.8 | 0
5773 | 30.6 | 29 | 28.7 | 32.3 | 32.8 | 25.1 | 26.5 | 27.5 | 30 | 31.5 | 33.1 | 33.6 | 37 | 34.5 | 26.1 | 30.5 | 31.1 | 31.3 | 33.3 | 35.4 | 34.6 | 25.8 | 28.5 | 25.9 | 31.2 | 32.5 | 31.2 | 30.9 | 30.3 | 30.2 | 31.2 | 33.4 | 29 | 31.6 | 31.8 | 30.7 | 27.1 | 29.3 | 33.1 | 33.8 | 28.9 | 31.6 | 25.7 | 31.1 | 28.2 | 30.9 | 31.3 | 26.1 | 29.8 | 32.3 | 32.6 | 19.3 | 30.9 | 25 | 32.6 | 28.9 | 31.6 | 30 | 31.7 | 0
5774 | 30.9 | 28.8 | 29.2 | 31.8 | 32.8 | 26.5 | 27.5 | 27.2 | 29.7 | 31.8 | 34 | 33.8 | 37.4 | 34.4 | 26.5 | 30.5 | 30.2 | 31.5 | 33.4 | 35.6 | 35.7 | 26.8 | 28.6 | 26.8 | 32.2 | 33.1 | 31.9 | 31.6 | 30.2 | 29.6 | 32 | 32.4 | 29.1 | 31.8 | 32.3 | 31.5 | 26.6 | 29.6 | 33.1 | 33.9 | 28.9 | 31.6 | 24 | 31.4 | 28.3 | 31 | 31.4 | 26.8 | 29.8 | 32.9 | 33 | 19.4 | 31 | 25.7 | 33.8 | 29.4 | 31.8 | 30.4 | 32.2 | 0
5775 | 32 | 27.3 | 26.7 | 31.1 | 32.8 | 28 | 28.1 | 27.9 | 27.5 | 31.6 | 34.6 | 33.1 | 37.9 | 34.3 | 26.7 | 30.9 | 29.8 | 31.7 | 32.4 | 35.3 | 36.6 | 27.1 | 27.9 | 27.3 | 32.8 | 33.5 | 32.2 | 32.3 | 28 | 29.2 | 31.8 | 31.9 | 30 | 32.1 | 32.8 | 31 | 26.6 | 30.3 | 33.3 | 34.5 | 29.1 | 32 | 24.1 | 32 | 28.6 | 31.4 | 31.3 | 26.6 | 29.9 | 34 | 33.7 | 20 | 30.6 | 26.2 | 32.5 | 29.3 | 32 | 30.2 | 31.5 | 0
5776 | 27.4 | 26.9 | 25.2 | 30.5 | 31.9 | 27.4 | 28.1 | 29.1 | 27.1 | 31 | 34.5 | 32.2 | 37.7 | 34 | 26.7 | 30 | 29 | 31.4 | 31.7 | 34.7 | 36.6 | 27.3 | 27 | 27.3 | 33.4 | 33.6 | 30.1 | 32.4 | 26.1 | 29 | 31.5 | 31.2 | 30 | 32 | 32.8 | 31.1 | 26.3 | 29.8 | 33 | 34.9 | 28.9 | 31.7 | 23.5 | 31.6 | 28.6 | 31.4 | 30.8 | 26.2 | 29.7 | 34.4 | 33.5 | 20.4 | 29.9 | 25.6 | 32.6 | 28.9 | 32 | 29.8 | 30.7 | 0
5777 | 27.1 | 26.8 | 24.8 | 30 | 29.6 | 22 | 28 | 29.3 | 27 | 30.5 | 34 | 31 | 37.4 | 33.5 | 25.6 | 29.9 | 28.6 | 31 | 30.6 | 33.6 | 36.3 | 27.1 | 26 | 26.8 | 33.2 | 33.1 | 26.5 | 32 | 23.6 | 29 | 30.6 | 31.4 | 29.7 | 31.8 | 32.8 | 30.7 | 26 | 29.8 | 32.8 | 27.9 | 28.4 | 31.6 | 24.3 | 31.7 | 28.5 | 31.4 | 30 | 25.4 | 29 | 33.5 | 33 | 20.4 | 29 | 25.3 | 33.1 | 28.2 | 32 | 29.3 | 29.6 | 0
5778 | 26.6 | 26.6 | 24.7 | 29.6 | 28.8 | 21.5 | 26.9 | 29.3 | 25.7 | 30 | 33 | 30.4 | 36.4 | 31 | 25.1 | 28.5 | 27.6 | 30.3 | 30.2 | 32.4 | 35.8 | 26.7 | 25.5 | 25.9 | 31.8 | 32.6 | 27.2 | 30.8 | 22.9 | 28.8 | 30.3 | 31 | 29.1 | 31.1 | 32.8 | 29.9 | 25.1 | 29.4 | 32 | 28.8 | 27.9 | 30.8 | 23.5 | 31.7 | 28.4 | 30.7 | 29 | 25 | 27.7 | 33.3 | 31.3 | 19.6 | 28.2 | 25.2 | 28.3 | 27.6 | 31.8 | 28.7 | 29.2 | 0
5779 | 27.1 | 26.4 | 24.5 | 29.2 | 28.8 | 24.5 | 25.9 | 27.6 | 25.5 | 28.7 | 31.9 | 29.9 | 35.4 | 30.3 | 24.5 | 27.6 | 27 | 29.8 | 29.4 | 31.1 | 34.4 | 26.6 | 25.1 | 25 | 31.2 | 31.8 | 27.1 | 29.4 | 22.4 | 28.3 | 29.7 | 29.5 | 28 | 30.4 | 32.3 | 29 | 24.4 | 28.7 | 31.4 | 28.6 | 27.4 | 30.4 | 23.7 | 30.2 | 27.3 | 30 | 27.9 | 24.5 | 26 | 32.2 | 29.7 | 18.6 | 27.4 | 25.1 | 28.5 | 27.1 | 31.3 | 28.2 | 28.9 | 0
5780 | 27.1 | 26 | 24.2 | 28.6 | 28.8 | 23.1 | 23.6 | 27 | 25.6 | 27.9 | 30.8 | 30 | 34.2 | 29.5 | 23.8 | 26.6 | 26 | 29.3 | 29 | 30 | 33 | 26.1 | 25 | 24.2 | 30.2 | 31 | 26.9 | 28 | 23.1 | 27.4 | 29.6 | 29 | 27.5 | 29.4 | 31.8 | 28.6 | 23.6 | 27.3 | 30.3 | 28.9 | 27.3 | 29.8 | 22.5 | 29.1 | 27 | 29 | 27 | 24.4 | 24.6 | 30.8 | 28 | 17.4 | 27 | 25 | 28.1 | 27 | 31.3 | 27.6 | 29 | 0
5781 | 26.4 | 25.9 | 24.2 | 27.8 | 28.8 | 21.4 | 22.9 | 26.3 | 25.7 | 27.5 | 30 | 29.8 | 33.5 | 28.5 | 23.1 | 25.5 | 25.8 | 29 | 27.7 | 29.3 | 31.9 | 26.1 | 24.7 | 23.7 | 29.2 | 30.3 | 26.7 | 27.1 | 22.9 | 26.4 | 28.9 | 28.9 | 27 | 28.7 | 31.1 | 28.3 | 23.5 | 26.8 | 30.3 | 29.3 | 26.9 | 29.9 | 22.7 | 28.1 | 26 | 28.5 | 26.5 | 23.9 | 23.8 | 29 | 27.3 | 16.8 | 26.7 | 24.9 | 27.6 | 26.9 | 30 | 27.5 | 28.5 | 0
5782 | 26.1 | 26 | 24.2 | 26.9 | 28.8 | 21.3 | 22.6 | 25.9 | 25.8 | 27.4 | 29.3 | 29.8 | 32.6 | 28.5 | 22.8 | 25 | 25.4 | 28.8 | 27 | 29 | 31 | 26.1 | 24.6 | 23.3 | 28.8 | 29.5 | 26.7 | 26.6 | 23.4 | 25.4 | 28.4 | 28.9 | 26.9 | 28 | 30.6 | 28 | 23.7 | 26.3 | 30.2 | 29.4 | 26.9 | 29.5 | 21.6 | 27.6 | 26 | 27.9 | 26.3 | 23.6 | 23.9 | 28.5 | 26.9 | 16.8 | 26.8 | 24.9 | 27.5 | 26.9 | 29.4 | 27.6 | 28 | 0
5783 | 25.9 | 25.8 | 24.2 | 26 | 28.8 | 21 | 22.5 | 25.4 | 26.1 | 27.2 | 28.8 | 29.4 | 32.2 | 28.5 | 22.6 | 24.5 | 25.8 | 28.5 | 26 | 29 | 30.3 | 24.6 | 24.2 | 23 | 28.4 | 29.1 | 26.7 | 26.4 | 23 | 25 | 27.4 | 28.5 | 26.4 | 27.6 | 30 | 27.9 | 24.2 | 25.9 | 29.9 | 29.1 | 26.9 | 29.2 | 21.6 | 27.2 | 26 | 27.8 | 26.4 | 23.2 | 24.6 | 27.4 | 27.2 | 17.2 | 26.8 | 24.8 | 27.7 | 26.6 | 29 | 27.8 | 27 | 0
5784 | 24.9 | 25.1 | 24 | 25.3 | 27.4 | 20.9 | 22.4 | 24.9 | 26.2 | 26.5 | 28.1 | 29 | 31.4 | 28.5 | 22 | 24 | 25.9 | 28.3 | 26.1 | 29.1 | 29.8 | 24 | 24.2 | 22.6 | 27.3 | 27.8 | 26.7 | 26 | 23.7 | 25 | 26.9 | 28.4 | 26.3 | 27 | 29.6 | 27.4 | 24.3 | 25.5 | 29.4 | 28.9 | 26.6 | 27.9 | 20.4 | 26.8 | 25.4 | 27.4 | 26.5 | 23.3 | 25.5 | 23 | 26.9 | 17.5 | 26.9 | 24.7 | 27.6 | 26.3 | 28.6 | 27.3 | 26.4 | 0
5785 | 24.8 | 25.1 | 23.7 | 24.8 | 27.3 | 20.9 | 22 | 24.8 | 26.2 | 26.5 | 27.4 | 28.2 | 30.8 | 28.5 | 22 | 23.8 | 26.5 | 28.3 | 25.9 | 29 | 29.4 | 24.1 | 24 | 22.2 | 26.8 | 27.8 | 26.7 | 25.5 | 23.7 | 25.5 | 26.2 | 28.3 | 26 | 26.6 | 29.3 | 27.1 | 24.4 | 25.5 | 29.4 | 28.9 | 26.6 | 26.8 | 21 | 26.6 | 25.4 | 27.1 | 26.5 | 23.3 | 26.1 | 23.1 | 26.8 | 17.7 | 26.8 | 24.6 | 27.3 | 25.8 | 28.6 | 26.3 | 25.6 | 0
5786 | 24.7 | 25.2 | 23.2 | 24.4 | 27.3 | 20.9 | 21.5 | 24.6 | 26.2 | 26.5 | 26.6 | 27.6 | 30 | 28.5 | 22 | 23.5 | 26.6 | 28 | 26.4 | 28.6 | 29.3 | 24.1 | 24 | 21.8 | 26.2 | 27.6 | 26.7 | 24.6 | 24.4 | 25.8 | 26 | 27.9 | 25.7 | 26 | 28.9 | 26.9 | 24 | 25.4 | 29.2 | 28.7 | 26.6 | 25.6 | 21.4 | 26.2 | 25.4 | 26.4 | 26.2 | 23.6 | 26.2 | 22.9 | 26 | 17.4 | 26.6 | 24.5 | 26.7 | 25.4 | 28.2 | 27.2 | 25.4 | 0
5787 | 24 | 25.2 | 23.2 | 24 | 27.3 | 20.9 | 20.9 | 24.4 | 26.2 | 26.5 | 26 | 26.7 | 29.5 | 28 | 22 | 23.3 | 27.1 | 27.8 | 26.2 | 27.9 | 29.1 | 24.1 | 23.7 | 21.6 | 25.8 | 27.1 | 26.5 | 23.9 | 24 | 25.8 | 25.6 | 27.9 | 25.6 | 25.6 | 28.8 | 26.9 | 23.8 | 25.3 | 29.1 | 28.4 | 26.6 | 25.6 | 23.9 | 26 | 24.9 | 26 | 25.7 | 23.5 | 25.8 | 23.1 | 25.7 | 17.1 | 26.3 | 24.5 | 26.5 | 25 | 27.8 | 27.2 | 25 | 0
5788 | 24 | 25.3 | 23.2 | 23.6 | 27.3 | 20.9 | 20.9 | 24.4 | 26.2 | 26.5 | 25.6 | 26.5 | 28.9 | 27.7 | 22 | 23 | 26.8 | 27.8 | 26.4 | 27.3 | 28.9 | 23.9 | 23.6 | 21.6 | 25.3 | 26.9 | 26.5 | 23.3 | 24.2 | 25.4 | 25.9 | 27.7 | 25 | 25.3 | 28.8 | 26.8 | 23.6 | 24.8 | 28.5 | 28.4 | 26.6 | 25.8 | 25.1 | 25.7 | 24.9 | 25.6 | 25.2 | 23.5 | 25.5 | 23.2 | 25.2 | 17 | 26.2 | 24.5 | 26.5 | 25 | 27.8 | 27.2 | 25.2 | 0
5789 | 24 | 25.3 | 23.2 | 24.8 | 27.3 | 20.9 | 20.9 | 24.1 | 26.3 | 26.5 | 26 | 28.4 | 28.4 | 27.5 | 22 | 22.8 | 24.8 | 27.8 | 26.6 | 28.8 | 28.7 | 23.6 | 22.8 | 21.6 | 25.3 | 26.6 | 26.6 | 24 | 22.8 | 23.6 | 26.6 | 27.4 | 24.6 | 27 | 28.6 | 26.8 | 23.4 | 24.8 | 28.2 | 28.4 | 26.6 | 27.6 | 21.7 | 25.7 | 24.9 | 23.4 | 24.4 | 23.6 | 26 | 23.7 | 26.2 | 17 | 25 | 24.5 | 26.5 | 26 | 27.8 | 26.9 | 26.4 | 0
5790 | 24 | 25.3 | 23.2 | 24.5 | 27.3 | 20.1 | 20.9 | 23.9 | 26.4 | 26.4 | 25.9 | 28.6 | 28 | 26.5 | 22 | 22.8 | 24.9 | 27.8 | 26.9 | 28.9 | 28.5 | 23.3 | 23.9 | 21.6 | 25.3 | 26.3 | 26.2 | 24.3 | 22.6 | 24.1 | 27.7 | 27.4 | 24.3 | 27.2 | 28.4 | 26.8 | 23 | 24.3 | 27.8 | 28.1 | 26.6 | 28.3 | 21.9 | 25.3 | 24.5 | 23.6 | 24.3 | 23.7 | 26.3 | 23.9 | 26.3 | 17.6 | 24.9 | 24.5 | 26.2 | 26.3 | 27.8 | 26.8 | 26.1 | 0
5791 | 24 | 25.4 | 23 | 24.5 | 27.3 | 20.1 | 20.9 | 23.9 | 26.6 | 26.3 | 26.4 | 29 | 28.7 | 26.8 | 22 | 22.5 | 25 | 27.8 | 27.4 | 29.7 | 28.4 | 23.2 | 24.7 | 22.2 | 25.2 | 26.3 | 26.2 | 25.3 | 23.2 | 25 | 28.1 | 27.9 | 24.3 | 27.7 | 28.4 | 26.8 | 23.1 | 24.4 | 27.8 | 28.1 | 26.6 | 29.7 | 22.4 | 25.2 | 24.5 | 24.3 | 24.7 | 23.7 | 27 | 23.9 | 27.1 | 18.6 | 25.8 | 24.4 | 26.2 | 26.8 | 27.8 | 26.7 | 26 | 0
5792 | 24.6 | 25.5 | 23.2 | 25.2 | 27.3 | 21.2 | 21.2 | 24.9 | 26.8 | 26.5 | 27.4 | 29.8 | 29.6 | 29 | 22 | 23.4 | 25.2 | 28.5 | 28 | 30.6 | 28.8 | 23.6 | 26 | 23 | 25.5 | 26.3 | 26.2 | 26.4 | 24 | 26 | 29 | 28.9 | 24.9 | 28 | 28.8 | 27.5 | 23.4 | 25.8 | 28.7 | 28.4 | 26.8 | 31 | 23 | 25.4 | 24.5 | 25 | 25.6 | 23.8 | 27.6 | 24 | 28 | 19.4 | 26.6 | 24.6 | 27.1 | 27.6 | 28.4 | 26.5 | 26.2 | 0
5793 | 27.6 | 26.3 | 25.2 | 26 | 27.6 | 22.9 | 21.4 | 26.5 | 26 | 27.2 | 29 | 30.8 | 31.4 | 31 | 23.5 | 25.4 | 25.2 | 30.3 | 28.8 | 31.9 | 30.1 | 25 | 26.4 | 24.1 | 26.1 | 26.8 | 27.9 | 27.9 | 25.3 | 27.2 | 28.8 | 30.5 | 26.1 | 29 | 30.2 | 28.1 | 24.3 | 27.1 | 30.5 | 30.5 | 27.9 | 32.2 | 24 | 27.3 | 26.2 | 26.2 | 26.9 | 24.2 | 28.7 | 24.4 | 29.5 | 20.2 | 27.9 | 25 | 28.9 | 28.5 | 30 | 26.7 | 27 | 0
5794 | 27.6 | 28.1 | 25.6 | 27.2 | 28 | 23.3 | 21.9 | 27 | 26.5 | 27.5 | 30.6 | 31.8 | 32.9 | 32.1 | 24.6 | 27.7 | 25.2 | 31.3 | 29.7 | 33.1 | 31.3 | 26.8 | 27.2 | 24.7 | 28 | 28 | 28.4 | 28.9 | 26 | 28.4 | 29.3 | 31 | 26.9 | 30 | 30.2 | 29.2 | 25.2 | 28.1 | 31 | 30.5 | 28.3 | 32.7 | 25.1 | 27.8 | 26.8 | 27.1 | 28.5 | 25 | 29.4 | 24.6 | 30.7 | 20.6 | 28.3 | 25.6 | 31.2 | 29.5 | 30.6 | 27.1 | 28.2 | 0
5795 | 27.7 | 28.9 | 27 | 28 | 28.6 | 24 | 22.9 | 28.5 | 27.1 | 28.6 | 32.3 | 32.6 | 34.6 | 33 | 25.5 | 28.6 | 25 | 32.3 | 30.6 | 34.2 | 32.8 | 27.5 | 27.4 | 25 | 29.2 | 29.5 | 29.9 | 29.8 | 26.2 | 29.6 | 29.4 | 31.6 | 26.9 | 31.4 | 30.2 | 29.7 | 26.4 | 28.9 | 31.9 | 31.4 | 28.4 | 33 | 26.4 | 28.8 | 27.9 | 28.2 | 30 | 26 | 30 | 26 | 32 | 21 | 28.5 | 26.7 | 32.7 | 30.4 | 30.8 | 27.8 | 29.6 | 0
5796 | 28.7 | 29.7 | 28.1 | 28.7 | 28.5 | 24.6 | 24.8 | 29.5 | 28 | 30.1 | 33.5 | 33.1 | 35.6 | 33.8 | 25.8 | 29.9 | 24.9 | 33.3 | 31.4 | 34.9 | 34 | 28.5 | 28.3 | 24.5 | 30.7 | 32 | 30.9 | 30.1 | 25.2 | 30.5 | 30.6 | 29 | 27.1 | 32.3 | 30.2 | 30.1 | 27.2 | 29.9 | 32.7 | 32.1 | 29.4 | 33 | 27.4 | 29.5 | 28 | 28.6 | 31.2 | 27 | 29.9 | 27.3 | 32.8 | 21.2 | 27.7 | 27.7 | 34.3 | 31.1 | 31.6 | 29.7 | 30.8 | 0
5797 | 29.6 | 30.7 | 28.9 | 28.7 | 29.6 | 24.5 | 25.6 | 30.5 | 28 | 30.5 | 34.5 | 33.1 | 37 | 34.7 | 26.8 | 31.4 | 24.9 | 33.3 | 31.8 | 35.6 | 34.9 | 29 | 28.5 | 24.1 | 31.3 | 33.3 | 31.9 | 30.6 | 23.9 | 31.2 | 31 | 29 | 28 | 33.1 | 30.2 | 30.4 | 28 | 29.9 | 33.3 | 32.8 | 29.5 | 33.4 | 27.9 | 30.4 | 28.7 | 29 | 31.8 | 27.5 | 29.6 | 29.9 | 33.8 | 21.6 | 27.2 | 28.2 | 35.1 | 31.5 | 32 | 29.5 | 31.7 | 0
5798 | 29.8 | 32.1 | 28.5 | 28.4 | 30.5 | 25.5 | 26.2 | 30.5 | 28.5 | 30.9 | 35 | 32.8 | 38 | 35.1 | 27.3 | 30.5 | 25.2 | 33.8 | 31.8 | 36 | 35.9 | 29.5 | 28.8 | 23.6 | 31.9 | 34.2 | 32.4 | 31 | 22.4 | 31.4 | 31.4 | 29.5 | 28.8 | 33.3 | 30.2 | 30.4 | 28.4 | 28.3 | 33.8 | 33.3 | 29.5 | 34 | 27.8 | 30.3 | 28.7 | 29 | 31.8 | 27.4 | 28.8 | 30.5 | 34.4 | 22 | 26.8 | 28.9 | 36 | 31.4 | 32 | 29.3 | 32 | 0
5799 | 30.4 | 33 | 28.8 | 27.4 | 30.5 | 24.4 | 25.9 | 31.5 | 29.6 | 30.6 | 35.4 | 32.2 | 39.1 | 33.7 | 27.5 | 30.8 | 25.5 | 33.8 | 31.4 | 36.3 | 36.2 | 29.8 | 27.9 | 23.8 | 32.4 | 34.5 | 33.3 | 31.8 | 21.9 | 31.2 | 30.1 | 30.8 | 29.5 | 33.5 | 30.2 | 30.4 | 28.7 | 28.2 | 33.3 | 32.9 | 29.4 | 35 | 27.2 | 30.8 | 29.1 | 29.2 | 31.3 | 26.8 | 28.4 | 31 | 35 | 22.3 | 27.5 | 28.9 | 36.3 | 30.8 | 31.6 | 28.9 | 31.9 | 0
5800 | 30.4 | 32.9 | 28.8 | 26.6 | 30.6 | 24.6 | 26.1 | 31.7 | 29.4 | 30 | 35.3 | 31.5 | 39 | 32.3 | 27.8 | 30.4 | 25.8 | 33.8 | 30.7 | 36.1 | 36.3 | 29.5 | 27.1 | 24 | 32.6 | 34.5 | 33.4 | 32 | 21.8 | 30.5 | 28.9 | 29.6 | 30.4 | 33.1 | 31.1 | 29.9 | 28.2 | 30.2 | 32.9 | 31.3 | 29 | 35.5 | 26.1 | 29.3 | 29 | 28.8 | 30.5 | 25.9 | 27.8 | 31.2 | 34.5 | 22.1 | 28.1 | 28.7 | 36.3 | 30 | 31.6 | 28.5 | 31.3 | 0
5801 | 30.6 | 31.2 | 28.5 | 25.6 | 30.5 | 22.6 | 26.1 | 31.8 | 28.8 | 29.8 | 35 | 30.8 | 38 | 31.2 | 27.3 | 30.4 | 25.8 | 32.8 | 30 | 35.4 | 36.3 | 28 | 25.6 | 24.4 | 32.6 | 34.5 | 33.4 | 32 | 22.4 | 29.6 | 27 | 28 | 30.2 | 32.8 | 31.3 | 29.4 | 27.4 | 30.3 | 32.7 | 32.5 | 28.9 | 35.4 | 25 | 29.8 | 28.5 | 28.4 | 29.6 | 25 | 27.6 | 31.5 | 33.4 | 21.4 | 29 | 28 | 35.9 | 29 | 31.6 | 28.1 | 30.6 | 0
5802 | 31 | 27.3 | 27.5 | 25.2 | 29.7 | 22.4 | 25.4 | 31 | 28.4 | 29.1 | 34.3 | 30.3 | 35.3 | 29.8 | 26.6 | 29.1 | 25.6 | 32.8 | 29.5 | 33.9 | 35.7 | 26 | 25 | 24.1 | 32.3 | 33.8 | 27.9 | 31 | 22.7 | 28.5 | 26.6 | 27.6 | 29.4 | 32 | 32.4 | 29.2 | 25.9 | 30.2 | 32.4 | 32.3 | 28.4 | 34.3 | 24 | 29.3 | 28.5 | 27.4 | 28.9 | 24.5 | 27.2 | 30 | 31 | 20.1 | 28.9 | 26.7 | 35.1 | 28.1 | 31.4 | 26.9 | 29.7 | 0
5803 | 30.5 | 27.3 | 26.7 | 24.6 | 28.6 | 22.2 | 24.7 | 29.2 | 28.3 | 28.2 | 33.4 | 29.9 | 32.4 | 29.5 | 25.3 | 28.4 | 25.1 | 31.3 | 29.1 | 32.3 | 34.4 | 26 | 24.1 | 23.8 | 31.1 | 32.8 | 25.3 | 29.9 | 23.1 | 27.6 | 26 | 27.8 | 28.8 | 31.4 | 32.2 | 28.5 | 24.6 | 28.4 | 31.8 | 31.3 | 27.5 | 32.7 | 23.4 | 28.8 | 27.6 | 26.5 | 28.4 | 24.3 | 27.1 | 24.5 | 28.6 | 18.8 | 28.5 | 26.5 | 34.2 | 27.3 | 30.6 | 26.8 | 28.9 | 0
5804 | 29.6 | 27.3 | 26.4 | 24.4 | 28.3 | 22.1 | 23.9 | 28.2 | 27.1 | 27.6 | 32.4 | 29.6 | 29.4 | 29 | 24.7 | 27.8 | 24.6 | 30.8 | 28.8 | 30.6 | 32.7 | 26 | 24 | 23 | 29.7 | 31.8 | 25.3 | 28.4 | 22.8 | 27 | 26.6 | 27.8 | 28.1 | 30.6 | 32 | 28.2 | 23.4 | 27.5 | 31.3 | 30.7 | 26.2 | 31 | 23 | 27.8 | 27.3 | 25.6 | 28 | 24.4 | 26.8 | 24.4 | 26.4 | 17.6 | 27.6 | 26.3 | 33.7 | 26.8 | 30 | 26.8 | 28.2 | 0
5805 | 29.3 | 27.3 | 24.6 | 23.9 | 28.1 | 21.7 | 23.5 | 23.5 | 26.3 | 27 | 31.6 | 29.3 | 28.1 | 28.8 | 24 | 27.3 | 24.1 | 30.3 | 28.5 | 29.5 | 32.2 | 24.5 | 23.4 | 22.7 | 29.1 | 30.8 | 25.4 | 27.6 | 22.7 | 26.8 | 26.3 | 27.6 | 26.4 | 30.1 | 31.9 | 28 | 23.2 | 27.1 | 30.7 | 30.3 | 26.2 | 30 | 22.9 | 27.4 | 27 | 25.3 | 27.7 | 24.4 | 26.9 | 24.5 | 25.6 | 17.1 | 27.3 | 26.1 | 31.1 | 26.5 | 30 | 26.8 | 27.7 | 0
5806 | 28.8 | 26.7 | 24.1 | 23.9 | 28 | 21.7 | 23.2 | 23.5 | 26.1 | 27 | 30.7 | 29 | 27.8 | 28.7 | 23.4 | 26.7 | 24 | 30.3 | 28.1 | 28.9 | 31.5 | 24 | 23.4 | 22.4 | 28.6 | 30 | 25.4 | 26.9 | 22.4 | 26.6 | 26.6 | 28 | 26 | 29.2 | 31.4 | 28 | 23.3 | 26.4 | 30.6 | 30.1 | 26.3 | 29.5 | 22.8 | 27.4 | 26.8 | 25 | 27.4 | 24.2 | 26.7 | 24.5 | 25.4 | 16.9 | 26.9 | 25.8 | 30.3 | 26.4 | 31.5 | 26.9 | 27.2 | 0
5807 | 28.5 | 26 | 23.6 | 24 | 27.9 | 21.6 | 22.9 | 23.5 | 25.9 | 26.7 | 30 | 28.8 | 28.8 | 28.6 | 22.8 | 25.9 | 24.2 | 30 | 27.6 | 29 | 30.8 | 24 | 23 | 22.6 | 28.2 | 29.6 | 25.6 | 26.8 | 22.6 | 26.4 | 26.2 | 27.9 | 25.7 | 28.4 | 31.1 | 27.9 | 24 | 26.3 | 30.4 | 30.2 | 26.4 | 29.6 | 22.6 | 27.4 | 26.8 | 25 | 27 | 23.8 | 26.6 | 24.5 | 26.2 | 17.2 | 27.2 | 25.6 | 30 | 26.4 | 31.4 | 27 | 27 | 0
5808 | 27.6 | 25.7 | 23.6 | 24.7 | 26.6 | 21.2 | 22.5 | 23 | 26 | 26.5 | 29.2 | 28.7 | 29.6 | 27.5 | 22.3 | 25.4 | 24.6 | 29.8 | 27.1 | 29.1 | 30.3 | 23.5 | 23.4 | 22.6 | 27.3 | 28.5 | 25.8 | 26.3 | 22.6 | 25.9 | 26.7 | 27.8 | 25.5 | 27.2 | 30.9 | 27.8 | 24.3 | 25.7 | 29.6 | 29.8 | 26.4 | 29.5 | 22.2 | 26.8 | 25.5 | 24.5 | 26.7 | 23.4 | 26.1 | 24.6 | 26.7 | 17.3 | 27 | 25.4 | 29.5 | 26.5 | 31.4 | 27 | 26.8 | 0
5809 | 27.6 | 25.2 | 23.6 | 25.4 | 26.6 | 21.1 | 22.6 | 23.2 | 25.9 | 26.5 | 28.5 | 28.6 | 30.4 | 27.3 | 22.3 | 24.8 | 25 | 29.7 | 26.7 | 29.3 | 29.9 | 23.5 | 23.2 | 22.7 | 26.8 | 28.3 | 25.9 | 25.9 | 23 | 25.2 | 26.5 | 27.5 | 25.2 | 26.4 | 30.9 | 27.5 | 24.7 | 25.7 | 29.4 | 29.8 | 26.4 | 29.3 | 21.8 | 26.1 | 25.5 | 24.1 | 26.2 | 23 | 25.8 | 24.4 | 27.1 | 17.3 | 26.9 | 25.2 | 29 | 26.5 | 29.4 | 27 | 26.8 | 0
5810 | 27.5 | 24.9 | 23.2 | 26 | 26.6 | 21 | 22.4 | 23.2 | 25.9 | 26.5 | 27.6 | 28.6 | 30.2 | 26.5 | 22.3 | 24.3 | 25.2 | 29.3 | 26.4 | 29.2 | 29.3 | 23.5 | 23.4 | 22.4 | 26.2 | 28.2 | 25.9 | 25 | 23 | 24.4 | 27 | 27.5 | 25.2 | 25.8 | 30.7 | 27.5 | 24.4 | 25.5 | 29.4 | 29.7 | 26.4 | 28.6 | 21.5 | 25.7 | 25.5 | 23.4 | 25.8 | 23 | 25.4 | 24.2 | 26.8 | 17 | 26.2 | 25.1 | 28.5 | 26.4 | 29.4 | 27 | 26.8 | 0
5811 | 26.8 | 24.8 | 23 | 25.9 | 26.6 | 21.1 | 22 | 23.1 | 25.7 | 26.5 | 27 | 28.5 | 29.9 | 25.7 | 22.1 | 23.9 | 25.1 | 29.3 | 26.3 | 29.1 | 29.1 | 23.4 | 22.8 | 22.2 | 25.1 | 28 | 25.9 | 24.5 | 23.2 | 23.8 | 26.5 | 27.2 | 24.9 | 26 | 30.6 | 27.3 | 24.2 | 25.5 | 29 | 29.3 | 26.4 | 27.9 | 21.4 | 25.3 | 25.5 | 23.3 | 25.3 | 23.2 | 25.5 | 23.8 | 26.6 | 16.8 | 25.8 | 25.1 | 28.2 | 26.2 | 28.8 | 26.9 | 26.8 | 0
5812 | 26.8 | 24.9 | 23 | 25.5 | 26.6 | 21.2 | 21.9 | 23.1 | 25.6 | 26.5 | 26.3 | 28.4 | 28.8 | 25.7 | 22.1 | 23.9 | 25 | 29.2 | 26.4 | 28.8 | 28.7 | 23.4 | 22.9 | 21.7 | 25.2 | 28 | 25.9 | 23.9 | 22.9 | 23.5 | 26.8 | 27 | 24.6 | 26.3 | 30.5 | 27 | 23.7 | 25.1 | 28.9 | 29.1 | 26.4 | 27.4 | 21.5 | 25.2 | 25.5 | 23.1 | 24.8 | 23.4 | 25.6 | 24 | 26.1 | 16.6 | 25.1 | 24 | 27.8 | 26 | 28.2 | 26.8 | 26.6 | 0
5813 | 26.7 | 24.9 | 23 | 24 | 26.6 | 21.3 | 21.8 | 23.2 | 25 | 26.5 | 26.6 | 27.6 | 29 | 25.2 | 22 | 23.9 | 23 | 29 | 25.8 | 27.6 | 28.4 | 23.5 | 22.4 | 22.2 | 24.9 | 28 | 25.9 | 24 | 22.6 | 23.4 | 26.4 | 27 | 24.3 | 26.6 | 30.4 | 26.8 | 23.4 | 25 | 28.8 | 29 | 26.4 | 28 | 22.3 | 25.2 | 25.7 | 25 | 26.8 | 22.6 | 26 | 24 | 26 | 17.4 | 26 | 25 | 27.5 | 25.6 | 28 | 26.8 | 25 | 0
5814 | 25.9 | 24.8 | 23 | 24.3 | 26.8 | 21.3 | 21.7 | 23.1 | 25.7 | 26.2 | 26.8 | 27.9 | 29.2 | 25.2 | 21.9 | 23.6 | 23.3 | 28.8 | 27.4 | 27.8 | 28.1 | 23.5 | 23.9 | 22.3 | 24.6 | 28 | 25.9 | 24.1 | 22.7 | 24.1 | 26.6 | 27 | 24 | 26.8 | 30.4 | 26.7 | 23.6 | 25 | 28.3 | 28.9 | 26.4 | 28.9 | 22.6 | 24.8 | 25.5 | 25.8 | 26.8 | 23.2 | 26.4 | 24.2 | 26.3 | 18.6 | 25.7 | 24.9 | 27.2 | 26.1 | 28 | 26.9 | 25.8 | 0
5815 | 26 | 24.7 | 22.6 | 24.8 | 26.6 | 21.2 | 21.7 | 23.1 | 26 | 26 | 27.3 | 28.8 | 29.1 | 25.7 | 21.9 | 23.6 | 23.9 | 28.8 | 28.9 | 28.5 | 28 | 23.5 | 25 | 22.7 | 24.1 | 28 | 25.9 | 25 | 22.9 | 25.1 | 27 | 27 | 24.3 | 27.8 | 30.4 | 26.5 | 24.1 | 25 | 28.1 | 28.8 | 26.4 | 30.2 | 23.3 | 24.7 | 25.5 | 26.5 | 27.1 | 24.1 | 27.1 | 24.3 | 26.5 | 20.4 | 25.9 | 24.9 | 27.2 | 26.5 | 27.8 | 27.1 | 27.2 | 0
5816 | 26.1 | 25 | 22.6 | 25.4 | 26.6 | 21.5 | 21.7 | 23.1 | 26.8 | 26.2 | 28.4 | 30.2 | 30.2 | 26.8 | 21.9 | 24.8 | 24.4 | 29.6 | 30 | 29.6 | 28.5 | 24.3 | 26.2 | 23 | 24.7 | 28 | 28.1 | 26.2 | 23.4 | 26.4 | 28 | 28.3 | 25 | 29 | 30.1 | 27.5 | 24.6 | 26.2 | 28.8 | 29.2 | 26.4 | 31.4 | 23.8 | 24.9 | 25.5 | 27 | 27.6 | 25 | 28 | 24.5 | 26.6 | 21.6 | 26.2 | 25.7 | 28.2 | 27.2 | 27.6 | 27.4 | 28.6 | 0
5817 | 27.4 | 27.9 | 23.1 | 26.4 | 27.5 | 22.4 | 22.3 | 25.5 | 26.8 | 28 | 29.5 | 32 | 31.2 | 30.4 | 23 | 27 | 25.2 | 31.4 | 30.5 | 30.9 | 30.8 | 25.6 | 26.6 | 23.4 | 25.3 | 28.3 | 29.6 | 27.7 | 24.3 | 27.5 | 29.3 | 30.5 | 26.7 | 30.3 | 27 | 29 | 25.4 | 27 | 30.9 | 27.6 | 27.1 | 32.5 | 24.5 | 27.3 | 27.4 | 27.2 | 28.5 | 25.8 | 28.8 | 25 | 26.4 | 22.6 | 26.8 | 27.4 | 30.2 | 27.7 | 30 | 27.3 | 30 | 0
5818 | 27.5 | 29.7 | 23.7 | 27.6 | 28 | 22.8 | 23.3 | 26.5 | 26.5 | 28.8 | 31 | 33.6 | 33.4 | 31.5 | 23.5 | 28.4 | 26 | 32.9 | 30.7 | 32.1 | 32.4 | 26 | 27.3 | 23.7 | 26.8 | 29 | 30.6 | 28.9 | 25.4 | 28.6 | 31.1 | 30.9 | 28.2 | 31.2 | 28.4 | 29.5 | 26.3 | 28 | 32.2 | 28.1 | 27.1 | 33.2 | 25 | 27.8 | 28.1 | 27.2 | 29.6 | 26.6 | 29.3 | 26.1 | 26.5 | 22.7 | 27 | 25.2 | 32 | 28.4 | 30.3 | 26.9 | 30.9 | 0
5819 | 28.1 | 30.5 | 24.7 | 29 | 28.5 | 24.2 | 24.3 | 27.8 | 26.9 | 29.5 | 32.4 | 34.8 | 35 | 32.2 | 25 | 29.6 | 27 | 33.9 | 30.8 | 33.2 | 33.9 | 25.6 | 27.8 | 24 | 27.8 | 30.5 | 31.5 | 30 | 26.6 | 29.4 | 32.6 | 31.7 | 28.7 | 31.6 | 29.5 | 30 | 27.2 | 28.1 | 33.2 | 29.1 | 26.6 | 33.8 | 25.5 | 28.2 | 28.5 | 27.4 | 31 | 27.2 | 29.4 | 27.5 | 26.8 | 22.5 | 27 | 29.7 | 33.5 | 29 | 31 | 26.9 | 31.6 | 0
5820 | 30.1 | 32.6 | 24.7 | 30.1 | 29.5 | 25.1 | 26.5 | 29.1 | 27.8 | 30.5 | 34 | 35.3 | 36.7 | 32.6 | 26.2 | 30.6 | 27.8 | 34.4 | 31.1 | 34.2 | 35.5 | 26 | 28.9 | 24.2 | 30.3 | 32.1 | 33.1 | 30.7 | 27.6 | 30.2 | 33.7 | 32.5 | 29.2 | 31.4 | 30 | 30.2 | 27.9 | 30.5 | 34.5 | 33.1 | 27.6 | 34 | 25.7 | 30.2 | 29.3 | 27.8 | 32.3 | 27.8 | 29.3 | 29 | 28 | 21.8 | 26.5 | 30.5 | 35 | 29.8 | 32 | 27.6 | 32 | 0
5821 | 30.3 | 33.3 | 24.7 | 30.8 | 28 | 26.2 | 27 | 29.8 | 28.3 | 30.6 | 35.1 | 35.2 | 36.3 | 32.6 | 27.5 | 31.4 | 28.5 | 34.4 | 31.4 | 35.2 | 36.2 | 26.3 | 29.4 | 24.6 | 30.8 | 32.9 | 33.4 | 31.4 | 28.1 | 30.7 | 33.7 | 33 | 30 | 31.4 | 29.8 | 30 | 28.5 | 31 | 35 | 33.1 | 28.4 | 34.1 | 26.1 | 31.2 | 29.3 | 28.6 | 33.3 | 28.3 | 29 | 30 | 29.6 | 21.6 | 26.2 | 30.5 | 36.2 | 30.4 | 32.3 | 27.7 | 32.5 | 0
5822 | 31.1 | 34.4 | 24.7 | 31 | 27.8 | 27.2 | 27.6 | 30.6 | 28.7 | 30.5 | 36 | 34.6 | 34.8 | 33.8 | 27.9 | 31.7 | 28.8 | 34.2 | 31.8 | 36 | 36.4 | 26.4 | 29.8 | 24.8 | 31.5 | 34 | 34.1 | 32 | 28 | 31 | 32.8 | 32 | 29.8 | 31.4 | 29.9 | 30.5 | 28.6 | 31.5 | 35.3 | 33.6 | 28.4 | 34 | 26.2 | 31.2 | 29.3 | 29.4 | 33.8 | 28.6 | 28.7 | 31 | 31.4 | 21.6 | 26 | 30.4 | 37.2 | 30.8 | 32.3 | 27.8 | 33 | 0
5823 | 31.8 | 35.2 | 24.9 | 30.9 | 28.8 | 26.5 | 27.9 | 31.5 | 28.8 | 30.5 | 36.1 | 34 | 31.1 | 31.4 | 28.5 | 31.6 | 28.8 | 34.1 | 31.8 | 36.4 | 37.9 | 26.5 | 29 | 25 | 32.1 | 34.6 | 34.6 | 32.6 | 27.4 | 30.9 | 31.1 | 31 | 30.2 | 32 | 30 | 29.5 | 28.5 | 30.9 | 35.7 | 33.6 | 29.2 | 33.8 | 26.4 | 31.6 | 29 | 30.1 | 33.7 | 28.5 | 28.4 | 25.9 | 32.5 | 22.2 | 26.4 | 30.2 | 38.1 | 30.6 | 32.3 | 28.2 | 33.5 | 0
5824 | 31.8 | 33.8 | 24.6 | 30.4 | 29.1 | 25.9 | 28 | 31.5 | 28.8 | 30.4 | 35.8 | 33.2 | 27.9 | 30.4 | 24 | 31.5 | 28.3 | 34 | 31.5 | 36.3 | 37.7 | 26.9 | 28 | 24.8 | 32.3 | 34.8 | 34.6 | 32.7 | 26.4 | 30.4 | 29.2 | 29.9 | 30.2 | 32.5 | 30.3 | 28.9 | 28 | 31.7 | 35.5 | 33.6 | 29 | 33.3 | 26.2 | 31.7 | 29 | 30.2 | 32.9 | 28.1 | 28.2 | 25 | 32.5 | 22.4 | 26.8 | 30.4 | 38.5 | 30.1 | 32 | 28.8 | 33.7 | 0
5825 | 31.3 | 32.8 | 22.7 | 30 | 29 | 24 | 27.6 | 30.5 | 28.6 | 29.8 | 35 | 32.6 | 25 | 28.4 | 25.9 | 30.4 | 27.6 | 34 | 30.8 | 35.4 | 37.4 | 26.5 | 26.4 | 24.4 | 32.5 | 34.8 | 34.6 | 32.4 | 25.4 | 29.6 | 27.6 | 29.5 | 30.3 | 33 | 30.3 | 28.6 | 27.4 | 28.4 | 34.1 | 33.7 | 28.5 | 32.8 | 25.8 | 30.1 | 29 | 29.8 | 31.6 | 27.4 | 28 | 25.5 | 31.2 | 22.4 | 27.4 | 30 | 38.5 | 29.2 | 31.8 | 29.1 | 33.6 | 0
5826 | 31.8 | 33.6 | 22 | 29.5 | 28.4 | 23.3 | 26.2 | 30 | 28 | 29.1 | 34.2 | 31.9 | 24.4 | 28.4 | 24.5 | 29.5 | 26.8 | 33.7 | 30.2 | 33.9 | 36.4 | 26.4 | 25.6 | 23.7 | 32.3 | 34.2 | 34.6 | 31.4 | 24.4 | 28.7 | 26.8 | 29.5 | 29.8 | 32.8 | 29.5 | 28.5 | 26.6 | 26.9 | 31.4 | 33.2 | 27.8 | 32.1 | 24.8 | 30 | 28.8 | 28.9 | 29.9 | 26.7 | 27.7 | 25.3 | 29.1 | 21.3 | 27.4 | 28.7 | 36.1 | 28.4 | 31.4 | 28.6 | 32.9 | 0
5827 | 31.3 | 33.2 | 22 | 29.1 | 28 | 22.3 | 24.7 | 28.8 | 27.8 | 28.2 | 33.3 | 31.3 | 24.4 | 27.9 | 23.1 | 28.9 | 26.2 | 33 | 29.7 | 32.1 | 35.2 | 25.8 | 24.9 | 23 | 31 | 33.3 | 31.5 | 30 | 23.8 | 27.8 | 26.5 | 29.6 | 27.9 | 32.1 | 28.5 | 28 | 26 | 26.7 | 30 | 32.6 | 27.1 | 31.8 | 24 | 28.8 | 28 | 27.9 | 28.3 | 26 | 27.3 | 25.2 | 26.6 | 20.2 | 27.2 | 28.3 | 34.1 | 27.6 | 31 | 28 | 32 | 0
5828 | 29.8 | 31.8 | 22 | 28.6 | 27.8 | 22.2 | 24.1 | 26.5 | 27.5 | 27.5 | 32.5 | 30.6 | 25.6 | 27.4 | 23.1 | 28.4 | 25.8 | 32.1 | 29.5 | 30.4 | 34.3 | 25.5 | 25 | 22.4 | 29.8 | 32 | 28.6 | 28.6 | 23.4 | 27.2 | 26.6 | 29.5 | 25.5 | 31 | 28 | 28 | 25.6 | 26.2 | 28.2 | 32 | 26.6 | 31.6 | 23.2 | 28.3 | 26.9 | 27 | 27 | 25.6 | 27 | 25 | 24.6 | 19 | 26.6 | 27.9 | 31.3 | 27.2 | 30.5 | 26.6 | 31 | 0
5829 | 28.3 | 30.7 | 22.1 | 28.1 | 28 | 21.5 | 23.7 | 25.7 | 27 | 27.1 | 31.6 | 30.1 | 25.7 | 26.8 | 22.9 | 28 | 25.7 | 30.9 | 29.3 | 29.3 | 33.2 | 25.6 | 24.7 | 22.2 | 29.2 | 31 | 28.2 | 27.6 | 23.3 | 26.8 | 26.7 | 29.2 | 23.7 | 30.1 | 28.1 | 27.6 | 25.6 | 26.1 | 27.1 | 30.9 | 26.1 | 31.8 | 23 | 27.6 | 26.3 | 26.5 | 26.2 | 25.4 | 26.7 | 24.9 | 23.4 | 18.6 | 26.2 | 27.3 | 27.9 | 26.8 | 30.2 | 26.5 | 30.3 | 0
5830 | 28.2 | 30.1 | 22.2 | 27.3 | 28.7 | 21.5 | 21.5 | 25.4 | 26.8 | 26.7 | 30.9 | 29.7 | 26.2 | 26.7 | 22.8 | 27.6 | 25.5 | 30 | 29 | 28.9 | 32.6 | 25.1 | 24.7 | 22.2 | 28.6 | 30.1 | 28.3 | 27.1 | 23.1 | 26.6 | 26.7 | 28.9 | 23.8 | 29.3 | 28.2 | 27.5 | 25.6 | 26 | 27.4 | 30.5 | 25.8 | 31.8 | 23 | 27.2 | 26.2 | 26.2 | 25.9 | 25.2 | 26.6 | 24.7 | 23.4 | 18.4 | 26 | 26.7 | 26.9 | 26.8 | 30 | 26.9 | 29.6 | 0
5831 | 28.1 | 29.3 | 22.2 | 26.4 | 28.3 | 21.5 | 21 | 25 | 26.7 | 26.5 | 30.2 | 29.4 | 25.8 | 26.6 | 22.7 | 26.7 | 25.2 | 29.4 | 28.2 | 29 | 31.8 | 25.2 | 24 | 22.4 | 27.8 | 29.5 | 28 | 27 | 23 | 26.4 | 26.4 | 28.5 | 24.2 | 29 | 28.3 | 27.2 | 25.6 | 25.7 | 27.5 | 30.1 | 25.5 | 31.6 | 23.2 | 26.2 | 26.2 | 26 | 26 | 25 | 26.6 | 24.4 | 24 | 18.6 | 26.2 | 26.1 | 26.9 | 26.6 | 29.7 | 27.2 | 29 | 0
5832 | 27.2 | 28 | 22.3 | 25.3 | 28.3 | 20.7 | 21.1 | 24.9 | 26.6 | 26.2 | 29.7 | 29.1 | 26.6 | 27.5 | 22.1 | 25.5 | 24.5 | 28.8 | 27.1 | 29.3 | 31.3 | 24.9 | 23.5 | 22.5 | 26.5 | 28 | 28.1 | 26.9 | 22.7 | 26.1 | 26.2 | 28.3 | 24.2 | 28.7 | 28.4 | 27 | 25.2 | 25.5 | 27.5 | 29.4 | 24.6 | 30.8 | 23.1 | 25.3 | 25.9 | 25.6 | 26.2 | 24.6 | 26.6 | 24.4 | 25.1 | 18.2 | 26.4 | 25.6 | 26.3 | 26.5 | 29.5 | 26.7 | 28.1 | 0
5833 | 27.1 | 27.8 | 22.5 | 24.9 | 28.6 | 20.8 | 21.1 | 24.8 | 26.5 | 26.1 | 27.7 | 28.8 | 28.6 | 27.4 | 22 | 25.4 | 26.8 | 28.6 | 26.8 | 29.5 | 31.2 | 24.9 | 23.7 | 22.6 | 26.6 | 27.9 | 28.2 | 26.7 | 23.1 | 24.9 | 26.7 | 28.3 | 24.2 | 24.9 | 28.4 | 27.1 | 23.1 | 25.4 | 27.6 | 29.3 | 24.3 | 28.6 | 22.2 | 25.2 | 25.8 | 24.8 | 26.5 | 24.2 | 27.4 | 24.3 | 25.8 | 17.3 | 28.4 | 25.4 | 26 | 27.5 | 29.5 | 26.7 | 27.4 | 0
5834 | 27 | 27.7 | 22.2 | 24.2 | 28.8 | 20.7 | 21.1 | 24.8 | 26.5 | 26.1 | 27.6 | 28.4 | 28 | 27.2 | 21.9 | 24.8 | 27 | 28 | 26.8 | 29.2 | 31.2 | 24.7 | 23.2 | 22.4 | 26.6 | 27.6 | 27.8 | 26 | 22.6 | 25 | 26.2 | 28.1 | 24.2 | 24.4 | 28.4 | 27.1 | 22.6 | 25.4 | 27.6 | 28.6 | 24.1 | 28.2 | 21.4 | 25.2 | 25.8 | 24.4 | 26.6 | 23.8 | 26.4 | 24.2 | 26.2 | 17.2 | 28.2 | 25 | 25.4 | 27.4 | 29.5 | 26.6 | 27 | 0
5835 | 26.9 | 27.4 | 22.2 | 23.7 | 28.8 | 20.7 | 21.2 | 24.6 | 26.7 | 26.2 | 27.3 | 28 | 27.4 | 27 | 21.3 | 24.7 | 26.8 | 27.5 | 26.7 | 28.6 | 30.8 | 24.3 | 22.8 | 22.3 | 26.3 | 27.4 | 27.7 | 25.2 | 22.2 | 24.6 | 25.7 | 28.1 | 23.7 | 24.1 | 28.2 | 27 | 22.5 | 25.2 | 27.5 | 27.9 | 23.9 | 27.6 | 21.1 | 24.8 | 25.8 | 24.1 | 26.7 | 23.4 | 25.6 | 24.2 | 26.1 | 16.6 | 27.6 | 24.7 | 25.4 | 26.9 | 29.4 | 26.6 | 26.8 | 0
5836 | 26.4 | 27 | 22 | 23.2 | 28.8 | 20.5 | 21.1 | 24.2 | 26.7 | 26 | 27 | 27.7 | 26.6 | 26.2 | 21.2 | 24.3 | 26.3 | 26.9 | 26.4 | 28 | 30.6 | 23.9 | 22.4 | 22.1 | 26 | 27.2 | 27.6 | 24.4 | 22.1 | 24.2 | 25.6 | 27.9 | 23.7 | 24.1 | 28.1 | 26.9 | 22.4 | 25.2 | 27 | 27.8 | 23.7 | 27.4 | 21 | 24.5 | 25.8 | 24 | 26.7 | 23.1 | 25.2 | 24.1 | 26 | 16.8 | 27.4 | 24.5 | 25.2 | 26.9 | 29.4 | 26.7 | 26.7 | 0
5837 | 26.4 | 26.7 | 22.1 | 23.4 | 29.1 | 20.5 | 21 | 23.8 | 26.7 | 25.9 | 25.4 | 28.4 | 26.2 | 25.5 | 21.2 | 23.8 | 24.8 | 26.4 | 26.2 | 27 | 30.2 | 23.5 | 22.6 | 22 | 26 | 27.2 | 27 | 24.4 | 23.6 | 23.8 | 26 | 27.7 | 23.7 | 24.8 | 27.8 | 26.9 | 23.4 | 25.2 | 26.6 | 27.6 | 23.5 | 28 | 23.4 | 24.4 | 25.4 | 23.4 | 25.8 | 23.2 | 25.8 | 24.2 | 24.4 | 16.2 | 27.8 | 24.3 | 25.6 | 26 | 29 | 26.8 | 27 | 0
5838 | 26.1 | 26.2 | 21.6 | 24.1 | 29.1 | 20.7 | 21 | 23.8 | 26.9 | 25.9 | 25.6 | 28.8 | 25.8 | 25.4 | 20.8 | 23.8 | 24.8 | 26 | 26.5 | 27.4 | 29.6 | 23.2 | 22.9 | 22.2 | 25.7 | 27.2 | 26.5 | 24.1 | 24 | 23.7 | 26.2 | 27.6 | 23.7 | 24.8 | 27.8 | 26.7 | 23.7 | 25.3 | 26.2 | 27.7 | 22.8 | 28.3 | 23.6 | 24.1 | 24.8 | 23.6 | 25.9 | 23.9 | 25.7 | 23.9 | 23.7 | 17.4 | 27.8 | 23.7 | 25.6 | 26.4 | 29 | 26.9 | 27.2 | 0
5839 | 26.2 | 26.4 | 21.8 | 25.3 | 29.1 | 20.7 | 21.1 | 23.8 | 27 | 25.9 | 26.1 | 29.4 | 26.3 | 26.2 | 20.9 | 24 | 25.4 | 25.7 | 27 | 28.4 | 29.6 | 23.5 | 23.5 | 22.6 | 26 | 27.2 | 26.5 | 25.3 | 24.6 | 24.6 | 26.9 | 28.2 | 23.7 | 25.4 | 27.8 | 26.8 | 24 | 25.3 | 26.2 | 27.7 | 23.4 | 28.9 | 24.3 | 24.1 | 24.7 | 23.7 | 26.6 | 25 | 25.4 | 23.9 | 23.3 | 19.1 | 27.9 | 23.2 | 25.7 | 27 | 29.2 | 26.9 | 28 | 0
5840 | 26.5 | 28 | 22.8 | 26.6 | 30 | 21.5 | 21.3 | 23.8 | 28.2 | 26 | 27 | 30.4 | 27.2 | 27.5 | 21.1 | 25.2 | 26 | 25.6 | 27.4 | 30 | 29.9 | 24 | 24.6 | 23 | 27.2 | 27.2 | 26.4 | 26.4 | 25.4 | 25.4 | 27.8 | 29.1 | 24.5 | 26.2 | 29.1 | 27.9 | 24.4 | 25.1 | 26.4 | 27.8 | 24.2 | 30 | 25 | 24 | 24.7 | 24.1 | 27.2 | 26.2 | 25.6 | 24.2 | 22.8 | 20.4 | 28.2 | 23.3 | 26.3 | 28 | 29.9 | 27 | 29 | 0
5841 | 26.4 | 28.5 | 25 | 27.8 | 30.2 | 22.9 | 22.6 | 24.4 | 30.3 | 27.1 | 28 | 31.7 | 29.1 | 29.9 | 22.4 | 25.7 | 26.9 | 25.5 | 27.9 | 31.6 | 31 | 25.6 | 25.7 | 23.8 | 28.4 | 26.9 | 26.7 | 28.8 | 26.1 | 27.2 | 29.2 | 31.3 | 24.9 | 27.4 | 31.6 | 28.7 | 24.9 | 25.1 | 28 | 28.5 | 26 | 31.3 | 26.2 | 26.2 | 27.2 | 24 | 28.7 | 27.3 | 25.4 | 25.6 | 23.6 | 21.2 | 28.7 | 24.2 | 28.6 | 29.1 | 31.8 | 27.1 | 30.2 | 0
5842 | 26.4 | 30.4 | 25.5 | 28.5 | 30.2 | 23.8 | 23.3 | 24.4 | 31.8 | 28.1 | 29.2 | 33.3 | 31 | 31 | 22.9 | 26.6 | 27.5 | 25.3 | 28.1 | 33.2 | 31 | 26.4 | 26.9 | 24.6 | 29.4 | 27.8 | 27.7 | 29.8 | 26.8 | 28.4 | 30.4 | 31.9 | 25.5 | 28.3 | 33 | 29 | 25.6 | 25.5 | 29.8 | 29.2 | 26.2 | 32.6 | 27 | 27.5 | 28.3 | 24.2 | 30 | 28 | 25.8 | 26.7 | 25 | 20.9 | 29.3 | 24.9 | 30.4 | 30.2 | 32 | 27.2 | 31.1 | 0
5843 | 27.8 | 31.9 | 26.6 | 29 | 31.2 | 24.6 | 24.6 | 25.4 | 32.8 | 29.1 | 30.4 | 34.8 | 33 | 32 | 23.8 | 27.7 | 28 | 25.1 | 28.4 | 34.4 | 31.5 | 27.5 | 27.8 | 25.6 | 30.2 | 29.6 | 29.2 | 30.8 | 27.4 | 29.8 | 31.6 | 32.7 | 26.7 | 29.2 | 33.8 | 29 | 26.4 | 25.9 | 31.5 | 30.5 | 24.8 | 33.6 | 27.8 | 27.5 | 29.3 | 24.2 | 31.6 | 28.2 | 26.2 | 27.4 | 27.4 | 20 | 30 | 26.2 | 31.9 | 31 | 32.8 | 27.3 | 32 | 0
5844 | 28.1 | 33.2 | 27.7 | 29.1 | 33.4 | 25.4 | 25.2 | 25.9 | 33.4 | 31.1 | 31.5 | 36 | 34.3 | 32.7 | 25.2 | 28.2 | 28.1 | 24.9 | 28.5 | 35.5 | 34.4 | 28.8 | 28.6 | 26.4 | 31.4 | 31.3 | 28.9 | 29.8 | 28 | 29.9 | 32.2 | 32.7 | 27.4 | 29.5 | 33.6 | 29.4 | 27.3 | 26 | 32.8 | 30.8 | 25.4 | 34.1 | 27.8 | 28.1 | 29.1 | 24.6 | 32.4 | 27.8 | 27.5 | 27.4 | 29.4 | 18.8 | 30.6 | 27.2 | 33.4 | 31.4 | 33.6 | 27.5 | 32.7 | 0
5845 | 29 | 33.3 | 27.4 | 29.5 | 34.2 | 26.8 | 26.1 | 26.4 | 33.8 | 31.3 | 32.2 | 36.7 | 35.4 | 33.5 | 26.4 | 28.2 | 28.5 | 24.8 | 28.7 | 36.3 | 35.2 | 29.9 | 28.7 | 27.1 | 31.9 | 32.3 | 31.2 | 29.3 | 28.4 | 30.1 | 32.6 | 33.2 | 28.6 | 29.9 | 33.7 | 30.4 | 28.1 | 26.5 | 33 | 31.2 | 24.6 | 34.2 | 27.6 | 29.6 | 29.5 | 24.8 | 33.3 | 27.3 | 28.6 | 27.9 | 31.5 | 18.1 | 31.2 | 27.2 | 34.2 | 31.2 | 33.8 | 27.3 | 33.5 | 0
5846 | 29.1 | 34.5 | 28 | 30 | 34.6 | 26.8 | 26.7 | 26.4 | 33.6 | 31.8 | 32.6 | 36.6 | 36 | 33.8 | 26.9 | 28 | 28.8 | 24.7 | 28.8 | 36.8 | 35.7 | 30.5 | 28.4 | 27.4 | 32.5 | 33 | 31.7 | 28.4 | 28.8 | 29.6 | 32.6 | 29.6 | 29 | 30 | 33.6 | 30.5 | 28.4 | 26.6 | 33.8 | 31.5 | 25.7 | 33.8 | 27 | 29.7 | 29.5 | 25.2 | 33.4 | 26.6 | 30 | 29.4 | 32.4 | 18 | 31.4 | 27.3 | 34.6 | 30.6 | 34.3 | 27.1 | 34 | 0
5847 | 29.1 | 35.1 | 29.1 | 30.7 | 35.2 | 25.4 | 26.3 | 27.3 | 32.8 | 32 | 32.5 | 35.8 | 36.7 | 34.3 | 28.2 | 28.7 | 29.3 | 24.7 | 29.1 | 36.8 | 37.2 | 30.9 | 27.4 | 27.5 | 33 | 33.5 | 32.3 | 29.4 | 28.9 | 29.9 | 32.5 | 30.7 | 29.9 | 30.4 | 33.8 | 30.5 | 28.2 | 26.4 | 34.2 | 32.7 | 27.8 | 33.2 | 26.5 | 31.2 | 28.3 | 25 | 33.6 | 26.2 | 30.5 | 29.5 | 32.9 | 18.7 | 31.3 | 28.2 | 35.6 | 29.7 | 34.3 | 29.2 | 34.1 | 0
5848 | 28.8 | 34.7 | 29 | 31.2 | 35.2 | 25.9 | 26.8 | 27.3 | 31.8 | 31.6 | 32.1 | 34.5 | 36.7 | 31.4 | 28.5 | 28 | 29.3 | 24.8 | 29.1 | 36.4 | 37.1 | 30.9 | 26.4 | 27.1 | 32.7 | 33.6 | 32.3 | 29.9 | 28.6 | 29.6 | 32.1 | 30.5 | 30.3 | 30.6 | 33.6 | 29 | 27.6 | 25.9 | 32.8 | 32.5 | 27.4 | 32.4 | 25.8 | 30.1 | 29.6 | 25 | 32.9 | 25.8 | 30.7 | 29.5 | 32.1 | 19.3 | 31 | 28.2 | 35.6 | 28.8 | 34.3 | 29 | 33.2 | 0
5849 | 28.9 | 34.3 | 28.3 | 31.2 | 33.7 | 23.6 | 26 | 27.3 | 30.8 | 31.1 | 31.6 | 33.2 | 36.6 | 29.4 | 28.5 | 28.1 | 28.8 | 25 | 29 | 35.4 | 35.9 | 30 | 25.2 | 26.4 | 31.5 | 33.7 | 32.3 | 31 | 28 | 29.6 | 31.6 | 29.9 | 30.5 | 30.6 | 33.2 | 29.4 | 26.8 | 25.5 | 32 | 32.4 | 23.8 | 31.7 | 25.3 | 30.1 | 29.6 | 24.6 | 32 | 25.6 | 30 | 28.9 | 31.2 | 19.6 | 30.4 | 27.2 | 31.5 | 28 | 33.8 | 28.7 | 31.4 | 0
5850 | 28.6 | 33.3 | 27.2 | 30.5 | 30.2 | 21.8 | 25.3 | 26.6 | 28.8 | 30.6 | 31.2 | 32.1 | 35.5 | 27.9 | 27.6 | 27.2 | 27.5 | 25.3 | 28.6 | 34.1 | 33.8 | 30.4 | 24.5 | 25.3 | 30.9 | 33.8 | 31.3 | 30.2 | 27.1 | 28.6 | 30.7 | 28.7 | 30.1 | 29.9 | 32.6 | 29.2 | 26.1 | 24.7 | 29.1 | 32.4 | 23.8 | 31 | 24.5 | 27.4 | 29.9 | 24.7 | 30.1 | 25.3 | 29.4 | 28.2 | 29.6 | 19 | 29.7 | 27 | 30.3 | 27.5 | 34 | 28.2 | 28.7 | 0
5851 | 27.6 | 32.5 | 26.5 | 29.4 | 30.3 | 21.6 | 24.2 | 26.1 | 28.2 | 28.6 | 30.8 | 31.4 | 34.4 | 27.5 | 27.5 | 26.2 | 26 | 25.8 | 28.1 | 32.6 | 32.4 | 29.4 | 23.8 | 24.5 | 30.5 | 32.9 | 30.7 | 29.5 | 26.1 | 28 | 29.8 | 27.2 | 29 | 29.1 | 31.2 | 28.4 | 25.6 | 24.7 | 28.7 | 31.5 | 23.8 | 30.3 | 24.1 | 26.2 | 29.2 | 24.6 | 28.6 | 25 | 28.5 | 27.4 | 28.6 | 18.1 | 29.2 | 26.4 | 29.4 | 27.2 | 32.8 | 27.7 | 26.1 | 0
5852 | 27.1 | 30.6 | 25.6 | 28.2 | 30.2 | 21.3 | 23.7 | 25.4 | 27.9 | 27.6 | 30.6 | 31 | 33 | 27.3 | 27.5 | 25.7 | 24.6 | 25.7 | 27.6 | 31.2 | 31.2 | 28.4 | 23.6 | 23.8 | 29.5 | 32.4 | 30 | 27.8 | 25.2 | 27 | 28.9 | 27.2 | 28.1 | 28 | 30.6 | 28 | 25.4 | 24.7 | 28 | 30.7 | 23.8 | 29.6 | 23.6 | 26.1 | 28.6 | 24.8 | 27 | 24.6 | 28 | 26.8 | 27.6 | 17 | 28.8 | 26.2 | 29.6 | 27 | 32.2 | 27.4 | 24 | 0
5853 | 26.8 | 29.5 | 24.8 | 27.3 | 30.2 | 21 | 23.5 | 25.1 | 27.8 | 27.1 | 30.3 | 30.9 | 32.2 | 26.7 | 24.7 | 25.3 | 24.1 | 25.6 | 27.3 | 30.1 | 30.4 | 27.1 | 23.3 | 23.6 | 29.4 | 31.9 | 29.2 | 27.5 | 24.5 | 27 | 28.4 | 27.2 | 27.5 | 27.3 | 30.1 | 28 | 25.3 | 24.6 | 27.8 | 30 | 23.8 | 29.1 | 23.7 | 26 | 28.1 | 24.6 | 26.6 | 24.3 | 27.4 | 26.4 | 27.5 | 16.6 | 28.6 | 26.2 | 27.2 | 26.9 | 31.6 | 27.3 | 23.3 | 0
5854 | 26.8 | 28.7 | 24.5 | 26.7 | 29.8 | 21 | 23.1 | 24.9 | 27.8 | 26.6 | 30 | 30.7 | 31.4 | 26.7 | 23.8 | 25.4 | 24.1 | 25.5 | 27 | 29.6 | 30.2 | 26.4 | 23.4 | 23.4 | 29 | 31.3 | 28.7 | 26.9 | 24 | 26.5 | 27.9 | 27.2 | 27.3 | 26.7 | 30 | 28 | 25.1 | 24.6 | 27.9 | 29.8 | 24.6 | 28.6 | 23.7 | 25.7 | 28 | 24.8 | 26.2 | 24.1 | 27.4 | 26.1 | 26.9 | 16.5 | 28.6 | 26.1 | 26.7 | 26.7 | 30.8 | 27.5 | 23.8 | 0
5855 | 26.4 | 28.2 | 24 | 26.4 | 29.7 | 21 | 22.9 | 24.4 | 27.7 | 26.6 | 29.4 | 30.4 | 31 | 26.7 | 23.7 | 25.1 | 24.8 | 25.4 | 26.8 | 29.4 | 29.7 | 25.9 | 23.4 | 23.4 | 28.9 | 30.3 | 28.1 | 27.4 | 23.8 | 26.6 | 27.7 | 27 | 26.9 | 26.6 | 29.6 | 28 | 24.8 | 24.5 | 27.9 | 29.5 | 24.5 | 28.4 | 24 | 25.9 | 27.4 | 24.6 | 26.4 | 24 | 27.4 | 25.5 | 26.6 | 17 | 28.6 | 26 | 26.1 | 26.6 | 30.4 | 27.8 | 25.2 | 0
5856 | 26 | 27.7 | 23.1 | 25.9 | 29.2 | 21 | 22.3 | 23.9 | 27.2 | 25.8 | 28.7 | 29.9 | 30.2 | 27 | 22 | 24.2 | 25.3 | 25.3 | 26.4 | 29.5 | 29.2 | 25.4 | 23.6 | 23 | 28.5 | 29.8 | 27.3 | 26.7 | 23.8 | 25.7 | 27.3 | 27 | 26.9 | 26.3 | 29.1 | 28 | 24.3 | 24.3 | 27.9 | 29.3 | 24.4 | 28.3 | 23.9 | 25.7 | 27.4 | 24.8 | 25.9 | 23.8 | 27.9 | 25.4 | 25.5 | 17.2 | 28.5 | 25.7 | 25.6 | 26.5 | 30.3 | 27 | 26.6 | 0
5857 | 26 | 27.5 | 22.7 | 25.3 | 29.2 | 21 | 21.9 | 23.8 | 27.2 | 25.8 | 27.8 | 29.3 | 29.5 | 27 | 22 | 23.7 | 25.8 | 25.4 | 26.1 | 29.4 | 29.2 | 25.4 | 23.6 | 22.6 | 28.1 | 29.3 | 27.2 | 26.6 | 23.7 | 25.1 | 27.1 | 27.2 | 26.5 | 26.1 | 29 | 27.7 | 23.8 | 24.3 | 27.9 | 29.5 | 24.6 | 28.3 | 23.8 | 25 | 27 | 24.6 | 25.8 | 23.6 | 28 | 25.4 | 24.8 | 17.1 | 28.4 | 25.7 | 25.6 | 26.3 | 30.1 | 26.9 | 27.6 | 0
5858 | 26 | 27.2 | 22.2 | 24.4 | 29.2 | 21.1 | 21.8 | 23.6 | 26.9 | 25.6 | 27 | 28.8 | 28.4 | 27 | 22 | 23.9 | 25.6 | 25.5 | 25.8 | 29 | 29.2 | 25.4 | 23.6 | 22 | 27.9 | 29.2 | 27.2 | 25.4 | 23.6 | 24 | 26.6 | 27.2 | 25.9 | 25.6 | 28.6 | 27.5 | 23.4 | 24.3 | 27.9 | 29 | 24.5 | 28.2 | 23.4 | 24.7 | 26.8 | 24.6 | 25.2 | 23.2 | 28 | 25.3 | 24 | 16.4 | 28.2 | 25.2 | 25.6 | 26.2 | 30 | 26.8 | 27.8 | 0
5859 | 26 | 27.2 | 21.8 | 23.7 | 29.2 | 21.1 | 21.4 | 23.5 | 26.8 | 25.6 | 26.2 | 28.4 | 27.7 | 26.6 | 22 | 23.8 | 25.4 | 25.7 | 25.8 | 28.1 | 29 | 25.4 | 23.2 | 21.8 | 28 | 29.1 | 27 | 25.2 | 23.5 | 23.8 | 26.3 | 27.2 | 25.4 | 25.3 | 28.6 | 27.5 | 23.2 | 24.4 | 27.9 | 29 | 24.4 | 28.1 | 23.3 | 24.7 | 26.8 | 24.1 | 25.4 | 23 | 27.2 | 25.2 | 24.2 | 15.9 | 28 | 24.7 | 26.1 | 26 | 29.8 | 26.8 | 27.6 | 0
5860 | 25.8 | 27.2 | 21.7 | 23.2 | 29.2 | 21 | 21.4 | 23.4 | 26.8 | 25.4 | 25.7 | 28.3 | 26.6 | 26.5 | 21.4 | 23.7 | 24.9 | 25.9 | 25.8 | 27.4 | 28.8 | 25 | 22.9 | 21.7 | 27.8 | 29 | 26.8 | 24.2 | 23.4 | 23.4 | 26 | 27.2 | 25.2 | 24.9 | 28.3 | 27.2 | 23.2 | 24.4 | 27.9 | 28.9 | 24.6 | 28 | 23.2 | 24.6 | 26.5 | 23.8 | 25.3 | 22.9 | 26.6 | 24.9 | 24.2 | 15.6 | 27.9 | 24.7 | 26.6 | 25.9 | 29.8 | 26.8 | 27.1 | 0
5861 | 25.8 | 27.1 | 21.5 | 24 | 29.2 | 21 | 21.4 | 23.2 | 26.8 | 25.1 | 25.8 | 28.6 | 26.6 | 26.2 | 21.4 | 23.7 | 25.2 | 26 | 26.2 | 27.8 | 28.5 | 24.1 | 20.4 | 22.4 | 27.6 | 29 | 26.7 | 25 | 23.8 | 22.6 | 26.1 | 27.2 | 25.2 | 24.8 | 28.1 | 25.8 | 24 | 24.5 | 27.9 | 29 | 24.7 | 27.2 | 23 | 24.3 | 26.4 | 23.8 | 26.2 | 23.6 | 26 | 24.6 | 25.4 | 17 | 27.6 | 24.7 | 26.6 | 26 | 29.4 | 26.8 | 26 | 0
5862 | 25.8 | 27 | 21.4 | 24.6 | 29.2 | 21 | 21.3 | 22.9 | 26.8 | 25.1 | 26.5 | 28.5 | 26.3 | 26 | 21 | 23.7 | 25.9 | 26.2 | 26.8 | 28.3 | 28.3 | 23.5 | 21.9 | 22.8 | 27.5 | 28.8 | 26.3 | 25.4 | 24.9 | 23 | 26.3 | 27.2 | 24.8 | 25.2 | 28 | 25.8 | 24.2 | 24.5 | 27.7 | 28.5 | 25 | 27.4 | 23.1 | 24.3 | 26.2 | 23.9 | 26.2 | 24.3 | 26.2 | 24.7 | 26 | 18.6 | 27.9 | 24.3 | 26.3 | 26.4 | 29.3 | 26.8 | 26.5 | 0
5863 | 25.8 | 27.1 | 21.3 | 25.8 | 29.2 | 20.8 | 21.4 | 22.9 | 27.4 | 24.9 | 27.1 | 29.2 | 26.7 | 26.4 | 21 | 23.6 | 26.5 | 26.1 | 27.5 | 29.4 | 28 | 23.5 | 23.7 | 23.2 | 27.3 | 28.8 | 26.2 | 26 | 25.4 | 24 | 27 | 27.6 | 24.5 | 26 | 28.1 | 25.7 | 24.4 | 24.6 | 27.7 | 28.3 | 25 | 28.3 | 23.3 | 24.4 | 26.2 | 24.3 | 27 | 25.4 | 27.3 | 24.7 | 27.2 | 20.4 | 27.8 | 24.3 | 26.3 | 27.4 | 29.3 | 26.8 | 27.4 | 0
5864 | 25.8 | 27.5 | 22 | 26.6 | 29.3 | 21.5 | 21.5 | 22.9 | 29.4 | 25.1 | 28.5 | 30.6 | 27.6 | 27.6 | 21 | 23.9 | 26.8 | 26 | 28.8 | 30.6 | 28.7 | 24.4 | 26 | 23.6 | 27.5 | 28.8 | 26.1 | 27.1 | 26 | 26 | 28 | 28.7 | 25.9 | 27 | 29.1 | 26.7 | 25 | 24.6 | 27.9 | 28.3 | 25.1 | 29.4 | 23.7 | 24.4 | 26.2 | 25.3 | 27.8 | 27 | 28.6 | 25 | 28.4 | 21.8 | 28 | 24.3 | 27.6 | 28.6 | 30.1 | 26.9 | 28.4 | 0
5865 | 26.3 | 29.3 | 24.8 | 28.1 | 31.6 | 22.5 | 22.3 | 24.5 | 30.9 | 27.7 | 29.2 | 32.4 | 29.3 | 28.8 | 22.5 | 24.3 | 26.5 | 26 | 29.8 | 32.1 | 30.2 | 26.1 | 27.5 | 23.8 | 27 | 28.3 | 27.7 | 28.2 | 25.3 | 27.6 | 29.5 | 31.7 | 26.9 | 28.2 | 31 | 28.5 | 25.6 | 25.5 | 28.8 | 28.3 | 26.4 | 31 | 23.9 | 25.2 | 26.7 | 26.5 | 29.6 | 28.3 | 30.2 | 25.7 | 29.9 | 22.2 | 27.7 | 25 | 30 | 30 | 31.9 | 27 | 29.8 | 0
5866 | 26.4 | 31 | 26 | 29.3 | 32.6 | 23.3 | 24.2 | 25.2 | 32.4 | 28.7 | 30.5 | 33.9 | 31.1 | 30.3 | 22.8 | 24.3 | 26.1 | 26.3 | 31 | 33.4 | 32.3 | 27.1 | 28.8 | 24.1 | 29.7 | 29 | 28.5 | 29.5 | 24.8 | 29.3 | 31 | 32.2 | 28.1 | 29.1 | 32 | 29.3 | 26.5 | 26.5 | 29.2 | 28.3 | 25.4 | 32.1 | 24.1 | 27.6 | 27 | 28.1 | 30.9 | 29.2 | 31 | 26.9 | 31.1 | 21.5 | 27.9 | 27 | 31 | 30.7 | 32.4 | 27 | 31.1 | 0
5867 | 25.6 | 32.4 | 27.3 | 31 | 33.6 | 24.4 | 25.1 | 25.5 | 33.5 | 29.8 | 31.2 | 34.8 | 33 | 31 | 23.9 | 23.9 | 25.6 | 26.7 | 31.6 | 34.6 | 34.2 | 28.4 | 29.4 | 24.6 | 30.2 | 30.5 | 29 | 30.6 | 24 | 30 | 32.4 | 33.1 | 28.6 | 30 | 32.8 | 28.3 | 27.4 | 26.7 | 30.3 | 28.3 | 25.8 | 33 | 24.1 | 29.2 | 27.9 | 29.4 | 32.4 | 29.2 | 31 | 28.4 | 32.2 | 20.2 | 28 | 27.8 | 32.5 | 30.8 | 33.4 | 27.1 | 32.4 | 0
5868 | 26.5 | 33.3 | 28 | 32 | 34.6 | 26 | 25.7 | 26.5 | 34.4 | 31.6 | 32.6 | 34.8 | 34.4 | 31.9 | 25.4 | 23.8 | 25.5 | 27.2 | 32.3 | 35.4 | 35.4 | 29.4 | 30.1 | 25.4 | 30.3 | 32.1 | 31 | 31.7 | 24.5 | 30.7 | 33.2 | 32.1 | 29.9 | 30.5 | 33.4 | 29.6 | 28.3 | 26.5 | 31.2 | 29.3 | 26.1 | 33 | 24.2 | 30.6 | 29.1 | 30.4 | 32.7 | 28.5 | 29.8 | 29.1 | 32.9 | 19 | 28.9 | 26.3 | 34 | 29.9 | 34.1 | 27.8 | 33 | 0
5869 | 26.6 | 34.2 | 28.1 | 33.4 | 34.6 | 26.4 | 26.5 | 27 | 34.5 | 31.5 | 33.3 | 34 | 35.6 | 32.5 | 26.5 | 24 | 25.6 | 27.4 | 32.4 | 36.2 | 36.2 | 30.4 | 30.3 | 26.2 | 31.9 | 33.5 | 32 | 32.5 | 24.9 | 30.5 | 33.4 | 31.6 | 30.5 | 30.9 | 33 | 30 | 28.8 | 27 | 32.2 | 30.2 | 26.8 | 32.8 | 24 | 31.4 | 29.1 | 30.6 | 33.1 | 27 | 28.6 | 28.9 | 33.5 | 18.3 | 29.6 | 26.2 | 34.4 | 28.7 | 30.4 | 27.8 | 33 | 0
5870 | 28.5 | 34.2 | 28.4 | 34 | 34.5 | 26.7 | 27 | 27.5 | 34.4 | 32.3 | 34.2 | 33 | 36.2 | 33.4 | 27.4 | 24 | 26 | 27.5 | 32.6 | 36.6 | 36.9 | 30.8 | 30.4 | 27 | 32.1 | 34.7 | 32 | 33 | 26 | 30.6 | 33 | 29.7 | 31.4 | 31 | 28.9 | 30.4 | 28.8 | 26.7 | 32.8 | 30.6 | 27.6 | 32.2 | 24 | 31.8 | 29.1 | 30.2 | 32.8 | 25.6 | 27.4 | 30.7 | 33.6 | 18.4 | 30.4 | 25.5 | 35 | 27.4 | 33.3 | 27.8 | 32.2 | 0
5871 | 28.6 | 33.9 | 28.4 | 34.7 | 31.1 | 27.2 | 27.6 | 28.1 | 33.9 | 32.5 | 33.8 | 32.1 | 36.7 | 33.4 | 28.8 | 23.9 | 26.2 | 27.4 | 32.3 | 36.8 | 36.2 | 31.9 | 29.6 | 27.3 | 33 | 35.1 | 32.5 | 33 | 26 | 30.1 | 32.3 | 29.2 | 31.9 | 31.1 | 26.9 | 30.1 | 28.1 | 26.5 | 32.8 | 30.5 | 27.8 | 32 | 23.7 | 31.6 | 29.5 | 29.1 | 33 | 24.3 | 27.3 | 30.8 | 33.6 | 18.9 | 30.3 | 25.7 | 34.5 | 26.7 | 30.5 | 27.8 | 31.1 | 0
5872 | 29.2 | 33.7 | 26.4 | 34.3 | 31.1 | 26 | 25 | 28.5 | 33 | 32.2 | 33.6 | 31.4 | 36.8 | 33.4 | 28.8 | 23.7 | 26.3 | 27.1 | 32.2 | 36.3 | 28.8 | 31.9 | 28.6 | 27.1 | 32.2 | 35.4 | 33 | 32.7 | 26.1 | 30 | 31.3 | 29.2 | 32.6 | 30.9 | 27.5 | 29.9 | 27.3 | 26.6 | 32.9 | 30.4 | 27.4 | 31.6 | 23.5 | 30.6 | 29.5 | 28 | 32.5 | 23.6 | 27.4 | 28.7 | 33.1 | 19.5 | 30.1 | 27.3 | 32.5 | 26.4 | 30.6 | 27.8 | 29.8 | 0
5873 | 28.9 | 34.1 | 24.9 | 33.6 | 30.6 | 26 | 25.4 | 28.5 | 32.4 | 32.2 | 32.7 | 30.9 | 36.6 | 31.3 | 28.8 | 23.3 | 26 | 26.7 | 31.8 | 35.4 | 25.5 | 31.4 | 27 | 26.4 | 31.7 | 35.4 | 32.9 | 32 | 25.2 | 29.4 | 30.4 | 28.2 | 32.4 | 30.6 | 27.4 | 29.6 | 26.4 | 26.4 | 32.8 | 30.3 | 27.8 | 31.4 | 23.2 | 30.2 | 29.5 | 27 | 32.2 | 23.4 | 28 | 26.4 | 32.4 | 19.6 | 29.2 | 27.5 | 33.1 | 26.6 | 30.5 | 27.8 | 28.8 | 0
5874 | 26.7 | 32.5 | 24.8 | 31.8 | 30.1 | 25.3 | 25 | 28.5 | 30.4 | 31.7 | 32.5 | 30.4 | 35.8 | 30.2 | 28 | 22.6 | 25.8 | 26.4 | 31.6 | 33.8 | 25.2 | 30.4 | 25.7 | 25.4 | 28.3 | 35.1 | 32.5 | 31.3 | 24.9 | 29.1 | 29.6 | 27.8 | 31.7 | 29.9 | 27.4 | 28.7 | 25.8 | 26.3 | 32.6 | 29.5 | 27.4 | 30.8 | 23.1 | 27.6 | 29.5 | 26.5 | 30.9 | 23.6 | 27.9 | 26.4 | 31.2 | 19.2 | 28.7 | 26.1 | 31.7 | 26.8 | 27.4 | 27.5 | 28.1 | 0
5875 | 26.7 | 31.5 | 24.5 | 30.5 | 29.3 | 24 | 24.3 | 26.4 | 28.8 | 30.6 | 31.6 | 29.7 | 34.9 | 28 | 28 | 22.3 | 25.5 | 26.3 | 30.8 | 32.4 | 25.2 | 30 | 24.4 | 24.5 | 29.4 | 34 | 31.3 | 30.3 | 24.2 | 28.1 | 29.1 | 27.6 | 29.8 | 29.1 | 27.4 | 28.5 | 25.4 | 25.9 | 31.7 | 29.5 | 26.8 | 30.3 | 22.8 | 27.4 | 28.7 | 26.1 | 29.8 | 23.7 | 27.7 | 26.4 | 30.2 | 18.3 | 28 | 25.5 | 31.1 | 26.9 | 27.4 | 27.5 | 28 | 0
5876 | 26.7 | 29.9 | 22.9 | 29 | 29.1 | 22.8 | 23.5 | 26.1 | 27.6 | 29.3 | 31.2 | 28.8 | 33.6 | 27.7 | 27.8 | 22.3 | 25.4 | 26.2 | 29.8 | 31.2 | 25.3 | 28.7 | 23.8 | 23.8 | 28.9 | 33 | 30.6 | 29.4 | 24.2 | 27.2 | 28.8 | 27.2 | 29 | 28.2 | 27.4 | 26.4 | 25.2 | 25.7 | 30.8 | 29.3 | 26.4 | 29.6 | 22.6 | 27.4 | 27.9 | 25.8 | 28.4 | 23.8 | 27 | 26.4 | 29.2 | 17.6 | 27.8 | 25.2 | 30.5 | 26.8 | 27.4 | 27.5 | 28.2 | 0
5877 | 26 | 29.4 | 22.6 | 28.6 | 29.1 | 22.5 | 23.4 | 25.7 | 26.9 | 28.4 | 29.8 | 28 | 32.6 | 27.7 | 25 | 22.1 | 25.3 | 26.2 | 28.1 | 30.7 | 25.3 | 27.4 | 23.4 | 23.5 | 27.4 | 32.5 | 30 | 28.4 | 23.7 | 25.8 | 28.8 | 27.2 | 28.9 | 27.5 | 27.4 | 26.4 | 24.8 | 25.4 | 30.8 | 28.6 | 25.9 | 29.4 | 22.2 | 27.2 | 26.6 | 25.2 | 27.9 | 23.6 | 26.7 | 25.9 | 28.7 | 17.2 | 27.3 | 25.1 | 30.3 | 26.7 | 27.4 | 27.5 | 28.6 | 0
5878 | 26 | 28.8 | 22.4 | 28 | 29 | 22.5 | 23.1 | 25 | 26.8 | 27.7 | 29.1 | 27.6 | 31.5 | 27.8 | 24.9 | 22.1 | 25.4 | 26.1 | 26.9 | 30.5 | 25.4 | 26.9 | 23.6 | 23.4 | 25.9 | 31.8 | 29.5 | 27.7 | 23.9 | 25.1 | 28.6 | 27.2 | 28 | 27 | 27.5 | 26.4 | 24.6 | 25.2 | 30.8 | 28.3 | 25.9 | 29 | 22.2 | 26.6 | 26.5 | 24.7 | 27.3 | 23.5 | 26.4 | 25.7 | 28.3 | 17.3 | 27.3 | 25.1 | 26.7 | 26.6 | 27.4 | 27.5 | 28.7 | 0
5879 | 25.9 | 28.1 | 22.4 | 27.6 | 28.7 | 22.3 | 22.7 | 24.5 | 26.9 | 27.1 | 28 | 27.8 | 30.8 | 27.8 | 23.8 | 22 | 25.4 | 25.8 | 25.8 | 30.6 | 25.4 | 26.7 | 23.6 | 23.4 | 24.8 | 31.5 | 28.8 | 27 | 23.6 | 24.6 | 28.4 | 27 | 27.4 | 26.6 | 27.9 | 26.4 | 24.2 | 24.9 | 30.8 | 28 | 25.5 | 29 | 22.2 | 26.1 | 26.4 | 24.2 | 27.4 | 23.4 | 26.8 | 25.4 | 28 | 17.6 | 27.2 | 25.1 | 23.9 | 26.6 | 27.4 | 27.5 | 28.4 | 0
5880 | 25.7 | 27.6 | 21.9 | 26.2 | 28.6 | 20.9 | 22.1 | 24 | 26.8 | 26.7 | 28 | 28.4 | 29.9 | 27.8 | 21.5 | 21.8 | 25.4 | 25.5 | 25.8 | 30.2 | 26 | 26.7 | 23.7 | 23.3 | 24.8 | 31 | 28.5 | 26.7 | 24.1 | 25.1 | 27.9 | 27 | 27 | 26.1 | 28.1 | 26.4 | 24.1 | 25.2 | 30.3 | 28 | 25.4 | 28.5 | 22.6 | 25.5 | 24.7 | 24.2 | 26.8 | 23.6 | 26.9 | 24.9 | 27.4 | 17.8 | 27.7 | 25.1 | 23.7 | 26.6 | 27.4 | 27.1 | 27.5 | 0
5881 | 25.7 | 27.4 | 21.9 | 24.9 | 28.6 | 20.5 | 21.9 | 23.5 | 26.7 | 26.4 | 27.5 | 29.1 | 29.3 | 27.7 | 21.5 | 21.8 | 25.2 | 25.4 | 25.9 | 29.7 | 26 | 26.4 | 23 | 23 | 25.1 | 30.9 | 28.3 | 26.3 | 23.8 | 25.3 | 27.4 | 26.7 | 26.8 | 25.7 | 27.9 | 26.5 | 23.9 | 25.2 | 30.3 | 27.8 | 25.4 | 28.2 | 22.9 | 25 | 24.7 | 24.2 | 26.6 | 23.7 | 27.1 | 24.9 | 26.7 | 17.6 | 27.8 | 25.1 | 23.5 | 26.6 | 27.5 | 27.1 | 26.7 | 0
5882 | 25.7 | 27.1 | 21.9 | 23.4 | 28.4 | 20.2 | 21.6 | 23 | 26.4 | 26.2 | 27.6 | 29.6 | 28.4 | 27.7 | 21.5 | 21.5 | 25 | 25.4 | 26.4 | 28.8 | 26 | 25.9 | 22.2 | 22.6 | 25.2 | 30.9 | 27.7 | 26 | 24 | 25.4 | 26.8 | 26.6 | 26.4 | 25.2 | 27.9 | 26.4 | 24 | 25.2 | 29.9 | 27.7 | 25.4 | 27.6 | 23.3 | 24.6 | 24.6 | 24.4 | 26 | 23.8 | 26.8 | 24.9 | 25.8 | 17 | 28.2 | 25.1 | 24 | 26.4 | 27.5 | 27.1 | 25.8 | 0
5883 | 25.7 | 27.1 | 21.9 | 23.1 | 28.1 | 20.2 | 21.4 | 22.7 | 26.2 | 26.1 | 26.7 | 29.6 | 27.8 | 27.6 | 21 | 21.3 | 24.7 | 25.4 | 26.3 | 28.1 | 26 | 24.9 | 20.9 | 22.3 | 25.2 | 30.8 | 27.5 | 25.5 | 23.4 | 24.4 | 26.4 | 26.4 | 25.5 | 24.9 | 27.8 | 26.4 | 23.9 | 25.2 | 29 | 27.7 | 25.4 | 27.4 | 23.2 | 24.5 | 23.9 | 24.3 | 26.1 | 23.6 | 26.6 | 24.7 | 25.3 | 16.3 | 27.9 | 25 | 24.3 | 26.2 | 27.5 | 27.1 | 25.5 | 0
5884 | 25.7 | 26.9 | 21.9 | 23 | 28.1 | 20.2 | 21.2 | 22.5 | 26.1 | 25.7 | 26.4 | 29.1 | 27 | 27.6 | 21 | 21.3 | 24.9 | 25.4 | 26.4 | 27.6 | 26.2 | 24.4 | 20.3 | 22.2 | 25.2 | 30.8 | 27.2 | 25.2 | 23.7 | 23.5 | 26.1 | 26.2 | 24.9 | 24.6 | 27.7 | 26.2 | 24 | 25.2 | 28.8 | 27.5 | 25.4 | 27 | 23.2 | 24.2 | 23.9 | 24.1 | 25.8 | 23.5 | 26 | 23.9 | 25 | 16.3 | 27.9 | 25 | 24.3 | 25.9 | 27.5 | 27 | 25.5 | 0
5885 | 25.7 | 26.6 | 21.9 | 24.4 | 28.1 | 20.2 | 21.1 | 22.5 | 25.9 | 25.6 | 25.2 | 26.6 | 25.4 | 27.3 | 21 | 21.1 | 24.8 | 25.4 | 26 | 27.6 | 26.3 | 24.4 | 22.2 | 22.4 | 25.1 | 30.8 | 26.6 | 24 | 23 | 22 | 26.8 | 26.2 | 24.5 | 24.4 | 27.4 | 26.2 | 24 | 25.1 | 28.6 | 27.6 | 25.4 | 27 | 22.5 | 24.1 | 23.9 | 23.8 | 26.4 | 22.8 | 26.5 | 23.7 | 26.2 | 17.4 | 26 | 24.3 | 24.4 | 25.6 | 27.5 | 27 | 27 | 0
5886 | 25.7 | 26.4 | 21.9 | 24.4 | 27.6 | 20.2 | 21.1 | 22.5 | 25.7 | 25.5 | 25.9 | 26.8 | 25.2 | 27.3 | 20.8 | 20.9 | 24.7 | 25.5 | 26.6 | 28 | 26.3 | 24.3 | 23.3 | 22.4 | 24.9 | 30.5 | 26.4 | 24.3 | 23 | 22.6 | 27.6 | 26.2 | 24 | 24.9 | 27.4 | 26.3 | 24.2 | 25.1 | 27.9 | 27.1 | 25 | 27.5 | 22.8 | 24.1 | 23.4 | 23.6 | 26.5 | 22.8 | 26.4 | 23.4 | 26.2 | 18.4 | 26.1 | 24.1 | 24.7 | 26.6 | 27.6 | 27 | 27 | 0
5887 | 25.7 | 26.4 | 21.9 | 25 | 27.8 | 20 | 21.1 | 22.5 | 26.4 | 25.3 | 26.4 | 27.6 | 25.7 | 27.5 | 20.8 | 20.8 | 24.7 | 25.6 | 27.4 | 28.7 | 26.3 | 24.3 | 24.4 | 22.9 | 24.8 | 30.4 | 26 | 25.1 | 23.2 | 23.9 | 27.9 | 26.7 | 23.9 | 25.6 | 27.3 | 26.3 | 24.2 | 25.1 | 27.9 | 27.1 | 25 | 28.8 | 23.1 | 23.6 | 23.4 | 24.6 | 27.1 | 23.9 | 26.2 | 23.4 | 26.8 | 19.7 | 26.6 | 24.1 | 25 | 27.8 | 27.7 | 27 | 27.4 | 0
5888 | 25.8 | 26.6 | 22.3 | 26 | 28.9 | 21.2 | 21.4 | 23.1 | 27.4 | 25.6 | 27.8 | 28.8 | 27 | 29.2 | 21 | 20.8 | 25.2 | 25.6 | 28 | 30 | 26.7 | 24.9 | 26.2 | 23.4 | 25 | 30.4 | 26 | 26.4 | 24 | 26 | 28.4 | 28.2 | 25.4 | 26.6 | 27.4 | 25.5 | 24.6 | 25.1 | 28.5 | 27.2 | 25.4 | 30.2 | 23.5 | 23.8 | 24.1 | 25.8 | 28.2 | 25 | 26 | 24.4 | 27.8 | 20.6 | 27 | 24.5 | 26.5 | 29 | 27.9 | 27 | 27.8 | 0
5889 | 26.9 | 28.1 | 24.2 | 27.5 | 31.7 | 23.1 | 22.6 | 24.5 | 30.4 | 27.4 | 28.5 | 30.4 | 28.6 | 29.5 | 22.2 | 21.9 | 25.8 | 25.6 | 28.9 | 31.1 | 28.5 | 26 | 27.4 | 24 | 24.8 | 28 | 27.5 | 27.7 | 24.7 | 27.8 | 27.8 | 30.9 | 27.2 | 27.5 | 27.7 | 26 | 24.8 | 25.1 | 29.5 | 28.4 | 28.6 | 31.3 | 24.3 | 26.2 | 26.7 | 27.6 | 29.4 | 26.7 | 26 | 25.5 | 29.4 | 21 | 27.9 | 26.1 | 28.2 | 29.7 | 28.9 | 27 | 28.7 | 0
5890 | 27.9 | 28.8 | 24.8 | 28.9 | 33 | 24.1 | 23.9 | 25.1 | 31.9 | 28.8 | 29.7 | 31.8 | 30.6 | 29.8 | 22.9 | 24 | 26.7 | 25.6 | 29.6 | 32.3 | 30 | 27.8 | 28.8 | 24.2 | 25.1 | 28.2 | 28.7 | 29.1 | 25.7 | 29.4 | 27.5 | 32.1 | 28.7 | 28.4 | 27.8 | 26.4 | 25.4 | 25.3 | 30 | 28.9 | 27.2 | 31.7 | 25.2 | 27.8 | 28 | 28.4 | 30.4 | 27.3 | 26.3 | 26 | 30.9 | 20.8 | 28.6 | 27.6 | 29.8 | 30.2 | 30 | 27.2 | 29.7 | 0
5891 | 28.4 | 30.8 | 25.5 | 30.4 | 33.8 | 25.7 | 24.1 | 27.2 | 32.5 | 30 | 30.4 | 32.8 | 32.4 | 30.4 | 23.4 | 22 | 27.4 | 25.7 | 30.4 | 33.2 | 32.1 | 28 | 29.4 | 24.4 | 27.4 | 30.5 | 30.3 | 30.2 | 26.2 | 30.2 | 27 | 33.1 | 29.7 | 29 | 28.4 | 28 | 26 | 25.4 | 31 | 29.2 | 27.7 | 31.4 | 26.2 | 30.1 | 28.7 | 28.4 | 31 | 27.4 | 26.8 | 26.8 | 32.4 | 20.2 | 29.4 | 28.6 | 31.4 | 30.4 | 31.5 | 27.4 | 30.8 | 0
5892 | 28.5 | 32.3 | 25.5 | 31.5 | 34.6 | 26.3 | 25.7 | 27.9 | 32.3 | 31.7 | 31.7 | 33 | 34.1 | 31.1 | 25.5 | 28.5 | 28 | 25.8 | 30.8 | 34.3 | 31.7 | 29.4 | 30.1 | 24.3 | 28.8 | 32 | 31.7 | 31.1 | 26.6 | 30.7 | 27.8 | 33.8 | 30.3 | 29.5 | 28.4 | 28.2 | 27 | 25.7 | 32.5 | 29.9 | 28.1 | 30.6 | 26.9 | 30.7 | 28.7 | 26.8 | 31.2 | 26 | 27.5 | 28.2 | 33.2 | 19.5 | 29.7 | 29.1 | 32.7 | 30.8 | 33 | 27.8 | 31.6 | 0
5893 | 29.8 | 32.6 | 25.7 | 32.4 | 35.1 | 27.7 | 26.4 | 28.9 | 32.5 | 31.4 | 32.2 | 32.5 | 35.4 | 32.4 | 25.6 | 29.2 | 28 | 26.1 | 31.3 | 35 | 32 | 30.9 | 29.7 | 24.6 | 29.5 | 33.5 | 32.8 | 31.8 | 26.4 | 30.6 | 28.5 | 34.1 | 30.8 | 29.8 | 27.4 | 28.2 | 27.6 | 26.4 | 33.1 | 30.4 | 28.6 | 30.1 | 27.2 | 31.2 | 29.8 | 25.3 | 31.2 | 24.5 | 28.1 | 28.8 | 33.7 | 19.3 | 30.1 | 29.2 | 33.4 | 31.2 | 33.9 | 28.2 | 32.3 | 0
5894 | 31 | 33.5 | 25.9 | 33 | 35.6 | 27.5 | 27 | 29.4 | 33.6 | 32 | 33 | 31.6 | 36.4 | 33.4 | 26.1 | 30.4 | 27.6 | 26.5 | 31.4 | 35.8 | 32.7 | 31.4 | 29 | 25 | 29.5 | 34.4 | 33 | 32.2 | 26 | 30.6 | 29.7 | 33.7 | 31.3 | 30 | 28.4 | 29.2 | 28 | 27.1 | 33.6 | 30.9 | 28.7 | 29.8 | 27 | 32 | 29.8 | 23.8 | 31.2 | 23 | 28.6 | 29 | 33.6 | 19.4 | 30 | 29.6 | 34.7 | 31.6 | 34.5 | 28.6 | 32.4 | 0
5895 | 29.9 | 33.8 | 25.9 | 33.4 | 35.6 | 27.6 | 25.5 | 29.9 | 33.6 | 32.7 | 32.7 | 30.7 | 36.8 | 34.1 | 27.6 | 29.5 | 26.6 | 26.8 | 31.5 | 35.9 | 31.7 | 32 | 27.1 | 25.9 | 25.9 | 35 | 33.5 | 32.3 | 25.1 | 30.2 | 29.8 | 33.4 | 31.8 | 30.1 | 29.5 | 29.5 | 27.7 | 27.1 | 33.7 | 31.6 | 29.1 | 29.9 | 26.5 | 31.2 | 29.8 | 23.8 | 31.2 | 22.8 | 28.8 | 29.3 | 33.5 | 19.8 | 30.1 | 29.2 | 35.2 | 31.5 | 28.5 | 28.6 | 32.3 | 0
5896 | 28.9 | 33.2 | 26 | 33 | 35.6 | 25.7 | 26.3 | 29.9 | 32.6 | 32.6 | 32.8 | 29.9 | 36.9 | 34.1 | 27.6 | 29 | 25.7 | 27 | 31.1 | 35.8 | 30.7 | 31.5 | 25.5 | 26.4 | 25 | 35.3 | 34 | 32.1 | 24.6 | 30 | 29.8 | 32.9 | 32.1 | 30.1 | 28.6 | 29.4 | 27.1 | 26.9 | 33.6 | 31.4 | 29 | 30 | 25.7 | 30.7 | 29.8 | 24.2 | 31.2 | 22.9 | 28.8 | 29.5 | 32.9 | 20 | 29.8 | 28.6 | 34.2 | 31.2 | 29 | 28.1 | 31.5 | 0
5897 | 28.4 | 32.6 | 26 | 32.2 | 33 | 26.1 | 24.6 | 29.5 | 31.9 | 32.9 | 32.2 | 29.4 | 36.4 | 34 | 27.6 | 29 | 24.8 | 27 | 30.6 | 34.8 | 30.7 | 31.2 | 23.8 | 26.6 | 25.5 | 35.3 | 33.5 | 31.4 | 24 | 29.4 | 28.9 | 32 | 32.1 | 29.8 | 28.5 | 27.7 | 26.2 | 27 | 33.1 | 31.3 | 28.8 | 29.6 | 25 | 30.7 | 29.4 | 25.4 | 30.8 | 23.8 | 28.6 | 29.2 | 32.2 | 19.8 | 29.6 | 28.2 | 31.5 | 30.4 | 29.1 | 27.7 | 30.6 | 0
5898 | 28.6 | 29.8 | 25.6 | 30.6 | 30.9 | 24.5 | 25.1 | 28.9 | 30.9 | 32.3 | 32.3 | 29 | 35.7 | 33 | 27.5 | 28.4 | 24.3 | 27 | 29.6 | 33.7 | 30.2 | 30 | 23.3 | 25.9 | 25.7 | 34.8 | 32.7 | 30.4 | 23.9 | 28.7 | 28.5 | 31.4 | 31.3 | 29.4 | 28.2 | 27 | 25.6 | 27 | 31.8 | 31.4 | 28.4 | 28.6 | 24.3 | 28.2 | 28.7 | 25.6 | 29.9 | 24 | 28.3 | 28.5 | 30.9 | 19.1 | 28.9 | 27.7 | 31.2 | 29.6 | 29.5 | 27.7 | 29.3 | 0
5899 | 28.3 | 29.3 | 25.3 | 28.8 | 30.6 | 23.3 | 24.1 | 27.3 | 30.3 | 30.3 | 31.7 | 28.7 | 34.5 | 30.4 | 27.4 | 27.3 | 23.9 | 27 | 28.7 | 32 | 29.4 | 29.5 | 22.9 | 24.8 | 25.6 | 34.4 | 31.5 | 29.1 | 23.5 | 27.6 | 27.7 | 30.9 | 30.3 | 28.7 | 28 | 26.9 | 25.1 | 26.2 | 30.9 | 31.4 | 27.8 | 27.2 | 23.8 | 26.7 | 28 | 25.8 | 28.5 | 24.2 | 28 | 27.8 | 29.8 | 18.2 | 28.5 | 27.2 | 29.2 | 28.6 | 29.2 | 27.3 | 28.3 | 0
5900 | 27.9 | 29 | 24.9 | 27 | 30.4 | 23 | 23.6 | 26.3 | 29 | 28.9 | 31.4 | 28.4 | 33.2 | 29.7 | 27.4 | 26.5 | 23.8 | 26.8 | 27.8 | 30.6 | 28.7 | 28.9 | 23.2 | 23.4 | 25.6 | 33.5 | 30.6 | 27.8 | 23.2 | 26.4 | 27.6 | 30.4 | 29.7 | 28 | 27.9 | 26.3 | 25 | 25.9 | 30.1 | 30.6 | 27.4 | 26 | 23.4 | 26.7 | 27.6 | 25 | 27 | 23.6 | 27.8 | 27 | 28.6 | 17.4 | 28 | 27.1 | 26.3 | 28 | 29 | 27 | 27.4 | 0
5901 | 27.4 | 29.7 | 24 | 25.9 | 30.1 | 21.6 | 23.1 | 25.5 | 28.2 | 27.9 | 30.1 | 28.2 | 31.8 | 28.9 | 25.1 | 25.9 | 23.6 | 26.7 | 27.4 | 29.2 | 28.3 | 28.5 | 23 | 22.6 | 25.5 | 32.5 | 30 | 26.6 | 22.5 | 25.1 | 27.1 | 30 | 28.8 | 27.2 | 27.9 | 25.5 | 24.8 | 25 | 29.6 | 29.9 | 26.5 | 25.5 | 23.1 | 26.7 | 27 | 24.8 | 25.7 | 23.5 | 27.6 | 26.2 | 28 | 17.2 | 28.1 | 26.8 | 23.4 | 27.4 | 28.9 | 26.6 | 27.1 | 0
5902 | 27.1 | 28.3 | 23.5 | 25.3 | 30 | 21.6 | 22.7 | 25.2 | 27.8 | 27.1 | 29.1 | 27.8 | 30.8 | 28.4 | 25.1 | 25.5 | 23.6 | 26.4 | 26.9 | 28.6 | 27.9 | 28.3 | 23.1 | 22.2 | 25.3 | 31.6 | 29.6 | 25.8 | 22.1 | 24.4 | 27.3 | 29.9 | 27.9 | 26.5 | 27.4 | 25.2 | 24.9 | 25.8 | 29.5 | 29.9 | 26.5 | 25.9 | 22.6 | 26.1 | 27 | 24.5 | 25.1 | 23.1 | 27.4 | 25.5 | 27.6 | 17.4 | 28 | 26.7 | 23.7 | 27.3 | 29 | 26.6 | 27 | 0
5903 | 26.9 | 28 | 23 | 25.4 | 29.6 | 21.5 | 22.6 | 24.9 | 27.6 | 26.5 | 27.8 | 27.6 | 30 | 27.9 | 24.1 | 25 | 23.6 | 26.1 | 26.6 | 28.4 | 27.5 | 27.4 | 22.8 | 22.4 | 24.8 | 31 | 29 | 25.4 | 21.8 | 24 | 27.2 | 28.9 | 27.3 | 26 | 27.4 | 25.7 | 24.8 | 25.5 | 29.4 | 29.7 | 26.3 | 27 | 22.2 | 25.8 | 26.7 | 25 | 25.2 | 23.4 | 27.2 | 25 | 27.6 | 17.8 | 28 | 26.5 | 24.6 | 27 | 29 | 26.5 | 27.2 | 0
5904 | 26.5 | 28.1 | 22.6 | 25.5 | 29.4 | 20.4 | 22 | 23.6 | 27.4 | 25.9 | 27.5 | 27.3 | 29.6 | 27.5 | 22.6 | 24.5 | 24.1 | 25.8 | 26 | 28.9 | 26.9 | 26.5 | 23.1 | 22.6 | 24.8 | 30.2 | 28.6 | 25.3 | 22.3 | 24.2 | 27.8 | 27.9 | 27 | 25.7 | 26.9 | 26 | 25 | 25 | 28.9 | 29 | 26 | 28.1 | 21.6 | 25.5 | 25.1 | 25.1 | 25.8 | 23.3 | 26.9 | 24.5 | 27.4 | 18 | 27.4 | 26.2 | 23.7 | 26.9 | 28.9 | 26.4 | 27.2 | 0
5905 | 26.5 | 27.5 | 22.5 | 25.6 | 29.2 | 20.2 | 21.7 | 23.6 | 27.5 | 25.8 | 26.9 | 27.1 | 29 | 27.4 | 22.6 | 23.9 | 24.5 | 25.6 | 25.5 | 29.1 | 26.8 | 26.4 | 22.9 | 22.9 | 24.8 | 30.2 | 28.5 | 25.2 | 22.7 | 24.2 | 27.7 | 27.7 | 26.6 | 25.3 | 26.6 | 26 | 24.8 | 25 | 28.9 | 28.4 | 26 | 28.7 | 21.4 | 25.2 | 25.1 | 25.4 | 26.5 | 23.5 | 26.7 | 24 | 27.4 | 17.9 | 27 | 26.2 | 23.7 | 26.4 | 29 | 26.4 | 27.2 | 0
5906 | 26.4 | 27.3 | 22.5 | 25.4 | 29.2 | 20.2 | 21.1 | 23.5 | 27.5 | 25.6 | 26.8 | 26.8 | 28.4 | 27.4 | 22.4 | 23.3 | 25 | 25.5 | 25 | 29.2 | 26.3 | 26.5 | 23 | 22.8 | 24.7 | 29.8 | 28.3 | 25 | 23.4 | 24 | 27.8 | 27.4 | 26.3 | 25 | 26.5 | 26 | 24.8 | 25 | 28.9 | 28.4 | 25.9 | 28.6 | 21.3 | 25.2 | 25 | 25 | 27 | 23.2 | 26.6 | 23.5 | 27 | 17.4 | 26.2 | 26.2 | 23.6 | 26 | 29 | 26.3 | 27 | 0
5907 | 26.4 | 26.7 | 21.9 | 25.1 | 29.1 | 20.2 | 21.1 | 23.4 | 27.5 | 25.4 | 26 | 26.7 | 27.3 | 26.9 | 20.9 | 22.8 | 25.1 | 25.4 | 25.1 | 28.6 | 26.2 | 26.1 | 22.4 | 22.7 | 24.5 | 29.5 | 28 | 24.6 | 23.5 | 23.2 | 27.1 | 27.4 | 25.9 | 24.6 | 26.4 | 26 | 24.4 | 25 | 28.8 | 28.4 | 25.6 | 28 | 21.6 | 24.5 | 25 | 24.8 | 27 | 23.2 | 26.6 | 23.3 | 26.8 | 17 | 26 | 26.1 | 23.8 | 25.4 | 29 | 26.3 | 27 | 0
5908 | 26.4 | 25.6 | 21.8 | 24.6 | 29 | 20.2 | 21.1 | 23.4 | 27.4 | 25.2 | 25.7 | 26.5 | 26.3 | 26.9 | 20.9 | 22.5 | 25.1 | 25.3 | 25.3 | 28.1 | 26.1 | 25.9 | 22.3 | 22.4 | 24.5 | 29.4 | 27.7 | 24.2 | 23.4 | 22.5 | 27 | 27.4 | 25.9 | 24.4 | 26.4 | 25.9 | 24.3 | 25 | 28.5 | 28.2 | 25.6 | 27.2 | 22 | 24.2 | 25 | 24 | 26.7 | 22.7 | 26.5 | 22.8 | 26.3 | 16.9 | 25.7 | 26.1 | 24 | 25.3 | 28.7 | 26.2 | 26.9 | 0
5909 | 26.5 | 25 | 21.5 | 23.4 | 29 | 20.2 | 20.8 | 22.9 | 27.4 | 25 | 25.2 | 26.4 | 25.6 | 26.9 | 20.9 | 22.3 | 23.2 | 25.1 | 26.6 | 26.4 | 25.9 | 25.5 | 21.6 | 22 | 24.4 | 28 | 27.5 | 23 | 21.8 | 22.4 | 25.8 | 27.4 | 25.7 | 25 | 26.4 | 25.8 | 24 | 24.7 | 28 | 28.1 | 25.6 | 26.8 | 21.7 | 24.1 | 25 | 24.4 | 25 | 22.8 | 24.6 | 22.5 | 25.6 | 17 | 26.8 | 26.1 | 24.2 | 26.2 | 28.5 | 26.2 | 27.2 | 0
5910 | 26 | 24.5 | 21.2 | 23.5 | 29 | 20 | 20.7 | 22.4 | 27.5 | 24.9 | 25.8 | 26.2 | 25.3 | 26.2 | 20.5 | 22.1 | 23.3 | 25.1 | 27.2 | 27 | 25.8 | 25 | 22.6 | 22.8 | 24.3 | 28 | 27 | 23.5 | 21.2 | 22.6 | 26.6 | 27.2 | 25.2 | 24.8 | 26.4 | 25.6 | 24.5 | 24.4 | 27.5 | 27.9 | 25.4 | 27.5 | 22.6 | 23.9 | 24.9 | 24.8 | 25.3 | 23.5 | 24.8 | 22.3 | 25.8 | 18.2 | 26.7 | 26 | 24.5 | 26.6 | 28.5 | 26.3 | 27.8 | 0
5911 | 25.9 | 24.8 | 21.3 | 24.1 | 29.1 | 19.6 | 20.7 | 22.4 | 27.8 | 24.8 | 26.1 | 27 | 25.4 | 26.5 | 20.5 | 22.1 | 23.6 | 25.4 | 27.3 | 27.9 | 25.6 | 24.9 | 23.7 | 23.1 | 24.3 | 28 | 27 | 24.3 | 21 | 23.6 | 27.6 | 27.7 | 24.9 | 24.9 | 26.4 | 25.3 | 25.4 | 24.4 | 27.5 | 27.8 | 25.4 | 28.3 | 23.1 | 23.8 | 24.7 | 25 | 26.3 | 24.2 | 24.9 | 22.3 | 26.5 | 19.4 | 26.4 | 26 | 24.9 | 27.3 | 28.5 | 26.5 | 28.9 | 0
5912 | 26.1 | 25.2 | 21.5 | 25.2 | 29.6 | 20.6 | 21 | 23.2 | 28.4 | 25.1 | 27.1 | 27.8 | 26.4 | 28.4 | 20.5 | 23.1 | 23.8 | 25.9 | 27.6 | 29.2 | 25.8 | 25 | 25.4 | 23.6 | 24.3 | 28 | 27 | 25.4 | 21 | 24.8 | 28.8 | 28.9 | 25.6 | 25 | 26.6 | 25.5 | 26.2 | 25.1 | 28.1 | 27.4 | 25.6 | 29 | 24.2 | 24 | 24.7 | 25.4 | 27.2 | 24.8 | 25.4 | 23.5 | 27.4 | 20.6 | 25.8 | 26.3 | 26.2 | 28.2 | 29 | 26.5 | 30 | 0
5913 | 26.7 | 29 | 25 | 26.8 | 30.1 | 22.3 | 22.6 | 25.5 | 29.1 | 27 | 27.4 | 29.5 | 27.8 | 30 | 22.5 | 26.1 | 24.1 | 26.5 | 27.3 | 30.4 | 27.4 | 24.8 | 26.6 | 23.3 | 24.7 | 26.8 | 28.6 | 26.6 | 21.6 | 26.8 | 29.8 | 31.7 | 26.7 | 25.4 | 28.1 | 26.2 | 27.1 | 26.3 | 30.9 | 29.2 | 26.8 | 29.4 | 24.6 | 25.6 | 27.3 | 25.6 | 28.6 | 24.8 | 25.8 | 25.6 | 28.5 | 20.9 | 25.3 | 27.1 | 27.2 | 29.2 | 29.4 | 27.1 | 31.5 | 0
5914 | 27.8 | 29.4 | 26.2 | 28.4 | 30.9 | 23.5 | 23.9 | 27.3 | 30.1 | 28.2 | 28.4 | 30.6 | 29.9 | 31 | 23.1 | 28.4 | 24.2 | 27.1 | 27.6 | 31.6 | 29.1 | 25.1 | 28.1 | 23.5 | 24.7 | 27.8 | 28.8 | 27.8 | 22.1 | 28.5 | 30.8 | 32.6 | 28 | 26 | 27.8 | 27.4 | 27.8 | 26.9 | 31.6 | 33.1 | 27.3 | 29.5 | 25.5 | 26.5 | 27.6 | 26 | 29.6 | 24.5 | 26.6 | 27.6 | 29.5 | 20.7 | 25.2 | 27.7 | 28.8 | 30.1 | 29.1 | 27.1 | 32.6 | 0
5915 | 28.9 | 32.3 | 26.3 | 30 | 32.2 | 24.7 | 24.9 | 28.2 | 31 | 29.4 | 29 | 31.8 | 32 | 32.2 | 24.8 | 30.2 | 24.4 | 27.5 | 28 | 32.6 | 30.3 | 25.8 | 29 | 23.6 | 24.7 | 29.6 | 30.6 | 29 | 22.8 | 30.2 | 31.6 | 33.1 | 29.4 | 26.8 | 28.8 | 29 | 28.6 | 27.2 | 31.9 | 33.1 | 27.7 | 29.4 | 26 | 28 | 28 | 26.3 | 30.6 | 24 | 27.3 | 28.9 | 30.6 | 20 | 25.6 | 28.8 | 30.2 | 30.8 | 31 | 27.3 | 33.6 | 0
5916 | 30.6 | 32.7 | 27.2 | 31 | 33.1 | 25.8 | 26.1 | 28.8 | 31.3 | 31 | 30.4 | 31.8 | 34.2 | 33.5 | 26.4 | 30.8 | 24.5 | 27.8 | 29.2 | 33.7 | 32.2 | 26.8 | 30 | 24.7 | 25.1 | 32.2 | 30.9 | 30 | 22.9 | 30.9 | 32.4 | 33.6 | 30.1 | 27.5 | 26.2 | 29.5 | 29.2 | 27.9 | 32.8 | 33.5 | 28.9 | 29.5 | 27.1 | 29.4 | 28.7 | 26.8 | 30.9 | 23.8 | 28.4 | 30.4 | 31.5 | 19.7 | 26.3 | 28.8 | 31.3 | 31.2 | 31.9 | 28 | 33.7 | 0
5917 | 31.1 | 32.6 | 27.6 | 31.5 | 33.4 | 26 | 26.7 | 29.8 | 31.3 | 32 | 31.2 | 32 | 35.9 | 34.1 | 27 | 31.7 | 24.7 | 27.8 | 30.1 | 34.5 | 33 | 28.8 | 29.7 | 25.7 | 25.2 | 32.8 | 30.9 | 30.9 | 23 | 31.3 | 32.8 | 31.1 | 30.7 | 28.2 | 27.1 | 28.8 | 29.8 | 28.1 | 33.5 | 33.7 | 29.2 | 29.6 | 27.4 | 30.8 | 28.8 | 27 | 31.3 | 23.8 | 29.1 | 31.2 | 32.4 | 19.6 | 27.2 | 29.5 | 32.1 | 31.5 | 31.9 | 28.5 | 33.5 | 0
5918 | 31 | 32.6 | 28 | 31.4 | 33.7 | 26 | 26.5 | 30.6 | 31.2 | 32.4 | 32.2 | 31.6 | 37 | 34.6 | 27.6 | 32.5 | 24.8 | 27.8 | 30.8 | 35.2 | 33.3 | 29.3 | 29 | 27 | 25.6 | 34.2 | 32.9 | 31.4 | 22.8 | 30.8 | 33 | 31.2 | 31 | 28.6 | 27.8 | 28.7 | 30.2 | 28.1 | 33.5 | 34.2 | 29.2 | 30 | 27.6 | 30.6 | 29 | 27 | 31.2 | 24.2 | 29.8 | 32.4 | 33 | 20 | 27.8 | 29.1 | 32.7 | 31.6 | 31.9 | 28.8 | 32.6 | 0
5919 | 30.9 | 32.7 | 27.8 | 31 | 30.7 | 27 | 27.4 | 30.3 | 31.1 | 32.5 | 31.9 | 31.8 | 37.2 | 35.3 | 29.2 | 32.2 | 25 | 27.7 | 30.3 | 35.3 | 34.2 | 29.3 | 27 | 27.3 | 27 | 34.6 | 32.9 | 31.5 | 23 | 30.4 | 32.6 | 31.7 | 30.6 | 28.9 | 27.4 | 29.1 | 30.3 | 27.8 | 33.9 | 34.5 | 29.2 | 30.2 | 26.5 | 29.9 | 29.1 | 26.4 | 31.5 | 24.6 | 29.9 | 31.7 | 33.3 | 20.2 | 28 | 29 | 33.8 | 31.5 | 32 | 28.8 | 31.9 | 0
5920 | 30.9 | 33.1 | 27.7 | 30.3 | 30.9 | 27 | 24.9 | 30.3 | 31 | 32.5 | 31.7 | 31.5 | 37 | 30.6 | 29.2 | 31.5 | 25.1 | 27.8 | 29.6 | 35.2 | 34.3 | 25.3 | 25.1 | 27.4 | 27.2 | 34.7 | 32.9 | 31.3 | 23 | 29.7 | 32.1 | 31.6 | 31.6 | 28.8 | 27.4 | 26.1 | 29.9 | 28 | 33.5 | 34.3 | 29.2 | 30.3 | 25.4 | 29.8 | 28.8 | 25.9 | 31.3 | 24.9 | 30.1 | 31.9 | 33 | 20.4 | 27.8 | 29.5 | 32.7 | 31.1 | 32.2 | 28.5 | 30.9 | 0
5921 | 31 | 32.9 | 26.1 | 29.6 | 31.4 | 26.2 | 25.4 | 30.3 | 30.2 | 31.5 | 30.8 | 31.4 | 36.2 | 26.3 | 29.1 | 31 | 25.2 | 27.9 | 28.4 | 34.4 | 34 | 24.3 | 23.2 | 26.6 | 27.3 | 34.7 | 32.2 | 30.6 | 23.2 | 29.2 | 31.2 | 30.7 | 32.1 | 28.6 | 27.4 | 26.1 | 29 | 27.8 | 33.2 | 34 | 28.6 | 30 | 23.8 | 29.8 | 28.6 | 25.4 | 31 | 24.8 | 30 | 31.4 | 32.2 | 20 | 27.4 | 28.7 | 27.7 | 30.2 | 32.1 | 28.1 | 30.4 | 0
5922 | 30.5 | 31.7 | 24.9 | 28.8 | 31 | 25.4 | 25.4 | 29.7 | 29.2 | 31 | 30.6 | 30.3 | 35.5 | 25.8 | 28 | 30.2 | 25.1 | 27.9 | 28 | 33.5 | 33.4 | 24.2 | 22.6 | 26 | 27.2 | 34.2 | 31.8 | 29.7 | 23 | 28.4 | 30.6 | 29.6 | 31.2 | 28.1 | 27 | 26.1 | 27.7 | 27.3 | 32.5 | 33.8 | 28.4 | 29.5 | 23 | 29.5 | 27.6 | 25.4 | 30 | 24.6 | 30.2 | 30.4 | 30.9 | 19.5 | 27.1 | 26.1 | 27.7 | 28.9 | 31.4 | 27.9 | 29.8 | 0
5923 | 28.9 | 30.7 | 24.5 | 28.2 | 30.9 | 23.6 | 24.5 | 28.3 | 27 | 29.5 | 29.8 | 29.4 | 34.4 | 25.7 | 27.7 | 28.7 | 25.1 | 27.7 | 27.6 | 32.2 | 32.6 | 24.2 | 22.4 | 25 | 26.3 | 32.8 | 30.4 | 28.8 | 22.8 | 28 | 29.9 | 29 | 30.6 | 27.6 | 26 | 26 | 26.5 | 26.8 | 31.9 | 33.1 | 27.8 | 28.8 | 22.2 | 28.5 | 27.5 | 25.6 | 29.1 | 24.1 | 30 | 29.3 | 29.6 | 18.6 | 27 | 25.6 | 26 | 27.4 | 30.6 | 27.6 | 29.7 | 0
5924 | 28.2 | 29 | 24.6 | 27.6 | 30.8 | 22.9 | 24 | 27.3 | 27.1 | 28.3 | 29.4 | 28.2 | 33.4 | 25.7 | 27.7 | 27.9 | 25 | 27.6 | 28 | 31 | 31.9 | 24.2 | 23 | 24.4 | 25.9 | 31.8 | 29.8 | 28 | 22.4 | 27.4 | 29.6 | 28.6 | 30 | 27 | 26 | 25.7 | 25.6 | 26.4 | 31.3 | 31.7 | 27.3 | 28.2 | 22.2 | 27.8 | 27.2 | 26 | 28 | 23.8 | 29.6 | 27.9 | 28.4 | 18 | 27.2 | 25.2 | 25.7 | 26 | 30 | 27.3 | 29.6 | 0
5925 | 28 | 28 | 24.1 | 27.3 | 28.9 | 22.3 | 23.5 | 26.3 | 27.5 | 27.5 | 28.2 | 28 | 32.1 | 25.7 | 25.4 | 27.3 | 25 | 27.3 | 28 | 29.8 | 31.3 | 24.3 | 23.1 | 23.5 | 25.7 | 31.6 | 28.8 | 27.4 | 22.4 | 27.2 | 29.1 | 28.2 | 28.2 | 26.6 | 26.2 | 25.6 | 25.3 | 25.9 | 30.7 | 31.3 | 26.7 | 27.8 | 21.7 | 26.7 | 26.8 | 26.1 | 27.6 | 23.5 | 28.4 | 27.4 | 27.8 | 17.5 | 27.4 | 24.9 | 25.2 | 25.1 | 29.4 | 27.1 | 29.8 | 0
5926 | 28 | 27.3 | 23.5 | 26.9 | 27.5 | 22.3 | 22.6 | 26.2 | 28 | 26.9 | 27.6 | 27.8 | 31.1 | 25.7 | 25.3 | 26.6 | 24.8 | 27.2 | 28.1 | 29 | 30.6 | 24.3 | 23.4 | 23 | 25.9 | 31.1 | 29.8 | 26.9 | 22.2 | 26.7 | 28.8 | 28 | 28.1 | 26.2 | 26.2 | 25.6 | 25.2 | 25.5 | 30.7 | 31.3 | 26.7 | 27.7 | 21.7 | 25.7 | 26.4 | 26.1 | 27.1 | 23.6 | 27.3 | 26.7 | 27.5 | 17.5 | 27.6 | 24.8 | 25.2 | 24.8 | 28.9 | 27 | 29.6 | 0
5927 | 27.9 | 27.2 | 23.2 | 26.6 | 27.6 | 21.7 | 22.7 | 25.3 | 28.2 | 26.4 | 26.6 | 28.2 | 30 | 25.8 | 25.1 | 26.5 | 24.6 | 27.1 | 27.6 | 28.4 | 29.5 | 24.3 | 23 | 22.4 | 25.9 | 30.8 | 28.6 | 26.4 | 22.4 | 26.2 | 28.2 | 27.8 | 27.3 | 26 | 26.3 | 25.6 | 25.4 | 25.1 | 30.7 | 31 | 26.6 | 27.6 | 21.4 | 24.9 | 25.8 | 25.6 | 27 | 23.6 | 26 | 25.9 | 27.6 | 17.6 | 27.4 | 24.8 | 25.5 | 25 | 28.6 | 26.9 | 29.4 | 0
5928 | 27.3 | 26.9 | 23 | 26 | 27.9 | 21 | 21.6 | 24.3 | 28 | 26 | 26.7 | 27.9 | 29.4 | 26.1 | 23 | 25.6 | 24.2 | 27 | 27.4 | 28.1 | 28.7 | 24.5 | 23 | 22.3 | 25.2 | 28.8 | 28 | 25.8 | 22.3 | 25.2 | 27.7 | 27.6 | 26.9 | 25.8 | 26 | 25.4 | 25.3 | 24.9 | 30.4 | 31 | 26.3 | 27.6 | 21.7 | 24.6 | 25.2 | 25.2 | 26.3 | 23.7 | 25.4 | 25.2 | 27.6 | 17.9 | 27 | 23.3 | 25.7 | 25.4 | 28.4 | 26.7 | 28.6 | 0
5929 | 27.1 | 26.6 | 22.8 | 25.4 | 27.9 | 21 | 21.5 | 24.3 | 27.8 | 25.8 | 26.4 | 27.8 | 28.7 | 26.1 | 22.9 | 25.2 | 23.8 | 26.8 | 26.8 | 27.7 | 28 | 24.5 | 22.5 | 22 | 24.7 | 28.9 | 27.9 | 25 | 22.5 | 24.3 | 27 | 27.5 | 26.6 | 25.6 | 26.1 | 25.4 | 25 | 24.6 | 28.3 | 30.5 | 26.5 | 27.3 | 21.6 | 24.4 | 25.1 | 24.6 | 25.8 | 23.5 | 24.9 | 24.6 | 27.3 | 17.7 | 26.6 | 23.5 | 25.6 | 25.8 | 28.3 | 26.5 | 27.8 | 0
5930 | 26.7 | 26.4 | 22.5 | 24.6 | 27.9 | 20.9 | 21.2 | 24.3 | 27.7 | 25.5 | 26.6 | 27 | 28.2 | 26.2 | 22.8 | 24.7 | 23.4 | 26.5 | 26.6 | 27.4 | 27.5 | 24.5 | 22.4 | 22 | 24.3 | 28.8 | 27.8 | 24.2 | 22.4 | 23.2 | 26.4 | 27.1 | 26.1 | 25.4 | 26.1 | 25.4 | 24.4 | 24.4 | 28 | 30.8 | 26.5 | 27 | 21.9 | 23.9 | 25 | 24.4 | 25 | 23.2 | 25 | 24.2 | 26.8 | 17.4 | 26.4 | 23.4 | 25.4 | 26 | 28.3 | 26.3 | 27 | 0
5931 | 26.5 | 26.1 | 22.4 | 24.1 | 27.9 | 21 | 20.7 | 24.2 | 27.6 | 25.4 | 25.9 | 26.8 | 27.3 | 26.2 | 21.8 | 24.7 | 23.2 | 26.2 | 26.2 | 26.8 | 27.2 | 24.5 | 21.7 | 21.6 | 24.2 | 28.6 | 27.6 | 23.5 | 22.5 | 22.7 | 25.8 | 27.1 | 25.7 | 25.3 | 26.1 | 25.4 | 24 | 24.1 | 28 | 30.9 | 26.5 | 26.6 | 21.5 | 23.9 | 24.6 | 24.2 | 24.8 | 22.7 | 24.8 | 23.7 | 26.2 | 16.8 | 26.4 | 23.3 | 25.2 | 26.1 | 28.3 | 26.2 | 26.7 | 0
5932 | 26.2 | 25.7 | 22.3 | 23.5 | 27.6 | 21 | 20.6 | 23.3 | 27.5 | 25.3 | 25.7 | 26.3 | 26.5 | 26.2 | 21.8 | 24.3 | 23.1 | 25.8 | 26.5 | 26.5 | 27 | 24.5 | 21.7 | 21.9 | 24.2 | 28 | 27.6 | 23 | 22.1 | 22.2 | 25.6 | 26.7 | 25.5 | 25.1 | 25.2 | 25.4 | 23.7 | 24 | 27.9 | 29.7 | 26.3 | 26.5 | 21.7 | 23.4 | 24.5 | 24.3 | 24.6 | 22.6 | 24.8 | 23.2 | 25.7 | 16.7 | 26.6 | 23.3 | 25.2 | 26 | 28.3 | 26.3 | 26.7 | 0
5933 | 26.1 | 25.5 | 21.9 | 24.2 | 27.5 | 20.6 | 20.6 | 23.2 | 27.4 | 25 | 25 | 27.4 | 26.6 | 26.1 | 21.8 | 24 | 24.6 | 25.5 | 26.2 | 29.2 | 26.8 | 24.5 | 23 | 22.4 | 23.4 | 27.3 | 27.6 | 24 | 22.4 | 24.8 | 26.8 | 26.6 | 25.1 | 24.4 | 25 | 25.6 | 24.4 | 23.6 | 27.5 | 29 | 26.1 | 26.8 | 20.4 | 22.9 | 24.7 | 25 | 26 | 23.4 | 24 | 22.9 | 24.2 | 17 | 26.4 | 23.4 | 25.2 | 25.8 | 28 | 26.4 | 28.4 | 0
5934 | 26 | 25.3 | 21.7 | 24 | 27.5 | 20.4 | 20.7 | 22.8 | 27.3 | 25 | 25.9 | 26.8 | 26.1 | 26.1 | 21.4 | 24 | 24.9 | 25.2 | 26.4 | 29 | 26.5 | 24.5 | 23.3 | 22.2 | 23.4 | 27.3 | 27.6 | 23.9 | 22.6 | 25 | 27.7 | 26.6 | 24.6 | 24.6 | 24.8 | 25.2 | 24.3 | 23.4 | 27.4 | 28.7 | 26 | 26.8 | 21.1 | 22.9 | 25 | 24.8 | 27.1 | 23.5 | 24.8 | 22.4 | 25 | 17.9 | 27.8 | 23.5 | 25.3 | 26.5 | 27.9 | 26.5 | 28.3 | 0
5935 | 25.7 | 25.1 | 21.8 | 24.2 | 27.7 | 20.4 | 20.8 | 22.8 | 27.7 | 25 | 26.3 | 27.6 | 26.7 | 26.1 | 21.5 | 23.7 | 25.5 | 25.3 | 26.6 | 29 | 26.5 | 24.6 | 24.2 | 23 | 23.5 | 26.8 | 27.6 | 24.7 | 23.3 | 25.5 | 28.1 | 26.8 | 24.2 | 25.3 | 24.8 | 25.2 | 24.7 | 23.4 | 27.2 | 28.4 | 25.9 | 27.6 | 22.5 | 22.7 | 25.5 | 25.3 | 27.7 | 24 | 26.2 | 22.4 | 26.2 | 19.1 | 28.6 | 23.8 | 25.7 | 27.4 | 27.9 | 26.6 | 28.6 | 0
5936 | 25.9 | 26 | 22.5 | 25 | 28.1 | 20.6 | 21.3 | 23.5 | 28.1 | 25.5 | 27 | 28.4 | 27.6 | 27.1 | 21.5 | 24.6 | 26.2 | 25.6 | 27.2 | 29 | 26.6 | 24.8 | 25 | 23.4 | 25.5 | 26.8 | 28.4 | 26 | 24 | 26.6 | 28.8 | 27.5 | 24.6 | 26 | 24.8 | 25.2 | 25.6 | 24.1 | 26.4 | 28.4 | 26 | 28.2 | 24 | 22.9 | 26 | 26.2 | 28.4 | 24.8 | 27.6 | 23.2 | 27.4 | 20 | 29.6 | 24.4 | 26.7 | 28.2 | 28.9 | 26.7 | 29.2 | 0
5937 | 26.6 | 28.6 | 24.6 | 26.3 | 30.7 | 22.3 | 23 | 25 | 28.7 | 28 | 27.1 | 30.7 | 29.5 | 28.3 | 22.7 | 27.5 | 27 | 26 | 27.8 | 30.2 | 27.8 | 25.4 | 26 | 24.6 | 26.4 | 27.5 | 26.6 | 27.5 | 24.9 | 27.9 | 28.8 | 30.3 | 26.7 | 27.1 | 24.9 | 24.7 | 26.9 | 25.7 | 25.7 | 30.9 | 27.1 | 29.5 | 25.7 | 25.8 | 26.8 | 27.8 | 27.6 | 25.8 | 29 | 25.4 | 28.9 | 20.5 | 29.2 | 25.2 | 28.4 | 29.2 | 31.4 | 26.9 | 30.1 | 0
5938 | 27.7 | 30.3 | 25.5 | 27.8 | 31.3 | 23.4 | 24.5 | 26.7 | 29.8 | 29.5 | 28 | 32 | 31.5 | 29.4 | 23.6 | 28.8 | 27.8 | 26.6 | 28.6 | 31.6 | 29.3 | 26.4 | 26.6 | 25 | 27.2 | 28.8 | 28.3 | 28.7 | 25.4 | 29.3 | 29.4 | 30.7 | 28.7 | 28 | 24.8 | 24.8 | 28.1 | 26.7 | 26.2 | 32.5 | 27.4 | 29.8 | 26.9 | 27.1 | 28 | 29 | 26.9 | 26.6 | 30 | 26.9 | 30 | 20.5 | 29.2 | 25.7 | 29.1 | 30.1 | 31.6 | 27.4 | 30.9 | 0
5939 | 28.2 | 31.6 | 26.8 | 29.4 | 32.3 | 24.4 | 25.8 | 28.7 | 31.3 | 30.5 | 29 | 33.2 | 33.6 | 30.8 | 24.2 | 29.2 | 28.6 | 27.2 | 29.4 | 33.8 | 31.3 | 28.3 | 27 | 25.4 | 27.8 | 30.8 | 29.3 | 29.4 | 25.8 | 30.6 | 30 | 31 | 28.8 | 29 | 24.8 | 25.4 | 29 | 27.8 | 27.4 | 34.2 | 28.2 | 30 | 27.8 | 29.5 | 28.4 | 30 | 25.4 | 27 | 30.8 | 28.4 | 31.2 | 20.4 | 28.8 | 27.7 | 30.7 | 31 | 32.4 | 27.9 | 31.6 | 0
5940 | 29.8 | 32.2 | 28 | 30.8 | 32.9 | 25.2 | 26.8 | 28.7 | 32.1 | 31 | 31 | 32.3 | 35 | 30.7 | 25.6 | 29.1 | 29.2 | 27.9 | 30.2 | 35.2 | 32.3 | 29.6 | 26.8 | 24.7 | 28.8 | 33.3 | 30.1 | 29.6 | 25.8 | 31.6 | 31.5 | 31.8 | 28.9 | 29.7 | 24.8 | 26.3 | 29.2 | 28.4 | 28.5 | 33.3 | 29.2 | 29 | 27.9 | 30.3 | 29.8 | 29.9 | 25 | 26.9 | 31.4 | 29.9 | 31.9 | 20.4 | 29.8 | 28.8 | 31.8 | 31.6 | 33.4 | 28.2 | 31.7 | 0
5941 | 30.3 | 32.9 | 28.1 | 31.8 | 33.9 | 25.1 | 27.7 | 29.6 | 31.4 | 31.5 | 32.6 | 31.4 | 36.3 | 30.7 | 26.2 | 31 | 29.6 | 28.6 | 30.5 | 36.5 | 32.5 | 31.3 | 26.8 | 24.6 | 29.5 | 34.7 | 31.2 | 29.8 | 26 | 31.9 | 32.4 | 32.3 | 29.8 | 30.4 | 25.4 | 27.3 | 29 | 29.4 | 29.6 | 33.7 | 29.2 | 28.3 | 27.9 | 31.8 | 29.8 | 29.5 | 24.6 | 26.5 | 32 | 30.5 | 32.7 | 20.7 | 30.5 | 27.7 | 33.1 | 31.9 | 33.9 | 28 | 31.6 | 0
5942 | 30.9 | 33.9 | 29.5 | 32.4 | 33.4 | 26.4 | 28.1 | 29.5 | 31.3 | 31.4 | 34 | 29.8 | 37 | 31 | 26.8 | 31.2 | 29.8 | 29.1 | 30.4 | 36.6 | 33.5 | 31.4 | 26.6 | 24.4 | 29.5 | 35.6 | 32.3 | 30 | 26.2 | 31.8 | 33 | 32.3 | 30.6 | 30.8 | 26.7 | 27.3 | 28.4 | 29.8 | 29.6 | 34.1 | 29.2 | 27.6 | 27.6 | 33.1 | 29.8 | 28.6 | 25.2 | 26 | 32.5 | 30.9 | 33 | 21.2 | 31.8 | 27.5 | 33.6 | 31.6 | 34.4 | 27.8 | 31.2 | 0
5943 | 31.5 | 34 | 29.3 | 32.6 | 33.8 | 27 | 29.3 | 30.5 | 31.2 | 32 | 33.9 | 29.7 | 37.7 | 32 | 28.3 | 29.6 | 29.7 | 29.5 | 29.7 | 36.6 | 33.7 | 31.8 | 26.9 | 25.5 | 29.6 | 36.1 | 33.1 | 30.6 | 26.7 | 31.1 | 32 | 30.3 | 31.4 | 31.1 | 27 | 27.3 | 28 | 29.9 | 29.5 | 34.9 | 28.4 | 28.2 | 27.5 | 33.5 | 29.4 | 28.3 | 25.1 | 25.6 | 32.9 | 31.4 | 33.2 | 21.7 | 31.7 | 28.2 | 33.7 | 31 | 33.6 | 28.6 | 30.9 | 0
5944 | 32.2 | 33.9 | 29.6 | 32.5 | 30.4 | 26.4 | 28.7 | 30.4 | 31.2 | 32.4 | 33.4 | 29.5 | 37.5 | 32 | 28.3 | 27.7 | 29.3 | 29.5 | 28.9 | 35.7 | 34 | 30.8 | 26.8 | 26.2 | 30.3 | 36.2 | 33.7 | 31.1 | 26.8 | 30.3 | 30.5 | 26.5 | 31.9 | 30.8 | 27 | 27.3 | 27.6 | 29.7 | 29.6 | 34.8 | 28.7 | 28.8 | 27.1 | 33.5 | 28.9 | 28 | 25.5 | 25.2 | 32.7 | 31.6 | 32.8 | 21.7 | 31.5 | 28.6 | 34.4 | 30 | 33.1 | 28.2 | 30.5 | 0
5945 | 31.5 | 33.4 | 29.1 | 32 | 28 | 26.3 | 28 | 30.4 | 29.8 | 31.7 | 32 | 30.2 | 37 | 31.6 | 28.3 | 27.1 | 28.8 | 29.3 | 28 | 35 | 33.6 | 29.8 | 26.8 | 27 | 29.9 | 36 | 33.3 | 31.4 | 26.6 | 29.4 | 28.2 | 26.3 | 32 | 30.2 | 27.3 | 26 | 27.4 | 29.3 | 29.6 | 34.5 | 28.7 | 29.8 | 26.5 | 33.9 | 28.8 | 28 | 25.2 | 25 | 32 | 31.2 | 32 | 21.2 | 30.1 | 27.2 | 33.4 | 29 | 32.4 | 27.8 | 30.2 | 0
5946 | 30.5 | 32.7 | 28.2 | 31.3 | 27.4 | 24.9 | 27 | 29.4 | 28.4 | 31 | 31.2 | 29.7 | 35.5 | 30.2 | 27.8 | 26.7 | 28.2 | 29 | 27.5 | 33.7 | 33 | 29.3 | 26.1 | 26.2 | 29.8 | 35.3 | 32.6 | 31 | 25.6 | 28.8 | 26.8 | 26.4 | 30.9 | 29.1 | 27.3 | 25.3 | 27 | 28.9 | 29.5 | 34.1 | 27.7 | 29.7 | 25.3 | 33 | 28.8 | 27.5 | 25.5 | 24.6 | 30.7 | 30.4 | 30.6 | 20.1 | 29.4 | 25.4 | 31.6 | 28 | 31.9 | 28.3 | 29.7 | 0
5947 | 29.2 | 30.9 | 26.6 | 30.4 | 27.4 | 23.3 | 26 | 28.2 | 28.2 | 29.5 | 30.3 | 29.6 | 33.9 | 29 | 27.1 | 26.2 | 27.5 | 28.7 | 27.2 | 32.9 | 32.2 | 29.1 | 25.4 | 25.2 | 28.4 | 33.6 | 31.6 | 30.1 | 24.4 | 28.3 | 25.8 | 26.8 | 29.8 | 28 | 26.8 | 25.3 | 26.6 | 28 | 29.4 | 32.8 | 27.4 | 29.5 | 24.2 | 31.9 | 27.6 | 27.1 | 25.1 | 24.2 | 29.3 | 29.4 | 29.2 | 18.9 | 28.4 | 25.4 | 28.9 | 27.4 | 31.6 | 27.6 | 29.4 | 0
5948 | 28.8 | 29.6 | 25.6 | 29.4 | 27.4 | 22.4 | 25.5 | 26.2 | 27.7 | 28.5 | 30 | 28.4 | 32 | 28.6 | 26.3 | 26 | 26.8 | 28.4 | 27.2 | 31.8 | 31.4 | 27.3 | 24.4 | 23.4 | 27.7 | 33 | 30.9 | 28.8 | 23 | 28 | 25.9 | 26.8 | 28.8 | 27 | 26.8 | 25.1 | 26 | 26.7 | 29.1 | 31.6 | 27.2 | 28.6 | 23 | 30.2 | 27.1 | 26.2 | 25.2 | 23.6 | 28 | 28.5 | 27.8 | 18 | 28.4 | 25.3 | 28.9 | 27 | 30.9 | 27.4 | 29 | 0
5949 | 28.1 | 29 | 25.1 | 28.3 | 27.4 | 21.9 | 25 | 25.8 | 27.2 | 27.6 | 29.2 | 28.3 | 31 | 28.3 | 24.8 | 25.8 | 26.1 | 28.1 | 27.1 | 31.3 | 30.8 | 26.8 | 24 | 22.7 | 27.1 | 31.8 | 30.9 | 27.8 | 22.3 | 27.6 | 25.9 | 26.7 | 28.4 | 26.6 | 26.4 | 25 | 25.5 | 26.4 | 26.5 | 30.6 | 27.2 | 28.4 | 22.4 | 28.8 | 27 | 25.8 | 24.6 | 23.2 | 27.4 | 27.7 | 27 | 17.6 | 27.9 | 25.1 | 28.3 | 26.8 | 28.4 | 27.2 | 28.9 | 0
5950 | 28 | 28.4 | 24.6 | 27.5 | 27.4 | 21.9 | 24.4 | 25.2 | 27.2 | 27 | 28.7 | 27.6 | 30.1 | 28 | 24.4 | 25.8 | 25.6 | 27.8 | 27 | 30.3 | 30.2 | 26.6 | 23.7 | 22 | 26.4 | 31 | 29.6 | 27.1 | 21.9 | 27.2 | 26.6 | 26.5 | 27.3 | 26.3 | 26.3 | 24.9 | 25.1 | 25.9 | 25.3 | 30 | 27.1 | 27.8 | 22 | 27.8 | 27 | 25.3 | 24.7 | 22.9 | 27.1 | 26.9 | 26.4 | 17.7 | 28.3 | 24.8 | 28.6 | 26.5 | 27.9 | 27.5 | 28.8 | 0
5951 | 28 | 27.9 | 24.3 | 26.8 | 27.2 | 21.9 | 23.8 | 24.9 | 27.6 | 26.5 | 27.6 | 28 | 30 | 27.9 | 23.8 | 26 | 25.2 | 27.5 | 26.8 | 29.6 | 29.7 | 26.2 | 23.8 | 22.4 | 25.5 | 29.8 | 29.2 | 27 | 22.2 | 26.8 | 26.7 | 26.5 | 26.5 | 26.2 | 26.3 | 24.8 | 25 | 25.4 | 25.4 | 29.5 | 26.7 | 28 | 22 | 27 | 27 | 25.4 | 24.6 | 23 | 27 | 26.1 | 26 | 18 | 28 | 24.7 | 28.4 | 26.2 | 27.4 | 27.8 | 29 | 0
5952 | 27.7 | 27.6 | 23.5 | 26.4 | 27.1 | 21 | 23 | 24.2 | 26.7 | 26 | 27 | 27.5 | 29.6 | 27.6 | 21.8 | 25.8 | 24.9 | 27.2 | 26.8 | 28.3 | 29.2 | 25.9 | 23.6 | 22.1 | 24.8 | 28.6 | 28.7 | 27 | 22.4 | 26.5 | 27.2 | 26.3 | 25.9 | 25.8 | 26.9 | 24.6 | 24.9 | 25 | 24.9 | 29.1 | 26.7 | 27.5 | 21.7 | 26 | 26.1 | 25.3 | 25.4 | 23.2 | 26.6 | 25.6 | 25.3 | 18.1 | 28.3 | 24.4 | 27.9 | 25.6 | 26.4 | 26.8 | 29 | 0
5953 | 27.4 | 26.7 | 23.1 | 26.1 | 27 | 21 | 22.5 | 24.2 | 26.7 | 25.6 | 25.9 | 27.9 | 29.4 | 27.6 | 21.8 | 25.6 | 24.7 | 26.8 | 26.6 | 27.8 | 28.8 | 25.7 | 23.5 | 22.4 | 24.6 | 28.2 | 28.4 | 26.9 | 22.7 | 26.1 | 26.9 | 26.3 | 25.2 | 25.4 | 27 | 24.6 | 25.1 | 24.7 | 24.9 | 28.8 | 26.8 | 27.4 | 21.5 | 25.5 | 26.1 | 25.5 | 25.7 | 23.5 | 26 | 25.1 | 24.8 | 17.8 | 27.7 | 24.1 | 27.9 | 25.2 | 26.3 | 26.8 | 29.1 | 0
5954 | 26.4 | 26.4 | 23 | 25.8 | 26.9 | 21 | 22 | 24.2 | 26.7 | 25.5 | 25.5 | 27.4 | 28.6 | 27.5 | 21.8 | 25.5 | 24.6 | 26.4 | 26.6 | 27.4 | 28.3 | 25.1 | 23 | 22 | 24 | 27.9 | 28.1 | 26.4 | 22.6 | 25.8 | 27 | 26.1 | 25.3 | 24.8 | 27 | 24.6 | 25 | 24.4 | 24.9 | 28.7 | 26.2 | 26.8 | 20.8 | 25 | 26.1 | 25.4 | 26.2 | 23.6 | 25 | 24.6 | 24 | 17.2 | 27.4 | 23.7 | 27.7 | 24.8 | 26.5 | 26.8 | 29 | 0
5955 | 26 | 26.1 | 22.7 | 25.3 | 26.9 | 20.5 | 21.6 | 24.2 | 26.7 | 25.5 | 24.8 | 27.8 | 28 | 27.3 | 21.4 | 25.5 | 24.5 | 26.1 | 26.4 | 28.1 | 27.8 | 24.6 | 22.9 | 22.3 | 23.6 | 27.3 | 27.4 | 25.6 | 22.5 | 25.4 | 26.5 | 25.8 | 25.2 | 24.5 | 27 | 24.6 | 24.9 | 24.2 | 24.9 | 28.4 | 26 | 26.8 | 20.4 | 24.5 | 26.1 | 25.5 | 25.8 | 23.6 | 24.2 | 24.2 | 23.7 | 16.7 | 26.4 | 23.7 | 27.1 | 24.8 | 26.7 | 26.8 | 28.9 | 0
5956 | 25.7 | 25.9 | 22.5 | 24.8 | 26.9 | 20.5 | 21.1 | 23.7 | 26.7 | 25.5 | 24.9 | 27.3 | 27.1 | 27 | 21.4 | 25.5 | 24.5 | 25.7 | 26.3 | 28.5 | 27.2 | 24.7 | 22.7 | 22 | 23.3 | 27.3 | 27.2 | 24.6 | 22.3 | 25 | 26.7 | 25.6 | 24.9 | 24.2 | 27.1 | 24.6 | 24.6 | 23.9 | 25 | 27.9 | 25.5 | 26.5 | 20.1 | 24.1 | 26.1 | 25.1 | 26 | 23.5 | 23.7 | 23.9 | 23.6 | 16.5 | 26.3 | 23.7 | 26.9 | 25.2 | 26.9 | 26.7 | 28.6 | 0
5957 | 25.2 | 25.6 | 22.1 | 24.2 | 26.9 | 20.6 | 21 | 23.5 | 26.5 | 25.5 | 25.4 | 27.2 | 27.8 | 27 | 21.3 | 25.5 | 24.8 | 25.4 | 26.6 | 29.4 | 26.7 | 24.8 | 22.8 | 21.8 | 23 | 26.6 | 27 | 25 | 22.6 | 24 | 26.7 | 25.3 | 24.9 | 23.4 | 27.1 | 24.6 | 24.4 | 23.6 | 25.1 | 27.5 | 25.3 | 27.2 | 21.6 | 24.1 | 26.1 | 24.8 | 25 | 22.4 | 25.2 | 23.7 | 23.8 | 17 | 26.8 | 23.7 | 26.9 | 24 | 26.9 | 26.6 | 28.2 | 0
5958 | 25.1 | 25.4 | 21.6 | 24.8 | 26.9 | 20.7 | 20.8 | 22.7 | 26.6 | 25.5 | 26 | 27.5 | 27.8 | 26.9 | 20.3 | 25.1 | 25.5 | 25 | 27.9 | 29.6 | 26.5 | 24.8 | 22.9 | 21.9 | 22.9 | 26.2 | 26.6 | 24.9 | 22.5 | 24.2 | 28.1 | 25.3 | 24.9 | 24.1 | 27 | 24.6 | 25 | 23.4 | 25.4 | 26.7 | 25.2 | 27.2 | 21.3 | 24.1 | 26.2 | 25 | 25.2 | 22.4 | 26.4 | 23.4 | 24.6 | 17.9 | 26.8 | 23.7 | 26.4 | 24.1 | 26.9 | 26.6 | 28.6 | 0
5959 | 25.2 | 25.6 | 21.6 | 25.2 | 26.9 | 20.8 | 20.6 | 22.7 | 26.8 | 25.4 | 26.4 | 28.2 | 28.5 | 27.3 | 20.3 | 25.1 | 26.3 | 25.1 | 29.3 | 30.2 | 26.3 | 24.8 | 23 | 22.4 | 23.4 | 26 | 26.2 | 25.7 | 22.6 | 24.9 | 29.5 | 25.3 | 24.9 | 25.3 | 27.1 | 24.7 | 26.1 | 23.4 | 25.9 | 26.7 | 25.2 | 27.3 | 21.8 | 24.1 | 26.2 | 25.4 | 25.1 | 22.7 | 27.8 | 23.4 | 26.1 | 19.2 | 27.2 | 23.9 | 26.4 | 24.6 | 26.9 | 26.6 | 29 | 0
5960 | 25.7 | 26.6 | 22.3 | 26 | 27.3 | 21.1 | 20.9 | 23.4 | 28.2 | 26 | 27.1 | 29 | 29.4 | 28.1 | 20.4 | 25.3 | 27.4 | 25.6 | 30.4 | 31 | 26.3 | 24.8 | 23.4 | 23 | 24.8 | 26.1 | 26.6 | 26.6 | 23 | 26.2 | 30.8 | 25.6 | 25.5 | 26.4 | 27 | 24.8 | 27.2 | 24.9 | 27.4 | 27.4 | 25.2 | 27.6 | 22.7 | 24.1 | 26.2 | 26 | 24.8 | 23 | 29.4 | 24.1 | 27.6 | 20.4 | 27.8 | 23.8 | 26.4 | 25.4 | 27.2 | 26.7 | 30.2 | 0
5961 | 26.7 | 28.4 | 24.2 | 26.9 | 25.9 | 22.4 | 22.3 | 26 | 29.2 | 28 | 27.3 | 30.1 | 31.2 | 29.2 | 22.4 | 26.2 | 28.5 | 26.3 | 31 | 32.4 | 26.7 | 25.4 | 23.8 | 24.1 | 26.7 | 26.4 | 27 | 28.2 | 23.9 | 27.6 | 31.7 | 27.8 | 27 | 27.4 | 27 | 26.1 | 28.4 | 27.2 | 28.6 | 26.8 | 26.9 | 28.3 | 24.1 | 26.6 | 27.9 | 26.9 | 24.7 | 23.6 | 30.6 | 25.6 | 29.2 | 21.1 | 29 | 24 | 27.8 | 26.5 | 27.7 | 27.6 | 31.2 | 0
5962 | 26.8 | 29.6 | 25.4 | 28.5 | 28.7 | 23.4 | 25.2 | 27.2 | 29.7 | 29.1 | 28.1 | 31.1 | 32.9 | 30.2 | 22.9 | 26.8 | 29.7 | 27.3 | 31.2 | 33.9 | 28.5 | 27.1 | 24.6 | 25.1 | 28.2 | 27.9 | 27.7 | 29.3 | 24.9 | 29 | 32.3 | 28.3 | 28 | 28 | 27.2 | 26.8 | 29.2 | 28.4 | 28.9 | 30.8 | 27.8 | 29.3 | 25 | 28.6 | 27.9 | 27.9 | 25.1 | 24.2 | 31.5 | 26.7 | 30.5 | 21.2 | 30.2 | 25.5 | 28.1 | 27.7 | 27.8 | 27.7 | 32.6 | 0
5963 | 28.5 | 30.8 | 26.4 | 30.2 | 29.8 | 24 | 25.8 | 28.1 | 29.7 | 30.6 | 28.8 | 32 | 35 | 32 | 23.9 | 28.6 | 30.8 | 28.2 | 31 | 35.6 | 30.4 | 28.5 | 25.6 | 26.2 | 29.5 | 29.9 | 29.1 | 30.6 | 26 | 30 | 32.6 | 28.3 | 29.1 | 28.6 | 27.7 | 28.2 | 29.8 | 28.8 | 30.1 | 32.3 | 28.8 | 30.6 | 25.4 | 30.3 | 27.9 | 29 | 26.2 | 25 | 32 | 27.8 | 31.6 | 20.8 | 31.4 | 25.8 | 28.6 | 28.8 | 28.5 | 27.7 | 33.6 | 0
5964 | 30.1 | 32.1 | 28.9 | 32 | 30.8 | 25.2 | 27.2 | 30.2 | 29.8 | 32.2 | 30.2 | 32.5 | 36.6 | 32.7 | 25.4 | 29.5 | 31.7 | 29.1 | 30.7 | 36.7 | 31.6 | 29.4 | 26.9 | 27 | 30.6 | 32 | 30.7 | 31.1 | 26.7 | 30.7 | 32.7 | 28.5 | 29.4 | 29.1 | 28.5 | 29.7 | 30 | 29.7 | 31.1 | 33.5 | 29.8 | 31.8 | 24.7 | 31.4 | 29.4 | 29.8 | 27.8 | 25.5 | 32.5 | 29.1 | 32.4 | 20.3 | 32 | 24.7 | 28.6 | 29.7 | 30.3 | 27.7 | 34.6 | 0
5965 | 31 | 32.6 | 28.2 | 33.1 | 31.5 | 25.8 | 28.4 | 29.4 | 29.8 | 33 | 31.3 | 32.8 | 38.2 | 33.8 | 26.4 | 30.9 | 32.1 | 29.6 | 30.5 | 37.5 | 32.3 | 29.6 | 27.8 | 27.7 | 31.5 | 33.2 | 32 | 31.9 | 27.1 | 31 | 32.6 | 28 | 30.1 | 29.8 | 28.5 | 30 | 30.1 | 30.1 | 32 | 34 | 27.8 | 32.6 | 23.7 | 32.5 | 28.6 | 30.4 | 29.6 | 25.9 | 32.9 | 30.5 | 33.2 | 19.9 | 32.2 | 24.6 | 29.8 | 30.3 | 30.5 | 27.7 | 34.6 | 0
5966 | 30.8 | 33.4 | 28.3 | 33.4 | 28.8 | 27 | 28.3 | 29.4 | 30.3 | 33.8 | 32.4 | 32.6 | 39 | 34.1 | 26.9 | 31.6 | 32 | 29.8 | 30.4 | 37.6 | 32.6 | 30.9 | 28.4 | 28 | 32 | 34.5 | 32.7 | 32.2 | 27 | 31 | 32.2 | 28 | 30.6 | 30.4 | 28.6 | 30.1 | 30 | 30.5 | 32.6 | 34.5 | 27.9 | 32.8 | 22.6 | 33 | 28.6 | 30.6 | 31 | 26 | 33.2 | 31.1 | 33.6 | 19.8 | 31.8 | 24.8 | 30.6 | 30.4 | 30.5 | 27.7 | 34.2 | 0
5967 | 31.4 | 33.4 | 29.8 | 32.5 | 27.3 | 27.7 | 28 | 30 | 30.3 | 34.3 | 32.4 | 32.2 | 39.6 | 34.6 | 28.4 | 31.6 | 31.4 | 29.9 | 30.3 | 37.4 | 32.7 | 31.4 | 28.1 | 28.2 | 32 | 35 | 33 | 32.9 | 26.6 | 30.6 | 31.6 | 27.5 | 31.3 | 30.9 | 28.4 | 30.2 | 29.8 | 31.2 | 33.2 | 34.5 | 29.4 | 32.5 | 22.2 | 32.4 | 26.9 | 30.5 | 31.6 | 26.1 | 33.1 | 30.7 | 33.7 | 19.9 | 31.2 | 24.9 | 31.4 | 30.2 | 26.5 | 27.7 | 32.8 | 0
5968 | 31.3 | 32.4 | 29.3 | 31.1 | 27.3 | 27.5 | 27.3 | 30 | 30.2 | 35.2 | 32.3 | 31.2 | 39 | 34.7 | 28.4 | 28.6 | 30.7 | 29.8 | 30.1 | 36.6 | 32.4 | 31.2 | 27.5 | 27.7 | 31.9 | 35 | 33 | 32.9 | 26 | 30 | 30.7 | 27 | 31.4 | 30.8 | 28.4 | 30.2 | 29.3 | 31.3 | 33.6 | 34.6 | 29.4 | 31.9 | 22.1 | 32.3 | 26.5 | 30 | 31.2 | 25.8 | 32.8 | 28.1 | 33.1 | 20 | 30.4 | 24.5 | 32.1 | 29.6 | 25 | 27.7 | 31.4 | 0
5969 | 30.8 | 31.6 | 28.3 | 29.6 | 26.9 | 27.4 | 26.6 | 30 | 30 | 35 | 31.5 | 30.2 | 38 | 34.4 | 28.4 | 26.5 | 29.8 | 29.6 | 29.8 | 35.6 | 31.8 | 31.6 | 26.4 | 26.8 | 31.9 | 35 | 32.5 | 32.6 | 25.4 | 29 | 29.8 | 27 | 31 | 30 | 28.1 | 29.6 | 28.6 | 31.1 | 33.4 | 34.7 | 28.9 | 31.2 | 22.4 | 33.1 | 26.5 | 29.4 | 30.2 | 25.6 | 32.2 | 28.3 | 32 | 19.8 | 29.8 | 24 | 32.1 | 28.8 | 25 | 27.7 | 30 | 0
5970 | 30.1 | 30.4 | 26.3 | 28.8 | 26.8 | 25.2 | 25.8 | 29.6 | 27.4 | 33.4 | 31.2 | 29 | 35.9 | 33.2 | 26.9 | 25.5 | 29.1 | 29.4 | 29.3 | 34 | 30.5 | 31 | 25.5 | 25.3 | 31.3 | 35 | 31.7 | 31.2 | 24.7 | 27.9 | 29 | 26.8 | 30.3 | 28.6 | 27.5 | 29.2 | 27.7 | 30.3 | 32.2 | 35 | 28.4 | 30.6 | 22.2 | 32.2 | 25.6 | 28.6 | 28.8 | 25.1 | 31.6 | 28.1 | 30.4 | 19.3 | 29.1 | 23.4 | 31.6 | 28 | 24.6 | 27.5 | 29.4 | 0
5971 | 29.1 | 29.1 | 23.5 | 28.5 | 26.7 | 24.8 | 24.8 | 28 | 24.4 | 32.4 | 30.7 | 28 | 34.1 | 31.4 | 26.9 | 25 | 28.7 | 29.1 | 28.9 | 32.6 | 29.2 | 29.4 | 24.7 | 23.9 | 29.9 | 34 | 30.5 | 29.7 | 24.3 | 26.8 | 28.6 | 26.5 | 29.6 | 27.1 | 27.1 | 28.4 | 27 | 29 | 31.1 | 34 | 27.8 | 30.2 | 21.9 | 31.6 | 25.6 | 27.9 | 27.6 | 24.8 | 31 | 27.6 | 28.8 | 18.5 | 28.9 | 23.3 | 30.1 | 27.4 | 24.6 | 27.5 | 29 | 0
5972 | 28.4 | 27.4 | 23.3 | 28.8 | 26.7 | 24 | 24 | 27 | 24.3 | 31.4 | 30.6 | 27.4 | 32.4 | 30.2 | 25.9 | 25 | 28.4 | 28.8 | 28.6 | 31 | 28.1 | 27.4 | 24.4 | 22.6 | 28.5 | 33 | 30 | 28 | 23.8 | 25.8 | 28.4 | 26.5 | 28.6 | 25.8 | 26.8 | 28.2 | 26.4 | 28 | 30.7 | 33.1 | 27.4 | 30 | 21 | 30.6 | 25 | 27.2 | 26.8 | 24.4 | 30.6 | 26.6 | 27.6 | 17.8 | 28.6 | 23.3 | 28 | 27 | 24.6 | 27.5 | 29 | 0
5973 | 28.1 | 26.6 | 22.5 | 28.8 | 26.7 | 22.3 | 23.6 | 26.2 | 24.6 | 30.1 | 30 | 27.3 | 31.8 | 29.6 | 23.7 | 24.5 | 28.1 | 28.5 | 28.4 | 30 | 27.6 | 27.4 | 24.1 | 22 | 28 | 32.5 | 29.5 | 27.3 | 23.5 | 25.1 | 28.4 | 26.5 | 27.5 | 25.3 | 26.7 | 28 | 26.2 | 27 | 30.1 | 32.5 | 26.8 | 29.8 | 20.5 | 29.8 | 24 | 26.8 | 26.3 | 24.3 | 30.3 | 26.1 | 27.1 | 17.4 | 28.6 | 23.2 | 27.6 | 26.9 | 24.6 | 27.5 | 28.6 | 0
5974 | 28 | 26.1 | 22.4 | 28.6 | 26.6 | 22 | 23.6 | 25.7 | 24.7 | 29 | 29.6 | 27.5 | 31.4 | 27 | 23.6 | 24.5 | 27.7 | 28.1 | 28.3 | 29 | 26.9 | 27.9 | 24 | 21.8 | 27.1 | 31.3 | 29 | 26.8 | 23.2 | 24.9 | 28.3 | 26.5 | 27.5 | 25.2 | 26.8 | 27.8 | 26.1 | 26.4 | 29.6 | 32.5 | 26.8 | 29.4 | 20.1 | 28.6 | 24 | 26.5 | 26 | 24.1 | 30 | 25.6 | 26.9 | 17.4 | 28.5 | 23 | 27.6 | 26.9 | 24.7 | 27.5 | 28.5 | 0
5975 | 28 | 25.6 | 22.4 | 27.6 | 26.4 | 21.6 | 23.4 | 25.2 | 24.9 | 28.5 | 28.6 | 27.8 | 31.4 | 27.1 | 23.5 | 24.1 | 27 | 27.8 | 28 | 28.6 | 26.3 | 27.6 | 23.8 | 22 | 25.5 | 30.7 | 28.2 | 27 | 23 | 25 | 28 | 26.5 | 27.5 | 25.4 | 26.9 | 27.2 | 26.2 | 25.7 | 29.6 | 31.5 | 26.4 | 28.8 | 20.4 | 27.5 | 24 | 26.2 | 25.6 | 24 | 29.5 | 25.1 | 27 | 17.6 | 28.4 | 23 | 27.6 | 26.8 | 24.8 | 27.5 | 28.2 | 0
5976 | 28.7 | 25.1 | 22.3 | 26.5 | 26.3 | 20.9 | 22.6 | 24.7 | 25.1 | 28 | 28 | 27.8 | 30.8 | 26.8 | 21.2 | 23.6 | 26.2 | 27.4 | 27.5 | 28.2 | 25.6 | 26.4 | 23.8 | 22.1 | 25.1 | 29.8 | 27.7 | 26.8 | 22.7 | 25.3 | 27.4 | 26.5 | 26.7 | 25.3 | 26.9 | 26.8 | 26 | 25 | 27.3 | 30.7 | 25.9 | 28.1 | 20.8 | 26.6 | 24.1 | 25.8 | 25 | 23.5 | 28.8 | 25 | 26.7 | 17.8 | 28 | 23 | 27.5 | 26.5 | 25 | 26.9 | 28.5 | 0
5977 | 28.4 | 25.1 | 22.2 | 25.2 | 26.1 | 20.9 | 22.2 | 24.3 | 25.2 | 27.5 | 27 | 27.7 | 30.1 | 26.1 | 21.2 | 23.6 | 25.4 | 27 | 26.7 | 28.2 | 25.1 | 26.4 | 23.5 | 22.2 | 25 | 29 | 27 | 26.7 | 22.7 | 25.5 | 26.5 | 26.1 | 26.5 | 25 | 26.2 | 26.8 | 25.6 | 24.9 | 27.3 | 30 | 25.9 | 27.6 | 21.6 | 25.7 | 24.1 | 25.4 | 24.5 | 23.1 | 27.6 | 24.4 | 26 | 17.8 | 27.6 | 23.2 | 27.3 | 26.1 | 25 | 26.9 | 28.5 | 0
5978 | 27.5 | 24.8 | 22 | 24.4 | 26 | 20.9 | 21.8 | 24.1 | 25.1 | 27.4 | 26.4 | 27.4 | 29 | 25.7 | 21.2 | 23.4 | 24.8 | 26.6 | 26 | 28.2 | 25 | 25.5 | 23.4 | 22 | 24.2 | 28.4 | 26.5 | 26 | 22.6 | 25.4 | 25.8 | 26 | 25.4 | 24.2 | 25.6 | 26.7 | 25 | 24.8 | 27.2 | 29.8 | 25.9 | 27.2 | 21.9 | 25.1 | 24.1 | 25 | 24.2 | 22.6 | 26.4 | 23.9 | 25 | 17.4 | 27.2 | 23.2 | 27.1 | 25.4 | 25 | 26.9 | 28.8 | 0
5979 | 27.1 | 24.6 | 21.6 | 23.9 | 25.9 | 20.9 | 21.4 | 23.7 | 25.1 | 27 | 25.6 | 27.2 | 28.4 | 25.2 | 20.9 | 23.4 | 24.4 | 26.2 | 25.6 | 28.6 | 24.7 | 25.3 | 23.1 | 21.9 | 24 | 28 | 26.2 | 25.6 | 22.7 | 24.9 | 25.5 | 26 | 25 | 23.5 | 25.1 | 26.7 | 24.5 | 24.3 | 26.9 | 29.4 | 25.6 | 27.1 | 22.2 | 24.6 | 23.5 | 24.8 | 24.3 | 22.4 | 25.3 | 23.4 | 24.1 | 16.9 | 27 | 23.3 | 27.1 | 24.8 | 25 | 26.9 | 28.5 | 0
5980 | 26.8 | 24.6 | 21.6 | 24 | 25.8 | 20.8 | 21.4 | 23.7 | 25.3 | 27 | 25.5 | 27 | 27.7 | 24.6 | 20.9 | 23.6 | 24.5 | 25.8 | 25.8 | 28.9 | 24.5 | 24.9 | 23 | 21.7 | 23 | 27.8 | 26 | 25 | 22.6 | 24.4 | 25.8 | 25.8 | 24.8 | 23.1 | 24.9 | 26.7 | 24.2 | 24.3 | 26.9 | 28.8 | 25.5 | 27.1 | 21.8 | 24.4 | 23.4 | 24.7 | 24.6 | 22.3 | 24.9 | 23.1 | 23.6 | 16.7 | 26.8 | 23.3 | 26.9 | 24.2 | 24.8 | 26.9 | 28.5 | 0
5981 | 26.8 | 24.2 | 21.4 | 24.4 | 25.8 | 20.4 | 21 | 23.7 | 25.4 | 26.5 | 24 | 27 | 28 | 24.2 | 20.9 | 23.7 | 25 | 25.4 | 27 | 29.8 | 24.4 | 24.7 | 22.4 | 21.6 | 23 | 27.5 | 26 | 24.6 | 22.8 | 24 | 26.2 | 25.6 | 23.8 | 23.4 | 25 | 26.7 | 25 | 24 | 26.9 | 28.5 | 25.4 | 27 | 18.1 | 24.4 | 23.4 | 25 | 25.4 | 23.4 | 26.8 | 22.5 | 24 | 17.2 | 27 | 23.4 | 26.6 | 25.4 | 24.7 | 27 | 25.8 | 0
5982 | 27 | 24.1 | 21.3 | 24.9 | 25.8 | 20.5 | 20.8 | 22.7 | 25.4 | 26.4 | 24.8 | 27.4 | 28 | 24.1 | 20.7 | 23.8 | 24.7 | 25 | 27.3 | 30.3 | 24.1 | 24.7 | 22.6 | 22 | 23 | 27.5 | 25.9 | 25.1 | 23.6 | 24.4 | 28 | 25.5 | 23.4 | 23.6 | 25 | 26.6 | 25.4 | 23.8 | 26.9 | 28 | 25.4 | 27.5 | 19.2 | 24.4 | 24 | 25.1 | 25.7 | 23.4 | 27.4 | 22.6 | 24.5 | 17.7 | 27 | 23.5 | 25.6 | 26 | 24.8 | 27 | 26.8 | 0
5983 | 27.1 | 24.5 | 21.3 | 25.1 | 25.8 | 20.4 | 20.6 | 22.3 | 25.6 | 26.4 | 25.8 | 27.8 | 28.6 | 24.1 | 20.7 | 24 | 24.7 | 25.1 | 27.7 | 31.1 | 24.1 | 24.5 | 22.9 | 22.5 | 23 | 27.2 | 25.9 | 26 | 24 | 25.7 | 29.2 | 26 | 23.4 | 24.6 | 25.3 | 26.6 | 26.1 | 23.9 | 26.8 | 28 | 25.3 | 28.5 | 20.4 | 24.1 | 24 | 25.7 | 26.2 | 24.2 | 28.3 | 22.5 | 26 | 19 | 27.4 | 23.6 | 25.5 | 26.5 | 24.9 | 27 | 27.6 | 0
5984 | 27.2 | 26.4 | 21.9 | 26.4 | 26.2 | 21.5 | 21.5 | 22.3 | 25.9 | 26.5 | 27.3 | 28.6 | 29.4 | 24 | 20.9 | 24.6 | 25 | 25.6 | 28.2 | 31.8 | 24.7 | 24.9 | 23.4 | 23.2 | 24.4 | 27.2 | 26.2 | 27.2 | 24.8 | 27 | 31.2 | 26.5 | 23.5 | 25.8 | 25.6 | 26.7 | 27 | 25.8 | 27.1 | 28.2 | 25.5 | 29.6 | 22.2 | 24.1 | 24 | 26.6 | 27 | 25 | 29.8 | 23.4 | 27.6 | 20 | 28 | 24.3 | 25.2 | 27.2 | 25 | 27 | 29.6 | 0
5985 | 27.4 | 27.5 | 24.6 | 27.5 | 28 | 23 | 23.4 | 23.5 | 26.3 | 28.7 | 28.3 | 29.5 | 30.9 | 24.2 | 22.7 | 25.4 | 25.6 | 26.2 | 28.7 | 33.1 | 26.9 | 25 | 23.8 | 24 | 26.3 | 25.7 | 27 | 28.7 | 24.9 | 28.6 | 31.7 | 29.4 | 24 | 27.5 | 26.6 | 26.8 | 28.1 | 28.2 | 28 | 29.5 | 27.4 | 30.6 | 23.6 | 26.7 | 25.1 | 27.8 | 27.9 | 26.3 | 31 | 25 | 29.7 | 21.2 | 28.9 | 26.6 | 25.1 | 27.4 | 27.1 | 27.9 | 30.9 | 0
5986 | 27.7 | 29.2 | 25.6 | 29.7 | 28.4 | 24.5 | 24.4 | 26.3 | 26.5 | 30.4 | 29.6 | 30.8 | 32.5 | 25.3 | 23.2 | 26.6 | 26.5 | 27 | 29.2 | 34.4 | 28.4 | 25.3 | 24.3 | 25 | 28.4 | 27.5 | 27.7 | 30.1 | 25.4 | 29.2 | 33.1 | 28.9 | 23.5 | 28.8 | 27 | 29.3 | 29.1 | 29.3 | 28.8 | 30.8 | 28.5 | 31.3 | 25.2 | 27.8 | 25.1 | 29 | 29.1 | 26.9 | 32.2 | 27 | 31.2 | 21.4 | 29.8 | 27.5 | 25.8 | 27.6 | 27.8 | 28.3 | 33 | 0
5987 | 28.2 | 31 | 26.7 | 31.6 | 29.2 | 26 | 24.8 | 27.8 | 27.1 | 32.3 | 30.5 | 32 | 34.4 | 26.3 | 24.1 | 27.6 | 27.6 | 27.9 | 29.4 | 36 | 28.7 | 26.6 | 24.6 | 26.2 | 29.8 | 29.4 | 29.5 | 31.6 | 25.8 | 29.2 | 33.4 | 30.2 | 24.1 | 30 | 28 | 29.8 | 30 | 30.4 | 30 | 31.9 | 29.3 | 31.8 | 26.2 | 29 | 25.5 | 30 | 30.2 | 27 | 33 | 28.5 | 32.4 | 21.4 | 30.6 | 28.5 | 28.3 | 27.4 | 28.2 | 28.7 | 34.2 | 0
5988 | 30 | 30.7 | 27.2 | 33.9 | 29.4 | 27.3 | 26.3 | 28.8 | 28 | 33.9 | 31.9 | 33.1 | 35.9 | 27.3 | 26.5 | 29.1 | 28.6 | 28.9 | 29.3 | 37 | 29.5 | 28.9 | 24.9 | 27.5 | 30.9 | 31.7 | 31.6 | 32.7 | 26.9 | 28.1 | 34.8 | 30.6 | 25.4 | 30.5 | 27.2 | 30.3 | 30.5 | 30.7 | 31.1 | 33 | 29.8 | 32.1 | 27.4 | 30 | 26.1 | 30.7 | 31.2 | 26 | 33.8 | 29.8 | 32.6 | 20.5 | 31.1 | 29.2 | 29.8 | 27.5 | 30 | 28.8 | 35.6 | 0
5989 | 31.5 | 31 | 28.8 | 34.4 | 30.9 | 27.5 | 27.4 | 28.8 | 28 | 34.7 | 32.7 | 33.6 | 37.3 | 28.2 | 27 | 29.5 | 29.5 | 29.3 | 29 | 37.9 | 29.7 | 29.1 | 25.2 | 28.6 | 31.8 | 32.5 | 32.7 | 33.6 | 27.6 | 27 | 34.6 | 30.6 | 27 | 31 | 26.4 | 30.4 | 30.6 | 31.3 | 31.6 | 33.1 | 30 | 32.4 | 27.9 | 31.2 | 26.4 | 30.9 | 31.7 | 25 | 34.1 | 31 | 32.9 | 20 | 31.3 | 30.1 | 30.3 | 27.6 | 30.4 | 28.7 | 35.1 | 0
5990 | 31.8 | 32.2 | 29 | 34 | 31.5 | 28.5 | 28.3 | 29 | 27.9 | 35.5 | 33.6 | 33.4 | 38 | 28.8 | 27.1 | 28.7 | 30 | 29.3 | 28.4 | 38 | 29.7 | 29.6 | 25.4 | 29.4 | 32.4 | 33.4 | 33.2 | 34 | 28.4 | 26 | 34.3 | 30.6 | 27.4 | 31 | 26.6 | 30.3 | 30.4 | 31.8 | 31.4 | 33.6 | 29.7 | 32.6 | 28.2 | 31.9 | 26.8 | 30.8 | 31.6 | 24 | 34.4 | 31.7 | 32.8 | 19.6 | 31.2 | 29.9 | 31.6 | 28 | 30.8 | 28.8 | 34 | 0
5991 | 31.7 | 33.4 | 29.3 | 31.4 | 31.9 | 29.4 | 27.8 | 30.8 | 27.9 | 36.5 | 33.4 | 32.4 | 38.4 | 29.2 | 27.6 | 26.6 | 30.1 | 29.2 | 27.8 | 38 | 30 | 30.1 | 25.4 | 29.5 | 32.9 | 34.6 | 33.2 | 34.1 | 28 | 26 | 31.8 | 30.9 | 28 | 31.3 | 27.1 | 30.3 | 29.9 | 32 | 31.5 | 33.7 | 29.5 | 32.7 | 27.4 | 33 | 27.1 | 30.4 | 30.9 | 24.1 | 34 | 32.2 | 33.1 | 20 | 31 | 29.6 | 31.5 | 28.2 | 31.4 | 28.6 | 31 | 0
5992 | 31.8 | 32.7 | 28.1 | 28.9 | 31.8 | 29 | 27.8 | 30.3 | 27.5 | 35.9 | 33.2 | 31 | 38.1 | 29.4 | 27.7 | 26.2 | 29.7 | 29.1 | 27.4 | 37.2 | 30 | 26.1 | 25.2 | 28.9 | 32.9 | 34.8 | 33.4 | 33.7 | 27.5 | 26.2 | 30.1 | 27.9 | 27.1 | 30.8 | 26.6 | 30 | 29.2 | 32.3 | 32.2 | 33.7 | 29 | 32.5 | 26.5 | 32.2 | 27.1 | 29.8 | 29.9 | 24.3 | 33.5 | 32.2 | 32.7 | 20.1 | 30.5 | 29.1 | 30.3 | 28.5 | 31.4 | 28.2 | 28.5 | 0
5993 | 31.7 | 32.7 | 27.7 | 26.4 | 31.4 | 28.7 | 25.8 | 29.8 | 26.7 | 35.9 | 32.3 | 29.6 | 37.6 | 28.8 | 27.7 | 27.3 | 29 | 29.1 | 27.2 | 36.4 | 29.3 | 24.5 | 24.8 | 27.6 | 32.8 | 34.4 | 32.9 | 33 | 26.2 | 26.8 | 28.1 | 27.2 | 25.4 | 30.2 | 26.1 | 29.4 | 28.4 | 31.9 | 32.8 | 33.7 | 28.6 | 32 | 25 | 31.7 | 27.1 | 29.2 | 28.6 | 25 | 32.6 | 32.2 | 32.2 | 20.2 | 30 | 28.6 | 30.3 | 28.4 | 31.4 | 27.9 | 26 | 0
5994 | 31.3 | 31.7 | 27.2 | 26 | 30.7 | 26.4 | 25.8 | 29.2 | 25.9 | 35.3 | 31.9 | 28.6 | 36.6 | 28.5 | 26.8 | 27.1 | 28 | 28.5 | 27.2 | 35 | 28.2 | 24.1 | 24.3 | 25.9 | 31.9 | 33.9 | 31.7 | 31.9 | 25.4 | 26.6 | 28.7 | 26.9 | 24.7 | 28.7 | 26 | 28.5 | 27.5 | 31.3 | 32 | 33.2 | 28.3 | 31.3 | 24.1 | 31 | 27.1 | 28.6 | 27.5 | 25 | 31.9 | 31.5 | 30.6 | 19.3 | 29.3 | 27.6 | 29.8 | 28.3 | 31.2 | 27.9 | 25.7 | 0
5995 | 30.6 | 28 | 26.2 | 26.1 | 30.1 | 25.3 | 25 | 28.3 | 25 | 33 | 31.2 | 28.1 | 35.5 | 28.2 | 26.7 | 25.8 | 27.1 | 28.2 | 27.3 | 34.1 | 26.7 | 24.1 | 23.7 | 24.2 | 30.4 | 33.3 | 30.7 | 30.8 | 24.4 | 26.3 | 29.2 | 26.8 | 24.5 | 27.3 | 25.6 | 28.3 | 26.8 | 29.6 | 31.3 | 31.4 | 27.5 | 30.5 | 23 | 29.7 | 27.1 | 28 | 26.6 | 24.9 | 30.8 | 29.9 | 29.2 | 18.4 | 28.7 | 26.7 | 29.3 | 27.8 | 30.8 | 27.7 | 25.8 | 0
5996 | 30.1 | 26.7 | 25.6 | 27.4 | 29.9 | 24.5 | 24.4 | 27.3 | 24.9 | 31.6 | 31 | 28 | 34.4 | 27.7 | 25.4 | 25.6 | 26.4 | 27.9 | 27.4 | 33 | 25.7 | 24.1 | 23.2 | 22.8 | 28.9 | 32 | 30 | 29.8 | 24 | 25.4 | 31 | 26.6 | 24.6 | 25.8 | 25.6 | 28.2 | 26.2 | 28.4 | 31.1 | 30.6 | 27.1 | 29.8 | 22.4 | 28.4 | 26.8 | 27.4 | 26 | 24.2 | 30 | 28.8 | 27.6 | 17.2 | 28.2 | 26.3 | 29.2 | 27.4 | 30.1 | 27.5 | 27 | 0
5997 | 29.7 | 26.2 | 24.9 | 27.6 | 29.5 | 23 | 23.8 | 26.8 | 25 | 30.5 | 30.3 | 28 | 33.5 | 27.1 | 23.6 | 25.1 | 26 | 27.6 | 27.4 | 32.5 | 25.2 | 24.1 | 22.9 | 21.9 | 28 | 31.2 | 29.3 | 29.2 | 23.3 | 25 | 30.9 | 26.7 | 24.9 | 25.3 | 25.1 | 27.9 | 25.9 | 27.9 | 30.3 | 29.2 | 26.6 | 29.4 | 21.5 | 27.6 | 25.5 | 26.9 | 25.7 | 24 | 29 | 28 | 27.1 | 17 | 28 | 26.1 | 28.3 | 26.7 | 29.6 | 27.5 | 27.2 | 0
5998 | 28.4 | 25.7 | 24.2 | 27.9 | 29.4 | 23 | 23.7 | 26.6 | 25.1 | 29.7 | 29.9 | 28.1 | 32.6 | 26.9 | 23.6 | 25 | 25.9 | 27.4 | 27.2 | 31.8 | 24.8 | 24.1 | 22.9 | 21.5 | 26.4 | 30.6 | 28.6 | 28.5 | 23.2 | 24.6 | 31 | 26.8 | 24.9 | 25.1 | 25 | 27.8 | 25.8 | 27.2 | 30.3 | 29.2 | 26.5 | 29.2 | 21.1 | 26.7 | 25.5 | 26.5 | 25.5 | 23.6 | 28.4 | 26.8 | 26.7 | 17.1 | 27.9 | 25.7 | 27.5 | 26.4 | 29.5 | 27.6 | 27.6 | 0
5999 | 27.7 | 25.2 | 23.7 | 27 | 29.1 | 22.9 | 23.3 | 26.3 | 25.1 | 29 | 29 | 28 | 31.8 | 26.8 | 23.2 | 24.8 | 26 | 27 | 27 | 31.2 | 24.9 | 24.1 | 23 | 21.4 | 26.4 | 30.4 | 28 | 28 | 22.8 | 24.8 | 29.4 | 26.7 | 24.5 | 25.4 | 25 | 27.7 | 25.8 | 26.9 | 30.1 | 29.3 | 26.3 | 29.2 | 20.4 | 26.3 | 25.5 | 26.2 | 25.4 | 23.8 | 28 | 26.3 | 27 | 17.8 | 28 | 25.2 | 27.2 | 26 | 29 | 27.7 | 27 | 0
6000 | 27.1 | 24.5 | 23 | 26.7 | 28.9 | 21.6 | 22.8 | 25.7 | 25.2 | 28 | 28.4 | 27.8 | 30.8 | 26.8 | 21.6 | 24.5 | 26.1 | 26.6 | 26.8 | 30.1 | 24.7 | 24 | 23.1 | 21.5 | 26.4 | 29 | 27 | 27.2 | 23 | 24.7 | 28.9 | 26.4 | 24.5 | 25.3 | 24.6 | 26.8 | 25.7 | 26.2 | 29.3 | 28.7 | 26 | 29.1 | 20.2 | 25.6 | 24.1 | 26.1 | 25.3 | 23.7 | 28.1 | 25.5 | 26.7 | 17.9 | 27.9 | 25.1 | 26.8 | 26 | 29.2 | 26.8 | 27.2 | 0
6001 | 26.7 | 24.1 | 22.6 | 25.9 | 28.9 | 21.6 | 22.4 | 25.7 | 25.1 | 27.7 | 27.3 | 27.4 | 29.9 | 25.8 | 21.6 | 24.5 | 26.1 | 26.4 | 26.6 | 29.3 | 24.7 | 23.9 | 23.1 | 21.6 | 25.8 | 28.6 | 26.8 | 26.4 | 22.8 | 24.8 | 27.4 | 26.4 | 24.5 | 25.1 | 24.6 | 26.9 | 25.5 | 26.1 | 29.2 | 28.2 | 25.7 | 28.8 | 19.6 | 25 | 24.1 | 26 | 25.2 | 23.9 | 28 | 25 | 26.3 | 18 | 27.9 | 25 | 26.3 | 25.9 | 28.8 | 26.8 | 26.8 | 0
6002 | 26.1 | 23.7 | 22.2 | 25.8 | 28.9 | 21.3 | 22.3 | 24.9 | 25.1 | 27.4 | 26.4 | 27.2 | 29 | 25.8 | 21.6 | 24.5 | 26 | 26.4 | 26.6 | 28.6 | 24.7 | 23.8 | 23 | 21.6 | 25.4 | 27.7 | 26.5 | 25.4 | 23 | 24.4 | 27.2 | 26 | 25 | 24.4 | 24.3 | 26.8 | 25.2 | 26 | 29.1 | 28.2 | 25.6 | 28.2 | 19.2 | 24.7 | 24.1 | 25.8 | 25.2 | 23.6 | 28 | 24.5 | 25.2 | 17.4 | 27.6 | 24.9 | 26.3 | 25.8 | 28.6 | 26.8 | 27 | 0
6003 | 26.7 | 23.7 | 21.7 | 25 | 28.7 | 21.3 | 21.9 | 24.6 | 25.2 | 27 | 25 | 26.9 | 28.5 | 25.8 | 21.1 | 24.6 | 25.7 | 26.4 | 26.7 | 28.7 | 24.4 | 23.7 | 22.7 | 21.5 | 25.4 | 27.5 | 26.6 | 24.8 | 22.6 | 24.2 | 26 | 25.1 | 24.6 | 23.9 | 24.1 | 26.8 | 25 | 26 | 29.1 | 28.2 | 25 | 27.5 | 18.4 | 24.2 | 24.1 | 25.5 | 25.2 | 23.7 | 27.4 | 23.7 | 24.5 | 17.1 | 27.4 | 25 | 26.2 | 25.5 | 28.6 | 26.8 | 26.2 | 0
6004 | 25.3 | 23.7 | 21.6 | 25 | 28.6 | 21.3 | 21.6 | 24.6 | 25.2 | 26.8 | 24.4 | 26.9 | 28 | 25.8 | 21.1 | 24.6 | 25.4 | 26.3 | 26.8 | 29 | 24.4 | 23.6 | 22.5 | 21.5 | 25.5 | 27.4 | 26.4 | 24.4 | 22.8 | 23.8 | 26.3 | 24.8 | 24.6 | 23.3 | 24.1 | 26.6 | 24.9 | 25.7 | 28.8 | 28.2 | 25 | 27 | 18.1 | 24.2 | 24.1 | 25.2 | 25.2 | 23.3 | 27.1 | 23.3 | 23.8 | 16.8 | 27.1 | 25 | 25.9 | 25.4 | 28.3 | 26.8 | 26.2 | 0
6005 | 25.2 | 22.9 | 21.5 | 24.2 | 28.4 | 21.4 | 21.4 | 24.3 | 25 | 26.5 | 24 | 26.8 | 28.4 | 25.8 | 21.1 | 24.6 | 26.2 | 26.2 | 26.4 | 25.6 | 24.1 | 23.6 | 22 | 21.1 | 25.4 | 27.4 | 26 | 25 | 22.4 | 24.8 | 26.8 | 24.6 | 24.5 | 24 | 24 | 26.6 | 25 | 25.3 | 28.4 | 28.2 | 25 | 27.4 | 17.6 | 24.1 | 24.1 | 25.2 | 25.2 | 23 | 25.4 | 23 | 22.8 | 17 | 27 | 25 | 25.8 | 25.2 | 28.1 | 26.8 | 25 | 0
6006 | 25.2 | 23.2 | 21.4 | 24.3 | 28.2 | 21.4 | 20.8 | 24.3 | 25 | 26.6 | 24.9 | 27.1 | 28 | 25.7 | 20.2 | 24.6 | 28 | 26.1 | 26 | 26.5 | 24.2 | 23.1 | 22.4 | 21.4 | 25.4 | 26.9 | 25.5 | 25.5 | 22.8 | 24.4 | 28.1 | 24.4 | 24.4 | 24.9 | 23.7 | 26.6 | 25.7 | 25.3 | 28.1 | 28.3 | 24.8 | 27.9 | 18.7 | 24 | 24.1 | 25.9 | 25.4 | 23.9 | 26.3 | 22.5 | 23.5 | 18.8 | 26.9 | 25 | 25.3 | 25.7 | 28.1 | 26.8 | 26 | 0
6007 | 25.2 | 23.2 | 21.2 | 24.6 | 28.4 | 21.3 | 20.8 | 24.1 | 24.9 | 26.6 | 25.6 | 26.9 | 27.8 | 25.7 | 20.3 | 24.6 | 29.4 | 26.3 | 25.9 | 28.5 | 24.2 | 23.8 | 23.7 | 22.3 | 25.4 | 26.9 | 25.5 | 26.4 | 24.5 | 24.9 | 29.4 | 24.2 | 24.3 | 25.8 | 23.7 | 26.6 | 25.8 | 25.3 | 28 | 27.8 | 24.8 | 29 | 20.8 | 23.8 | 24.1 | 26.8 | 25.9 | 24.4 | 27.6 | 22.5 | 25.1 | 20 | 27.4 | 25.1 | 25.3 | 26.3 | 28.1 | 26.8 | 27.9 | 0
6008 | 25.7 | 25.2 | 22.1 | 25.4 | 28.7 | 22 | 21 | 23.8 | 25.1 | 27 | 26.8 | 27.2 | 28.4 | 26.6 | 20.5 | 24.7 | 31 | 26.6 | 26 | 31.6 | 24.6 | 23.9 | 25.4 | 23.2 | 25.9 | 26.9 | 26.2 | 27.8 | 26 | 25.6 | 31 | 24.4 | 24.5 | 26.8 | 23.7 | 27.3 | 26.2 | 25.7 | 28 | 27.9 | 25 | 30.4 | 22.8 | 24.4 | 24.1 | 28 | 26.6 | 25 | 28.8 | 23.5 | 27 | 21.2 | 28 | 25.1 | 26.8 | 26.8 | 28.6 | 26.8 | 30 | 0
6009 | 26.7 | 26.8 | 24.1 | 26.6 | 30.2 | 23.7 | 23.2 | 24.3 | 26.2 | 27.9 | 27.4 | 26.8 | 29.5 | 27.1 | 22.2 | 24.9 | 31.4 | 27 | 26.9 | 33.8 | 26 | 26.1 | 27.4 | 24.5 | 27 | 26.1 | 27.5 | 29.2 | 28.2 | 27.4 | 32 | 25.6 | 25.5 | 27.5 | 24 | 28.8 | 25.6 | 26.6 | 28.8 | 28.3 | 26.2 | 31.8 | 24.8 | 26.7 | 24 | 29 | 27.7 | 24.7 | 29.8 | 25.3 | 29 | 20.7 | 29.1 | 26.6 | 28.1 | 27.4 | 29.6 | 27.3 | 32.1 | 0
6010 | 27.2 | 28.6 | 25.9 | 28.4 | 31 | 24.8 | 25 | 24.3 | 27.2 | 29.3 | 28.6 | 27.2 | 31.4 | 27.8 | 22.4 | 24.5 | 32.1 | 27.5 | 27.8 | 35.5 | 26.9 | 26.2 | 28.9 | 25.5 | 27.3 | 27.3 | 29 | 30.7 | 29 | 28.8 | 33 | 26.4 | 26.1 | 28.1 | 24 | 29.5 | 25.6 | 28 | 29.3 | 28.5 | 27.1 | 32.8 | 25.9 | 27.8 | 24.5 | 29.7 | 28.8 | 24.6 | 30.4 | 27 | 30.7 | 20.2 | 29.9 | 28.6 | 30.1 | 27.8 | 30.9 | 27.4 | 33.4 | 0
6011 | 27.7 | 30.6 | 26.9 | 30.4 | 32.3 | 26.5 | 26.5 | 24.3 | 28.7 | 31.1 | 29.6 | 27.6 | 33.4 | 28.8 | 23.9 | 24.4 | 32.2 | 28 | 29 | 36 | 27.3 | 26.3 | 29.8 | 26.6 | 28 | 29.5 | 30.5 | 32 | 29.2 | 30 | 33.6 | 27.5 | 27 | 28.8 | 24 | 30.4 | 25.4 | 29.5 | 29.8 | 28.9 | 29.1 | 33.4 | 26.6 | 28.8 | 25.4 | 30 | 30 | 24 | 30.8 | 28.8 | 32 | 19.2 | 30.5 | 29.6 | 31.1 | 28.2 | 32 | 27.5 | 34 | 0
6012 | 29 | 31 | 27.9 | 32.4 | 33.4 | 28 | 28 | 25.8 | 29.3 | 32.9 | 31.6 | 29.1 | 35.7 | 29.5 | 25.9 | 24.5 | 33.1 | 28.4 | 29.5 | 36.6 | 28.6 | 23 | 29.6 | 27.1 | 28.9 | 31.4 | 31.8 | 33.3 | 27.7 | 29.6 | 34.5 | 28 | 27.7 | 29.8 | 24 | 31.2 | 26.6 | 30 | 31 | 31.2 | 30.1 | 33.6 | 26.7 | 30 | 26.2 | 30 | 31 | 24.2 | 31.2 | 29.8 | 32.9 | 19.6 | 30.4 | 30.6 | 32.6 | 28.4 | 33 | 29 | 33.7 | 0
6013 | 30.5 | 32 | 27.9 | 33.8 | 34 | 28.6 | 28.6 | 26.1 | 28.4 | 33.8 | 33 | 30.1 | 37.3 | 29.7 | 26.4 | 25 | 33.4 | 28.6 | 29.9 | 36.8 | 29 | 22.4 | 28.7 | 27.7 | 28.9 | 32.6 | 32.5 | 34.3 | 26.6 | 28.7 | 34.8 | 27.4 | 28 | 30.9 | 24.4 | 30.7 | 27.6 | 31.1 | 31.9 | 31 | 30.1 | 33.6 | 27.1 | 31.4 | 25.5 | 29.7 | 31.8 | 24.2 | 31.7 | 30.3 | 33.6 | 20.1 | 30.1 | 31.4 | 33.6 | 28.6 | 33.8 | 29.4 | 33.1 | 0
6014 | 30.7 | 32.9 | 29.9 | 34.4 | 34.5 | 29.5 | 28.7 | 27 | 28.8 | 34 | 34.4 | 31.3 | 38.4 | 30.3 | 27 | 26.4 | 33.8 | 28.7 | 29.6 | 37.6 | 30 | 22.3 | 27.4 | 27.8 | 28.8 | 33.6 | 33.5 | 35 | 25.4 | 27 | 35 | 26.5 | 28.1 | 32 | 26.5 | 30.3 | 29 | 31.8 | 32.3 | 26 | 30.1 | 33.6 | 27.4 | 32.6 | 24.8 | 29.2 | 32.2 | 24.6 | 32.3 | 31.3 | 34 | 21.4 | 29.4 | 31.4 | 33.1 | 28.6 | 34.2 | 29.8 | 32.4 | 0
6015 | 30.8 | 32.4 | 29.8 | 33.9 | 34.3 | 30 | 29.5 | 26.4 | 26.7 | 34.4 | 34.4 | 31.1 | 38.5 | 30.8 | 28.9 | 27 | 32.9 | 28.6 | 29.5 | 37.7 | 30.5 | 22 | 26.4 | 28 | 28.9 | 34.5 | 34 | 35.1 | 25.9 | 26.2 | 34.2 | 26.4 | 28.5 | 32.5 | 27.1 | 29.8 | 29 | 27 | 33 | 25.7 | 30.1 | 33.7 | 28 | 33.8 | 25.8 | 28.5 | 32.2 | 24.4 | 32.8 | 31.5 | 34.1 | 21.6 | 29 | 30.4 | 29.3 | 28.6 | 34.3 | 29.9 | 32.1 | 0
6016 | 30.7 | 32.2 | 29.5 | 32.7 | 34.1 | 29.8 | 28.4 | 26.9 | 27 | 33.9 | 34.2 | 30.5 | 38.1 | 30.8 | 28.9 | 26.9 | 32 | 28.3 | 29.2 | 37.8 | 30.6 | 22.1 | 25.5 | 27.6 | 29 | 34.4 | 34 | 34.6 | 26.2 | 25.6 | 33.3 | 26.3 | 28.6 | 32.2 | 27 | 29.4 | 28.9 | 28.5 | 32.9 | 25.5 | 30 | 33.5 | 28 | 34.2 | 25.7 | 27.9 | 31.5 | 24.3 | 32.9 | 32 | 33.6 | 21.7 | 28.4 | 30.2 | 27.7 | 28.4 | 33.8 | 29.8 | 31.6 | 0
6017 | 30.6 | 31.2 | 29.1 | 31 | 33.5 | 29.4 | 28.7 | 27.5 | 25.2 | 33.4 | 33.2 | 29.1 | 37.2 | 30.6 | 28.9 | 26.4 | 30.4 | 27.8 | 29.2 | 36.6 | 30.4 | 22.1 | 25.1 | 27 | 29 | 34.4 | 33.5 | 33.4 | 27 | 26 | 32 | 26.1 | 28.6 | 31 | 26.5 | 28.6 | 27.6 | 28.3 | 32.4 | 25.4 | 29.1 | 33 | 27.5 | 33.3 | 25.5 | 27.2 | 30.4 | 23.8 | 32.4 | 31.9 | 32.6 | 20.6 | 28 | 29.2 | 27 | 28 | 33.3 | 29.7 | 31.2 | 0
6018 | 30.5 | 28.9 | 28 | 29.6 | 33 | 27.6 | 27.4 | 25.3 | 24.7 | 31.7 | 32.9 | 28.2 | 36.3 | 29.5 | 28.5 | 26 | 29.8 | 27.4 | 28.9 | 35.2 | 30.1 | 22.2 | 24.7 | 25.6 | 28.6 | 33.2 | 32.5 | 32 | 26.3 | 26.1 | 31.3 | 25.1 | 28.1 | 29.3 | 25.4 | 28.2 | 26.9 | 27.8 | 32.3 | 24.7 | 28.7 | 32 | 26 | 31.9 | 25.2 | 26.8 | 28.8 | 23.8 | 31.4 | 31.5 | 31 | 20 | 27.4 | 27.9 | 27.1 | 27.4 | 32.4 | 29.3 | 30.3 | 0
6019 | 29.7 | 27.1 | 26.4 | 28.5 | 32.5 | 26.2 | 26.4 | 24.7 | 24.7 | 29.9 | 32.2 | 27.1 | 35.1 | 28.4 | 28.3 | 25.6 | 29.1 | 27.2 | 28.8 | 33 | 29.6 | 22.3 | 24.5 | 24.2 | 28 | 32.1 | 31.2 | 30.3 | 25.6 | 26.4 | 30.7 | 24.6 | 27.1 | 27.4 | 25 | 27.9 | 25.5 | 27.4 | 31.8 | 24.7 | 28.1 | 30.8 | 24.4 | 29.7 | 25.1 | 26.4 | 27.3 | 23.6 | 30.3 | 30.3 | 29.2 | 18.7 | 26.9 | 27.1 | 28.1 | 26.9 | 31.6 | 28.5 | 29.5 | 0
6020 | 29.2 | 26.3 | 25.5 | 28 | 32 | 25.5 | 25.8 | 24.6 | 25 | 28.4 | 32 | 26.8 | 34 | 27.6 | 27 | 25.5 | 29.2 | 27.1 | 28.4 | 31.4 | 29.3 | 22.3 | 24.2 | 22.8 | 26.9 | 30.9 | 30.3 | 29 | 24 | 26 | 30.6 | 24.5 | 26.6 | 26 | 24.3 | 27.8 | 25 | 26.4 | 31.3 | 24.5 | 27.5 | 29.6 | 22.7 | 28.4 | 25 | 26.2 | 26 | 23.8 | 29.4 | 28.8 | 27.6 | 18.4 | 26.4 | 26.6 | 28.2 | 26.4 | 30.9 | 27.7 | 28.6 | 0
6021 | 28.7 | 25.4 | 25.5 | 27.8 | 31.6 | 24.1 | 25.4 | 24.6 | 25 | 27.4 | 31 | 26.2 | 32.6 | 27.2 | 24.1 | 25.1 | 28.7 | 26.9 | 28.2 | 30.1 | 28.4 | 22.3 | 24.1 | 22.1 | 26.6 | 30.1 | 29.5 | 28 | 23.6 | 25.7 | 30.2 | 24.6 | 26.1 | 25.1 | 23.5 | 27.6 | 23.9 | 26.2 | 30.9 | 24.5 | 26.6 | 28.8 | 21.9 | 27.6 | 24.2 | 25.9 | 25.3 | 23.5 | 29 | 28.8 | 26.6 | 17.7 | 26.4 | 26.4 | 27.7 | 26.3 | 30.4 | 27.5 | 28.2 | 0
6022 | 28.6 | 25 | 24.6 | 27.7 | 31.4 | 23.7 | 24.7 | 24.6 | 25.1 | 26.9 | 30.4 | 26.3 | 31.5 | 27.1 | 24.1 | 25.2 | 28.6 | 26.9 | 27.6 | 30.3 | 27.9 | 22.3 | 23.9 | 21.6 | 26.5 | 29.1 | 28 | 27.5 | 23.1 | 24.8 | 30.1 | 24.6 | 26 | 24.8 | 23.5 | 27.6 | 23.9 | 26 | 30.3 | 24.5 | 26.6 | 28.5 | 21.5 | 27.4 | 24.2 | 25.9 | 24.9 | 23.7 | 28.7 | 28.3 | 26.1 | 17.8 | 26.5 | 26.1 | 28.1 | 26.1 | 29.9 | 27.7 | 28 | 0
6023 | 28 | 24.6 | 24.2 | 27.4 | 31 | 23.4 | 24.2 | 24.5 | 25.1 | 26.5 | 29 | 26.2 | 30.6 | 27.1 | 24 | 25.1 | 27.8 | 26.8 | 27.2 | 31 | 27.5 | 22.3 | 23.8 | 21.6 | 26.2 | 28.8 | 28 | 27.2 | 23.6 | 24.4 | 29.4 | 24.5 | 25.5 | 24.8 | 23.4 | 27.6 | 23.6 | 25.6 | 29.5 | 24.5 | 26.2 | 28.6 | 21.6 | 27 | 24.3 | 25.8 | 25 | 23.4 | 28.6 | 27.5 | 26 | 17.6 | 26.9 | 25.9 | 27.9 | 26 | 29.9 | 27.8 | 28 | 0
6024 | 27.6 | 24 | 23.4 | 27 | 30.6 | 21.4 | 23.6 | 24.3 | 25.7 | 26.6 | 28.2 | 26.9 | 30.3 | 27 | 22.1 | 25 | 27.4 | 26.7 | 26.6 | 32.3 | 26.6 | 22.6 | 23.5 | 21.4 | 26 | 27.2 | 27.5 | 27.1 | 23.3 | 23.8 | 29 | 24.4 | 24.6 | 24.8 | 23.1 | 26.7 | 24.4 | 25.3 | 29 | 24.6 | 25.6 | 28.7 | 21.1 | 25.9 | 24.5 | 25.9 | 25.1 | 23.6 | 28.1 | 26.6 | 25.9 | 18 | 27.1 | 25.6 | 27.6 | 25.6 | 29.8 | 27.1 | 27.6 | 0
6025 | 27.2 | 23.9 | 22.8 | 26.3 | 30.5 | 21.4 | 22.9 | 24.2 | 25.7 | 26.6 | 26.8 | 27.1 | 30.2 | 26.6 | 22.1 | 24.9 | 26.4 | 26.5 | 26.4 | 32.3 | 26.1 | 22.6 | 23.3 | 21.4 | 25.9 | 27.1 | 27.7 | 26.9 | 23.4 | 23.9 | 28 | 24.1 | 23.6 | 24.6 | 23 | 26.8 | 24.7 | 25.3 | 28.6 | 24.7 | 25.6 | 28.8 | 20.4 | 25.8 | 24.5 | 25.7 | 25.2 | 23.4 | 27.3 | 25.8 | 25.4 | 17.6 | 27.5 | 25.4 | 27.1 | 25.2 | 29.5 | 27 | 27 | 0
6026 | 27 | 24 | 22.5 | 25.6 | 30 | 21.2 | 22.2 | 24 | 25.7 | 26.6 | 26 | 27.6 | 30.2 | 26.7 | 22.1 | 24.5 | 26 | 26.4 | 26.2 | 31.4 | 25.9 | 22.5 | 22.8 | 21 | 26 | 27 | 27 | 26.4 | 22.6 | 24 | 27.4 | 23.7 | 22.6 | 24.2 | 23.1 | 26.9 | 25.4 | 25.1 | 28.4 | 24.7 | 25.7 | 28.4 | 19 | 25.4 | 24.6 | 25.6 | 25.2 | 23.4 | 26.2 | 25.3 | 24.6 | 17.4 | 27.4 | 25.1 | 27.1 | 24.8 | 29.4 | 26.8 | 26 | 0
6027 | 26.8 | 23.9 | 22.4 | 24.9 | 29.7 | 21.1 | 21.6 | 24 | 25.7 | 26.6 | 24.7 | 27.2 | 29.8 | 26.6 | 21.7 | 24.5 | 25.2 | 26.3 | 26.4 | 29 | 25.8 | 22.4 | 22.4 | 20.9 | 25.9 | 26.6 | 27 | 25.7 | 22.5 | 24.6 | 26.5 | 23.6 | 22 | 23.7 | 23.1 | 27 | 25.1 | 25 | 27.9 | 25 | 25.7 | 27.9 | 17.9 | 25 | 24.6 | 25.2 | 25.2 | 22.9 | 25.4 | 25 | 23.6 | 16.5 | 27.4 | 25.1 | 27.1 | 24.7 | 28.8 | 26.8 | 25.2 | 0
6028 | 26.6 | 23.9 | 22 | 24.5 | 29.5 | 21.1 | 21.2 | 24 | 25.7 | 26.5 | 24.3 | 27.2 | 29.3 | 26.6 | 21.7 | 24.4 | 25.6 | 26.1 | 26.4 | 27 | 25.6 | 22.5 | 22 | 20.8 | 25.6 | 26.2 | 26.9 | 25.2 | 21.9 | 24.6 | 26.5 | 23.6 | 22 | 23.7 | 23.2 | 26.9 | 25.3 | 24.8 | 28 | 25 | 25.7 | 27.4 | 17.2 | 25 | 24.6 | 25.1 | 25.1 | 23 | 25 | 24.7 | 22.9 | 16.6 | 27.1 | 25 | 26.8 | 24.8 | 28.8 | 26.6 | 24.6 | 0
6029 | 26.5 | 24.4 | 21.9 | 24 | 29.5 | 21.1 | 20.7 | 24 | 25.8 | 26.3 | 24.2 | 25.4 | 28 | 26.6 | 21.7 | 24.4 | 26 | 26 | 26.2 | 29.8 | 25.6 | 22.3 | 22.8 | 21.6 | 25.5 | 26 | 25.8 | 24.8 | 22.8 | 23.4 | 27.8 | 23.6 | 22.1 | 23.2 | 23.3 | 26.8 | 23.6 | 24.5 | 28.1 | 25 | 25.7 | 27.4 | 20.4 | 24.9 | 24.6 | 24 | 25 | 23.2 | 26.6 | 24 | 23 | 17 | 27.9 | 24.9 | 26.8 | 23.8 | 28.9 | 26.6 | 26.4 | 0
6030 | 26.2 | 23.9 | 21.9 | 23.7 | 29 | 21 | 20.6 | 24 | 25.8 | 26.4 | 25 | 25.9 | 27.6 | 26.2 | 21.4 | 24.5 | 27.6 | 25.9 | 27.4 | 29.2 | 25.6 | 22.4 | 23 | 21.6 | 25.5 | 25.8 | 25.3 | 25.3 | 23.6 | 23.9 | 28.7 | 23.7 | 22.1 | 24.2 | 23.4 | 26.5 | 23.3 | 24.4 | 28 | 25 | 25.6 | 27.9 | 21.5 | 24.9 | 24.5 | 24.3 | 25.5 | 23.7 | 26.4 | 23.8 | 23.9 | 18.5 | 27.8 | 24.9 | 26.6 | 24.2 | 28.7 | 26.6 | 26.8 | 0
6031 | 26 | 22.9 | 22 | 24.3 | 29 | 21.1 | 20.6 | 24 | 24.5 | 26.4 | 25.9 | 26.8 | 27.9 | 26.5 | 21.4 | 24.5 | 29.2 | 26.1 | 28.3 | 30 | 25.6 | 22.4 | 24 | 22.3 | 25.5 | 25.8 | 25.5 | 26 | 24.4 | 24.6 | 29.8 | 24.1 | 22.1 | 25.6 | 23.5 | 26.6 | 23.5 | 24.5 | 28 | 25 | 25.6 | 28.4 | 23 | 24.5 | 24.4 | 25 | 26.5 | 24.4 | 27.5 | 23.8 | 25.5 | 19.7 | 28.1 | 24.9 | 26.8 | 24.8 | 28.7 | 26.9 | 27.8 | 0
6032 | 26.4 | 22.4 | 22.9 | 25 | 30 | 21.4 | 22.2 | 23.9 | 24.7 | 26.8 | 27.3 | 27.8 | 28.6 | 27.1 | 21.5 | 24.9 | 31.4 | 26.4 | 29.8 | 30.6 | 26 | 22.8 | 25.6 | 23 | 26.5 | 25.8 | 26 | 27.2 | 25.6 | 25.8 | 31.2 | 24.7 | 22.6 | 27 | 23.5 | 26.8 | 24.6 | 26 | 28.8 | 25 | 25.7 | 29.6 | 24.6 | 24.8 | 24.1 | 26 | 27.4 | 25.4 | 28.8 | 24.8 | 27.4 | 21 | 28.4 | 25.8 | 28.1 | 25.4 | 29.8 | 27.1 | 29.6 | 0
6033 | 28.2 | 22.3 | 24.8 | 26.9 | 32.3 | 22.5 | 25.4 | 24.9 | 24.6 | 29.1 | 28.2 | 28.9 | 30.1 | 28.8 | 23.5 | 25 | 32.5 | 27.1 | 30.3 | 32.4 | 27.7 | 25.1 | 27.4 | 24.4 | 28.1 | 27 | 27.2 | 28.4 | 26.5 | 27.2 | 32.4 | 28.8 | 23.7 | 28.1 | 24.4 | 27.4 | 26.2 | 27.8 | 30.5 | 25.7 | 27.2 | 30.6 | 25.8 | 26.8 | 24.1 | 27 | 28.7 | 26.2 | 30.7 | 25.8 | 29.2 | 21.1 | 29.1 | 27.8 | 29.3 | 25.6 | 31.7 | 28 | 31.4 | 0
6034 | 29.4 | 22.8 | 26.5 | 28.8 | 32.7 | 24.4 | 26.7 | 24.8 | 25.1 | 30.2 | 29.4 | 29.7 | 31.8 | 29.4 | 24.1 | 25.6 | 33.6 | 28.1 | 31.1 | 33.5 | 29.5 | 25.6 | 28.6 | 25.5 | 29.6 | 28.4 | 28.6 | 29.8 | 27.6 | 28.9 | 33.5 | 27.7 | 23.8 | 29.1 | 25.2 | 27.4 | 28 | 29.6 | 31 | 27.2 | 27.6 | 32 | 26.7 | 28.3 | 24.1 | 28.1 | 29.8 | 26.9 | 31.4 | 27.8 | 30.7 | 21.2 | 29.4 | 29 | 30.3 | 25.7 | 32.2 | 28.3 | 33.1 | 0
6035 | 30 | 25 | 28 | 31 | 32.8 | 26.3 | 27.5 | 24.7 | 25.3 | 31.5 | 30.4 | 30.2 | 33.6 | 30.1 | 25 | 25.6 | 33.6 | 29.3 | 31.2 | 35 | 29.8 | 26.6 | 29 | 26.6 | 29.2 | 30 | 29.6 | 31 | 28.4 | 30.4 | 34.2 | 27.7 | 23.7 | 29.8 | 25.8 | 28.8 | 29.4 | 30.3 | 32.2 | 28.2 | 28.8 | 32.8 | 27.3 | 29.2 | 24.9 | 29 | 31 | 27.2 | 31.4 | 29.4 | 31.8 | 20.8 | 29.5 | 29.6 | 32.3 | 25.6 | 33 | 28.6 | 34 | 0
6036 | 30.4 | 26.2 | 28.8 | 32.3 | 33.9 | 26.8 | 28.7 | 24.4 | 25.3 | 31.5 | 32 | 30.1 | 34.9 | 31.9 | 26.9 | 24.8 | 34 | 30.4 | 32 | 35.4 | 31.3 | 28.2 | 28.4 | 26.9 | 31.2 | 31.4 | 30.9 | 32.3 | 29.3 | 31.6 | 34.7 | 29.6 | 23.7 | 30.6 | 27.3 | 29.8 | 30.1 | 31.2 | 33.5 | 29.8 | 30.5 | 33.6 | 28.1 | 31.3 | 25.9 | 29.8 | 31.7 | 27.5 | 29.8 | 30.6 | 32.5 | 21.2 | 28.7 | 29.3 | 33.1 | 25.8 | 33.7 | 28.7 | 34.2 | 0
6037 | 30.4 | 27.4 | 29.6 | 33.3 | 34.4 | 27.8 | 29.6 | 24.4 | 25.6 | 31.5 | 33.1 | 29.8 | 35.9 | 32.4 | 27.3 | 25.4 | 33.7 | 31.2 | 32 | 36.7 | 32.5 | 28.1 | 27.2 | 27.5 | 31.1 | 32.4 | 30.7 | 33.1 | 29.6 | 32.1 | 34.8 | 31.2 | 24.2 | 31.3 | 29.3 | 27.8 | 30 | 31.7 | 33.7 | 31.2 | 30.5 | 33.2 | 28.8 | 31.3 | 25.5 | 30.3 | 32.4 | 27.5 | 28.5 | 31.6 | 33.1 | 21.5 | 27.7 | 29.2 | 33.9 | 26.1 | 34 | 28.6 | 33.7 | 0
6038 | 30.7 | 27.3 | 30 | 33.4 | 34.3 | 27.5 | 29.5 | 24.6 | 26.1 | 31.7 | 34.2 | 29.2 | 36.4 | 32.4 | 27.4 | 25.6 | 33.8 | 31.8 | 32.2 | 37.4 | 33.1 | 28.1 | 26 | 27.6 | 31.6 | 33 | 32 | 33.6 | 29.6 | 32 | 34.6 | 29 | 24.2 | 32 | 29.4 | 27.8 | 29.4 | 31.8 | 34.4 | 31.2 | 30.4 | 32.4 | 29.6 | 31.3 | 25.2 | 30.6 | 32.6 | 27.4 | 27.4 | 32 | 33.4 | 22.2 | 26.4 | 29.9 | 34.6 | 26.6 | 34.3 | 28.4 | 32.8 | 0
6039 | 30.7 | 26 | 29.6 | 33.6 | 34.8 | 28.3 | 30.1 | 24.7 | 26.1 | 31.7 | 34.1 | 28.6 | 36.8 | 33 | 28.9 | 26 | 33.1 | 32.2 | 31.1 | 38.8 | 33.5 | 28 | 25.2 | 28.1 | 31.6 | 33.4 | 32 | 33.2 | 28.8 | 31.1 | 33.9 | 28.7 | 23.6 | 32.2 | 29.3 | 27.3 | 28.6 | 32.8 | 35 | 31.6 | 30.4 | 30.5 | 29.9 | 31.8 | 24.9 | 30.6 | 32.7 | 27 | 28 | 32.8 | 33.5 | 21.9 | 25.7 | 29.5 | 34.6 | 26.9 | 34.3 | 30.1 | 31.7 | 0
6040 | 30.5 | 25.2 | 29.4 | 32.9 | 34.3 | 28.3 | 29.1 | 25.4 | 26.1 | 31.3 | 33.7 | 28 | 36.8 | 33.5 | 29.3 | 26.2 | 32.9 | 32.4 | 30.1 | 38.5 | 33.5 | 29 | 25 | 28 | 31.5 | 33.7 | 31.2 | 32.4 | 28 | 30 | 33 | 28.6 | 24 | 31.9 | 29.4 | 26.8 | 28.1 | 33 | 34.6 | 31.5 | 30.3 | 28.9 | 29.6 | 32.5 | 24.7 | 30.4 | 32.1 | 26.6 | 29.1 | 32.7 | 33.1 | 21.6 | 25.3 | 29 | 34.4 | 27.1 | 26.8 | 30 | 30.9 | 0
6041 | 30.4 | 25.1 | 29 | 32.4 | 33.8 | 27.6 | 29.3 | 25.6 | 26.3 | 30.9 | 32.5 | 27.6 | 36.6 | 32.4 | 29.2 | 26.5 | 32.2 | 32.3 | 28.6 | 37.4 | 32.1 | 29.6 | 25 | 27.6 | 30 | 33.6 | 31.1 | 31 | 27 | 28.8 | 31.8 | 27.9 | 23.9 | 31 | 29.6 | 26.4 | 27.8 | 32.4 | 34.5 | 31.5 | 29.7 | 27.4 | 28.4 | 32.6 | 24.5 | 30 | 31.2 | 26 | 30.6 | 32.5 | 32.2 | 20.4 | 25.6 | 28.5 | 33.8 | 26.8 | 26.7 | 29.9 | 30.2 | 0
6042 | 30.2 | 25.2 | 27.7 | 31.1 | 33 | 26.3 | 28.2 | 26.1 | 26.6 | 30 | 31.8 | 27.2 | 35.8 | 30.5 | 29 | 26.1 | 32 | 32.1 | 28 | 33.9 | 30.6 | 29.1 | 24.9 | 26 | 29 | 33 | 30.6 | 29.6 | 26.5 | 28 | 30.7 | 27.2 | 23.9 | 29.8 | 28.8 | 27 | 27.6 | 31.5 | 33.5 | 31.2 | 28.6 | 27 | 26.8 | 32.3 | 23.8 | 29.5 | 29.6 | 25.4 | 30.8 | 32.2 | 30.9 | 19.6 | 25.9 | 28 | 32.8 | 26.4 | 26.7 | 28.5 | 29.8 | 0
6043 | 29.2 | 23.9 | 26.5 | 30.2 | 32.3 | 25.1 | 27.2 | 24.8 | 26.4 | 28.7 | 30.9 | 27 | 34.8 | 29.4 | 28.1 | 25.5 | 31.2 | 31.9 | 27.2 | 30.6 | 30.3 | 28.6 | 24.4 | 24.4 | 27.9 | 32 | 29.8 | 28.1 | 25.9 | 27.4 | 29.7 | 26.7 | 23.9 | 28.4 | 27.3 | 26.8 | 27 | 29.6 | 33.4 | 30.8 | 27.8 | 26.9 | 24.9 | 30.9 | 22.9 | 28.8 | 28.2 | 24.7 | 30.5 | 31.5 | 29.3 | 18.3 | 26.3 | 27.1 | 31.7 | 25.7 | 27 | 28.1 | 29.2 | 0
6044 | 28.5 | 23.5 | 26 | 29 | 31.8 | 23.9 | 26.8 | 24.4 | 26.1 | 27.8 | 30.7 | 26.8 | 33.4 | 29 | 27.3 | 25.3 | 30.6 | 32 | 27.2 | 27.4 | 30 | 27.6 | 23.4 | 22.4 | 27.6 | 31.3 | 29.7 | 27 | 25.8 | 27 | 29 | 26.3 | 23.9 | 27.4 | 26.3 | 26.2 | 26 | 28.7 | 32.2 | 30.2 | 27.3 | 27.4 | 23.4 | 29.7 | 23 | 28.2 | 26.8 | 24.2 | 29.1 | 30 | 27.8 | 17.8 | 26.4 | 26.6 | 30.8 | 25.2 | 28.4 | 27.6 | 28.6 | 0
6045 | 28 | 23.5 | 25.6 | 28.6 | 31.3 | 23.3 | 21.8 | 24.4 | 26.1 | 27.3 | 30.2 | 26.9 | 32.2 | 28.9 | 25.6 | 25.1 | 29.2 | 32 | 26.6 | 26.8 | 29.6 | 26.9 | 22.3 | 21.3 | 27.2 | 30.4 | 29.2 | 26.1 | 25.3 | 26.5 | 28.5 | 26.2 | 23.8 | 26.7 | 26.2 | 26.4 | 24.5 | 27.6 | 31.2 | 29.7 | 26.9 | 27.4 | 22.4 | 28.3 | 23 | 27.6 | 26.1 | 23.6 | 28.2 | 29.3 | 26.7 | 17 | 26.4 | 26.4 | 30.3 | 24.7 | 28.7 | 27.5 | 27.9 | 0
6046 | 27.7 | 23.5 | 24.6 | 27.8 | 30.8 | 22.9 | 21.8 | 24.4 | 26.1 | 27 | 30.1 | 26.8 | 31 | 28.7 | 25 | 25.1 | 28.3 | 31.7 | 26.6 | 27.2 | 29.4 | 26.1 | 21.5 | 20.6 | 27 | 29.4 | 28.5 | 25.6 | 25 | 26.1 | 28.3 | 25.8 | 23.9 | 26.3 | 25.6 | 26.4 | 23.2 | 26.9 | 30 | 29.3 | 26.1 | 27.6 | 22.1 | 27.6 | 23.2 | 27.1 | 25.7 | 23.4 | 27.3 | 29.1 | 26 | 17 | 26.2 | 26 | 30.2 | 24.7 | 28.7 | 27.7 | 27.4 | 0
6047 | 27.2 | 23.4 | 24.2 | 27.4 | 30.3 | 22.4 | 21.8 | 24.4 | 25.6 | 26.7 | 29.4 | 26.8 | 30.2 | 28.4 | 24.8 | 25.1 | 27.2 | 31.3 | 26.2 | 29.4 | 29.1 | 25.6 | 21.4 | 20.8 | 26.6 | 28.6 | 27.6 | 25.4 | 24.4 | 25.4 | 28.2 | 25.7 | 23.8 | 26 | 25.5 | 25.9 | 22.4 | 26.4 | 29.4 | 28.8 | 25.9 | 27.4 | 22 | 27 | 23.3 | 26.6 | 25.6 | 23.2 | 27.6 | 28.8 | 25.6 | 16.8 | 26.2 | 25.7 | 30 | 24.8 | 28 | 27.8 | 27.2 | 0
6048 | 26.7 | 23.4 | 23.5 | 26.3 | 30.3 | 20.4 | 21.8 | 24.4 | 25.6 | 26.5 | 28.9 | 26.5 | 29.6 | 27.9 | 22.6 | 24.8 | 27.1 | 31 | 26.7 | 30.7 | 28 | 25.1 | 21.9 | 20.8 | 25.8 | 27 | 27.6 | 25.5 | 24.1 | 24.8 | 28.2 | 25.7 | 24.2 | 25.6 | 25.6 | 25.4 | 22.4 | 25.9 | 28.5 | 28.3 | 25.5 | 27.7 | 22 | 26.3 | 23 | 26.2 | 25.3 | 23.3 | 27.7 | 28.3 | 25.3 | 17.3 | 26.2 | 25.7 | 29.8 | 25.1 | 27.9 | 27.3 | 27.4 | 0
6049 | 26.2 | 23.5 | 23 | 25.6 | 29.3 | 20.2 | 21.7 | 24.1 | 25.6 | 26.2 | 27.7 | 26.1 | 29.3 | 27.8 | 22.6 | 24.8 | 26.6 | 30.7 | 26.5 | 31.9 | 27.9 | 24.9 | 22.6 | 21.2 | 25.2 | 26.9 | 27.6 | 25.4 | 23.5 | 24.2 | 28 | 25.7 | 24.2 | 24.9 | 25.7 | 25.5 | 23 | 25.8 | 28.5 | 28.1 | 25.1 | 27.7 | 21.6 | 25.9 | 22.9 | 25.7 | 25.1 | 23.4 | 28.3 | 27.3 | 24.7 | 17.1 | 26.5 | 25.6 | 29.3 | 25 | 27.8 | 27.1 | 27.5 | 0
6050 | 25.9 | 23.5 | 22.5 | 24.6 | 28.8 | 20.1 | 21.6 | 24.1 | 25.6 | 26.3 | 26.6 | 25.6 | 29 | 27.8 | 22.6 | 24.6 | 26.6 | 30.3 | 26.8 | 31.4 | 27.8 | 24.6 | 23.2 | 21.2 | 25 | 26.4 | 27.2 | 25.4 | 23.2 | 23.8 | 27.8 | 25.7 | 24.2 | 24 | 25.8 | 25.3 | 23.8 | 25.5 | 28.2 | 27.9 | 24.8 | 28 | 21 | 25.5 | 22.5 | 25.2 | 24.6 | 23.4 | 28 | 26.8 | 24 | 17.2 | 26.9 | 25.5 | 29 | 24.8 | 27.7 | 27 | 27.6 | 0
6051 | 25.2 | 23.7 | 22.4 | 24.4 | 28.3 | 20.1 | 21.6 | 24.1 | 25.6 | 26.3 | 25.2 | 25.3 | 28.8 | 27.8 | 22.1 | 24.6 | 25.9 | 29.9 | 26.2 | 31.2 | 27.5 | 24.4 | 23.3 | 21.5 | 24.6 | 26 | 26.7 | 25 | 22.7 | 23.4 | 27.5 | 25.7 | 24.1 | 23.2 | 25.8 | 25.3 | 24.2 | 25.2 | 28.2 | 27.7 | 24.4 | 27.7 | 20.3 | 24.7 | 22.5 | 24.6 | 24.5 | 23.2 | 27.8 | 26.3 | 23.2 | 16.6 | 27.5 | 25.4 | 28.8 | 24.2 | 27.7 | 26.9 | 27.2 | 0
6052 | 24.7 | 23.7 | 22.3 | 23.9 | 28.3 | 19.8 | 21.4 | 24 | 25.6 | 26.3 | 24.5 | 25.1 | 28.4 | 27.6 | 22 | 24.6 | 25.9 | 29.6 | 26.3 | 30 | 27.3 | 24.1 | 23.1 | 21.3 | 24.6 | 26 | 26.7 | 24.9 | 22.7 | 23.3 | 27.5 | 25.7 | 24.2 | 22.9 | 25.8 | 25 | 24.1 | 24.9 | 28 | 27.7 | 24.5 | 27.7 | 20 | 24.6 | 22.4 | 24.2 | 24.5 | 23.2 | 26.9 | 25.8 | 22.8 | 16.7 | 27.7 | 25.3 | 28.3 | 23.9 | 27.6 | 26.9 | 26.8 | 0
6053 | 24.4 | 23.7 | 22.3 | 23.8 | 28.2 | 19.8 | 21.3 | 24 | 25.7 | 26.2 | 25.2 | 26.2 | 27 | 27.4 | 22 | 24.7 | 26.4 | 29.2 | 26.2 | 25.8 | 27.1 | 23.9 | 21.4 | 20.2 | 24.5 | 25.9 | 26.5 | 24.4 | 23 | 24.2 | 22.9 | 25.7 | 24 | 25.7 | 25.8 | 24.8 | 23 | 24.9 | 27.8 | 27.3 | 24.5 | 27.8 | 20 | 24.3 | 21.9 | 26 | 24.8 | 22.4 | 25.2 | 25.8 | 23.6 | 16.4 | 27.5 | 25.5 | 28.3 | 25.2 | 27.5 | 26.8 | 25.8 | 0
6054 | 24.2 | 23.9 | 22.3 | 23.5 | 27.8 | 19.8 | 21.3 | 23.8 | 25.1 | 26 | 26.1 | 27 | 27.1 | 27 | 21.1 | 24.6 | 27.6 | 28.8 | 27.2 | 26.7 | 26.5 | 24 | 21.8 | 21 | 24.1 | 24.9 | 25.9 | 24.8 | 24 | 24.5 | 22.5 | 25.7 | 23.7 | 25.9 | 24.8 | 24.8 | 23.1 | 24.9 | 27.6 | 27.2 | 24.2 | 27.7 | 20.5 | 23.9 | 21.2 | 25.4 | 25.2 | 22.8 | 25.8 | 25.3 | 25 | 16.9 | 27.7 | 25.5 | 27.7 | 25.4 | 27.4 | 26.9 | 26.8 | 0
6055 | 24 | 23.8 | 22.1 | 24.1 | 27.8 | 19.7 | 21.4 | 23.5 | 24.9 | 26 | 27.1 | 27.9 | 28 | 27 | 21.1 | 24.7 | 29 | 28.8 | 28.4 | 28.3 | 26.6 | 24.1 | 22.6 | 22.2 | 24 | 24.9 | 25.7 | 25.5 | 25.2 | 25.2 | 22.9 | 26.2 | 23.5 | 26.7 | 24.9 | 24.6 | 23.4 | 25.3 | 28 | 27.2 | 24.3 | 28.2 | 21.6 | 23.8 | 21.6 | 25.6 | 26.6 | 23.6 | 27 | 25.1 | 26.6 | 17.7 | 27.7 | 25.5 | 27.5 | 25.8 | 27.4 | 27.1 | 28.1 | 0
6056 | 25.2 | 24.7 | 22.8 | 25 | 28.8 | 20.3 | 22 | 23.3 | 24.9 | 26.5 | 28.4 | 29.2 | 28.8 | 27.3 | 21.1 | 24.7 | 30.8 | 29.1 | 29.6 | 30 | 27 | 24.2 | 22.8 | 23.6 | 25.1 | 24.9 | 26.4 | 26 | 26.6 | 26.2 | 24.2 | 28.2 | 24.6 | 27.4 | 25.8 | 24.6 | 23.6 | 26.8 | 28.9 | 27.2 | 24.6 | 28.6 | 23 | 23.8 | 22 | 25.8 | 28 | 24.6 | 28.4 | 25.5 | 28.6 | 18.6 | 27.8 | 26.3 | 28.1 | 26 | 28.2 | 27.2 | 30 | 0
6057 | 27.2 | 26.1 | 25.5 | 26.8 | 29.7 | 21.6 | 23.7 | 24.4 | 24.3 | 28.4 | 29.3 | 30.2 | 30.2 | 28.4 | 23.4 | 24.6 | 32 | 29.3 | 30.6 | 31.6 | 29.4 | 25.2 | 23.1 | 25 | 27 | 25.9 | 26.6 | 26.8 | 27.5 | 27.5 | 25.6 | 29.2 | 25.5 | 28.5 | 26.7 | 25.8 | 24.4 | 28.8 | 30.1 | 27.6 | 25.6 | 29.5 | 24.5 | 25.4 | 22.4 | 27.1 | 29.9 | 25.9 | 29.5 | 27 | 30.3 | 19.4 | 27.9 | 27.6 | 29 | 26.7 | 29.3 | 27.7 | 31.3 | 0
6058 | 28.4 | 28.5 | 26.7 | 28.3 | 30.8 | 23.1 | 24.6 | 25.2 | 24.1 | 29.2 | 30.5 | 31.2 | 31.3 | 30.3 | 24.7 | 24.9 | 33.2 | 29.3 | 31.3 | 32.9 | 31.2 | 25.1 | 22.6 | 26.1 | 29.1 | 27.3 | 27.5 | 27.4 | 28.3 | 28.8 | 26.8 | 29.9 | 25.7 | 29.3 | 27.1 | 26.3 | 25.3 | 30.5 | 30.4 | 29 | 27 | 30.1 | 25.8 | 26.1 | 22.4 | 27.9 | 31.1 | 27.1 | 30.1 | 28.7 | 32.1 | 19.8 | 28.3 | 29 | 30.2 | 27.2 | 30 | 27.7 | 32.6 | 0
6059 | 29.8 | 28.9 | 28.2 | 30 | 31.1 | 24.5 | 24.8 | 26.4 | 24.2 | 30 | 31.6 | 31.8 | 32.8 | 31.4 | 25.6 | 25.6 | 33.8 | 30 | 31.6 | 34 | 32.9 | 25.1 | 22.4 | 27 | 30.5 | 29.3 | 29 | 28.4 | 28.8 | 30 | 27.2 | 29 | 26.5 | 30.2 | 27.3 | 26.4 | 26.4 | 31.6 | 31.8 | 29.3 | 27.7 | 30.4 | 26.9 | 28 | 22 | 29 | 32 | 28.2 | 30.4 | 31.4 | 33.4 | 19.8 | 28.9 | 29.6 | 31.3 | 28.2 | 31.4 | 28.5 | 33 | 0
6060 | 30.6 | 29.6 | 29.4 | 30.8 | 32.1 | 25.5 | 24.6 | 27.9 | 25.1 | 30.9 | 33.3 | 32.3 | 33.8 | 32.6 | 27.6 | 26.6 | 34.5 | 30.8 | 31.7 | 34.9 | 33.5 | 25.2 | 22.2 | 27.7 | 31.9 | 30.6 | 30.7 | 29.3 | 29.5 | 30.8 | 27.1 | 27.5 | 26.7 | 30.8 | 27.9 | 27.1 | 26.9 | 32.3 | 33.7 | 29.4 | 29.1 | 29.8 | 27.6 | 29.7 | 22.4 | 29.1 | 31.9 | 28.9 | 30.6 | 31.7 | 34.6 | 19.4 | 29.7 | 29.7 | 32.9 | 28.9 | 32.3 | 28.5 | 33.4 | 0
6061 | 31.8 | 30.4 | 29.9 | 31.6 | 32.1 | 26.5 | 25.2 | 28 | 25.4 | 30.8 | 34.5 | 32.4 | 35.1 | 33 | 28.8 | 27.7 | 34.7 | 30.8 | 31.6 | 36 | 34.3 | 25.6 | 23.1 | 28.4 | 32.4 | 32 | 31.2 | 30.4 | 29.8 | 31.3 | 26.4 | 27.7 | 27.2 | 31.5 | 28.5 | 27.1 | 27.3 | 32.2 | 34 | 30.2 | 29.2 | 29.2 | 28.3 | 30.4 | 22.4 | 29.4 | 31.9 | 29.4 | 30.9 | 32.1 | 34.6 | 18.9 | 30.4 | 30.3 | 34.1 | 29.8 | 32.5 | 29 | 33.2 | 0
6062 | 32.1 | 31.5 | 30.4 | 31.8 | 33 | 26.5 | 24.4 | 28.4 | 25.7 | 31.1 | 35.6 | 32.2 | 36 | 33 | 29.4 | 27.2 | 34.8 | 31.2 | 31.4 | 37 | 34.7 | 26 | 24.4 | 29 | 33 | 32.5 | 32.6 | 31 | 30 | 31.4 | 25.8 | 27.7 | 27.8 | 32 | 28.6 | 27.2 | 27 | 32.9 | 34.4 | 30.8 | 29.3 | 28.2 | 28.8 | 31.2 | 22.4 | 29.2 | 31.6 | 29.4 | 31.5 | 33.2 | 34 | 18.4 | 30.8 | 30.2 | 34.6 | 30.2 | 32.8 | 29 | 33 | 0
6063 | 32 | 32.3 | 30.8 | 32.3 | 32.6 | 28.1 | 24.1 | 29.4 | 25.4 | 31 | 35.5 | 31.5 | 37.1 | 33.5 | 30.3 | 26.6 | 34.1 | 31.2 | 31.1 | 37.8 | 35.4 | 26.4 | 26.3 | 29.4 | 33.6 | 33.2 | 33 | 31.4 | 29.3 | 31.2 | 25.3 | 27.8 | 27.9 | 32.6 | 29 | 28.2 | 26.7 | 33.2 | 35 | 30.6 | 29.3 | 27.9 | 29.2 | 32.4 | 22.7 | 29.7 | 32 | 29.2 | 32.1 | 32.9 | 32.2 | 18.1 | 30.7 | 30.7 | 29.4 | 30.5 | 32.8 | 29 | 32.3 | 0
6064 | 32 | 32.3 | 29 | 32.3 | 32.6 | 27.4 | 20 | 27.9 | 25.3 | 30.9 | 34.9 | 30.6 | 37.3 | 33.6 | 30.4 | 26.9 | 33.5 | 31.2 | 30.8 | 37.7 | 35.5 | 27.4 | 27.3 | 29.2 | 33.3 | 33.4 | 32 | 30.7 | 28.2 | 30.8 | 25.3 | 27.8 | 27.9 | 32.5 | 29.5 | 27.8 | 26 | 32.9 | 35.1 | 30.6 | 29.3 | 27.7 | 29 | 33.1 | 22.9 | 29.5 | 31.8 | 28.6 | 32.3 | 27.2 | 30.4 | 18 | 30.1 | 30.5 | 29.7 | 30 | 32.8 | 29 | 31.8 | 0
6065 | 32 | 32 | 28.8 | 32.2 | 32.1 | 27.4 | 21.1 | 29.1 | 25.4 | 30.2 | 33.7 | 29.4 | 37.2 | 33.3 | 30.3 | 26.5 | 32.4 | 31.3 | 30.4 | 36.8 | 33.6 | 27.5 | 27.4 | 28.4 | 33 | 33.5 | 32 | 29.6 | 26.4 | 30.2 | 25.4 | 27.5 | 28 | 32 | 29.4 | 25.4 | 25.6 | 31.6 | 34.7 | 30.3 | 28.8 | 28 | 28.4 | 32.9 | 22.9 | 29.2 | 31.6 | 28 | 31.8 | 26.8 | 28.6 | 17.9 | 29.2 | 29.6 | 25.6 | 29.2 | 32.5 | 28.9 | 31 | 0
6066 | 31.6 | 31.5 | 25.9 | 31.2 | 31.6 | 26.3 | 21.2 | 29.1 | 25 | 29.3 | 32.9 | 28.3 | 35.9 | 31.3 | 29.4 | 26.3 | 31.6 | 31.3 | 30.1 | 35 | 32 | 27.5 | 25.7 | 27 | 32 | 33.5 | 31.6 | 27.8 | 24.9 | 29.4 | 25.7 | 27 | 27.7 | 30.6 | 28.5 | 24.4 | 25 | 30.6 | 33.8 | 29.3 | 28.2 | 28 | 27.2 | 32.4 | 23.4 | 27.6 | 30.2 | 27.2 | 30.6 | 24.2 | 27.9 | 17.7 | 28.3 | 28.7 | 26.4 | 27.8 | 31.9 | 28.2 | 30.6 | 0
6067 | 30.1 | 29.7 | 25.4 | 30.3 | 31.1 | 25.1 | 21.1 | 28 | 24.8 | 28.7 | 32.1 | 27.2 | 34.8 | 30.3 | 29.4 | 25.8 | 30.5 | 31.3 | 29.7 | 32.9 | 30.6 | 27.6 | 23.8 | 25.3 | 30.1 | 32.7 | 30.6 | 26.4 | 23.6 | 28.6 | 25.5 | 26.5 | 27.2 | 29.2 | 27.8 | 24.4 | 25 | 29.5 | 33 | 29.1 | 27.1 | 28.1 | 25.8 | 30.4 | 23.4 | 26.2 | 28.7 | 26.6 | 29.1 | 23.5 | 27.6 | 17.4 | 27.6 | 27.7 | 26.6 | 26.8 | 31.3 | 28.2 | 29.8 | 0
6068 | 28.9 | 27.8 | 24.4 | 29 | 30.6 | 24 | 21.2 | 26.9 | 24.6 | 27.8 | 31.8 | 26.6 | 33.4 | 29.8 | 29 | 25.5 | 29.8 | 31.3 | 29.4 | 31 | 29.6 | 27.1 | 21.6 | 23.6 | 28.9 | 31.7 | 29.6 | 25.4 | 23.2 | 27.8 | 25.2 | 26 | 26.2 | 27.6 | 27.4 | 24.4 | 24.8 | 28.7 | 31.5 | 28.1 | 26.7 | 27.8 | 24.4 | 28.8 | 23.4 | 24.4 | 26.8 | 26 | 27.6 | 23.2 | 28 | 17 | 27.2 | 27.2 | 27.2 | 26 | 30.8 | 28.2 | 29.2 | 0
6069 | 28.5 | 26.8 | 24.4 | 28.4 | 30.2 | 23.2 | 21.2 | 26.4 | 24.6 | 27.5 | 31.2 | 26.1 | 32.9 | 29.6 | 26.4 | 25.5 | 28.7 | 31 | 29 | 29.8 | 28.5 | 26.6 | 20.8 | 22.4 | 27.7 | 31 | 29.6 | 25.4 | 23.1 | 27.1 | 24.7 | 25.9 | 25.7 | 26.7 | 26.9 | 24.4 | 25 | 28 | 30.3 | 28 | 26.1 | 27.7 | 23.5 | 27.8 | 23.4 | 23.9 | 25.9 | 25.6 | 26.7 | 23 | 27.9 | 16.7 | 27.2 | 26.7 | 27.4 | 26 | 29.8 | 28.3 | 28.1 | 0
6070 | 27.8 | 26 | 24.4 | 27.8 | 30.1 | 23.1 | 20.6 | 26 | 24.6 | 27.4 | 30.9 | 26.1 | 32.3 | 29.6 | 26.4 | 25.5 | 28.1 | 30.4 | 28.6 | 29.2 | 27.8 | 26.1 | 20.6 | 21.7 | 27 | 30.4 | 29 | 25.6 | 23.7 | 26.5 | 24.6 | 25.6 | 25.2 | 26.2 | 26.6 | 24.4 | 24.7 | 27.4 | 29.9 | 27.6 | 26.1 | 27.4 | 22.9 | 27.2 | 23.4 | 23.7 | 25.3 | 25.2 | 26.5 | 23 | 27.8 | 16.6 | 27.3 | 26.4 | 27.5 | 26 | 28.9 | 28.3 | 27.5 | 0
6071 | 27.3 | 25.5 | 23.7 | 27.6 | 29.9 | 22.9 | 20.4 | 25.4 | 24.6 | 27.3 | 30 | 26.2 | 32 | 29.3 | 25.4 | 25.4 | 27.4 | 30 | 28 | 29 | 27.1 | 25.7 | 21.4 | 21.4 | 26.6 | 30 | 28.6 | 26 | 24.2 | 26 | 24.8 | 25.5 | 24.3 | 26.2 | 26.4 | 24.3 | 24.4 | 26.9 | 29.3 | 27.2 | 26.1 | 27.4 | 22.7 | 26.9 | 23.4 | 24.6 | 25.6 | 24.8 | 26.8 | 23.5 | 26.8 | 16.6 | 27.4 | 26.5 | 27.6 | 26.2 | 28.8 | 28.3 | 26.8 | 0
6072 | 27 | 25 | 23.2 | 26.9 | 29.1 | 21.1 | 20.1 | 25.4 | 25 | 27 | 29.3 | 26.5 | 30.9 | 28.9 | 23.4 | 25.3 | 27.3 | 29.8 | 27.3 | 28.6 | 26.1 | 25.6 | 21.7 | 21.1 | 26.6 | 28.6 | 27.6 | 25.8 | 24.7 | 25.6 | 25.5 | 25.5 | 24 | 26.1 | 25.9 | 24.3 | 23.6 | 26.4 | 28.6 | 27.1 | 24.1 | 27.1 | 22.4 | 26 | 22.9 | 25.1 | 25.5 | 24.2 | 27.2 | 23.7 | 25.9 | 16.6 | 27.4 | 25.8 | 27.5 | 25.9 | 28.7 | 27.2 | 26.8 | 0
6073 | 27 | 24.8 | 22.9 | 26.4 | 28.7 | 20.5 | 20.1 | 24.9 | 24.8 | 27 | 28 | 26.5 | 29.9 | 28.8 | 23.4 | 25.2 | 26.9 | 29.8 | 26.6 | 28 | 26.1 | 25 | 21.9 | 20.9 | 26.4 | 28 | 27.5 | 25.4 | 24.4 | 25.2 | 26 | 25.4 | 23.7 | 26.1 | 25.6 | 24.3 | 23 | 26.2 | 28.4 | 27.1 | 24.1 | 27.3 | 21.9 | 25.9 | 22.9 | 25.9 | 25.6 | 23.6 | 27.3 | 23.7 | 24.6 | 16.6 | 27.3 | 25.6 | 27.2 | 25.6 | 28.7 | 27.1 | 26.6 | 0
6074 | 26.8 | 24.5 | 22.7 | 25.4 | 28.2 | 20.3 | 20.1 | 24.9 | 24.8 | 27 | 27 | 26.4 | 28.4 | 27.8 | 23.4 | 25.1 | 26.8 | 29.6 | 26 | 27 | 25.6 | 25.4 | 21.4 | 20.4 | 25.6 | 27.5 | 27.1 | 24.6 | 24 | 24.8 | 26.1 | 25.1 | 23.6 | 25.8 | 25.4 | 24.2 | 22.4 | 26.2 | 28.3 | 27.1 | 24.1 | 27.2 | 21.2 | 25.4 | 22.9 | 26 | 25 | 23 | 26.8 | 23.6 | 23.8 | 16.4 | 27.2 | 25.4 | 27.1 | 25 | 28.8 | 27.1 | 26.6 | 0
6075 | 26.6 | 24.5 | 22.4 | 24.8 | 28 | 20.2 | 20 | 24.7 | 25.3 | 26.8 | 25.7 | 26.1 | 27.6 | 27.8 | 22.5 | 25 | 26.2 | 29.4 | 25.6 | 26.1 | 25.1 | 24.2 | 21.2 | 20 | 25.3 | 26.7 | 26.6 | 24.2 | 23.2 | 24.5 | 25.3 | 25 | 23.2 | 25.7 | 25.4 | 23.9 | 22.5 | 26 | 28.3 | 27.1 | 24.1 | 27.5 | 20.5 | 25.1 | 22.9 | 26.4 | 24.8 | 22.6 | 26 | 23.4 | 23 | 16.3 | 27.2 | 25.3 | 26.9 | 24.9 | 28.9 | 27.1 | 26 | 0
6076 | 26.1 | 24.1 | 22.1 | 24 | 27.6 | 20.1 | 19.9 | 24.4 | 25.3 | 26.6 | 25.3 | 26 | 26.8 | 27.7 | 22.5 | 25 | 26.2 | 28.2 | 25.7 | 25.5 | 24.9 | 24.2 | 20.9 | 19.9 | 25.1 | 26.1 | 26 | 24 | 22.9 | 24.2 | 24.1 | 25 | 23.2 | 25.5 | 25.3 | 23.9 | 22.6 | 25.9 | 28.4 | 27.1 | 24.1 | 27.6 | 20 | 24.4 | 22.9 | 26 | 24.4 | 22.3 | 25.3 | 23.4 | 23.1 | 16.2 | 27.3 | 25.2 | 26.7 | 24.8 | 28.9 | 27.1 | 25.9 | 0
6077 | 25.9 | 23.5 | 22.3 | 24.4 | 27.6 | 19.9 | 19.2 | 24 | 25.3 | 26.5 | 26 | 25.4 | 28.8 | 27.4 | 22.5 | 24.9 | 24.8 | 27.6 | 26.4 | 26.4 | 24.5 | 24.1 | 21.6 | 18.4 | 25.1 | 25.9 | 25.2 | 25.4 | 23.8 | 24.6 | 25 | 25 | 23.5 | 25 | 25.1 | 23.9 | 23.4 | 25.7 | 28.5 | 27.1 | 24.1 | 26.2 | 21.2 | 24.1 | 23 | 24.4 | 24.2 | 23.4 | 23.6 | 23.4 | 22.8 | 16 | 27 | 24.9 | 26.6 | 26.2 | 28.9 | 27.1 | 26 | 0
6078 | 26 | 23.5 | 22.4 | 24.8 | 27.6 | 19.9 | 19.1 | 23.7 | 25.2 | 26.4 | 26.9 | 25.6 | 27.9 | 27.4 | 22.2 | 24.9 | 26.1 | 27.6 | 26.6 | 27.4 | 24.2 | 24.2 | 23.2 | 18.9 | 25.1 | 25.7 | 25.1 | 25.7 | 24 | 25.1 | 25.6 | 24.9 | 23.6 | 25.4 | 24.9 | 23.8 | 23.9 | 25.4 | 28.3 | 27.1 | 24.1 | 26.2 | 21.6 | 24.1 | 22.9 | 25.1 | 24.8 | 24.3 | 24.8 | 23.5 | 24.1 | 17.4 | 26.8 | 24.9 | 26.5 | 27.7 | 28.6 | 27.1 | 26.5 | 0
6079 | 26 | 23.5 | 22.4 | 25.4 | 27.6 | 20 | 18.8 | 23.6 | 25.3 | 26.4 | 27.8 | 26.4 | 28.3 | 27.5 | 22.2 | 25 | 27.4 | 27.5 | 27 | 28.7 | 24.1 | 24.2 | 24.9 | 20.2 | 24.6 | 25.6 | 25.1 | 25.5 | 24.5 | 25.9 | 26.4 | 25.5 | 23.6 | 26.7 | 25.4 | 23.9 | 24.3 | 25.6 | 28.3 | 27.1 | 24.1 | 26.1 | 22.5 | 24.1 | 22.9 | 25.9 | 26.2 | 25.3 | 26.5 | 23.6 | 25.2 | 18.6 | 26.6 | 24.9 | 27.1 | 29 | 28.3 | 27.1 | 27.3 | 0
6080 | 26.3 | 26.8 | 22.9 | 25.8 | 28.3 | 20.9 | 18.8 | 23.7 | 26.5 | 26.5 | 29.3 | 27.6 | 29.2 | 28.3 | 22.3 | 25.1 | 29 | 27.3 | 27.6 | 30.4 | 24.6 | 24.3 | 26.6 | 22 | 26 | 25.6 | 25.8 | 25.6 | 25.4 | 27 | 27.2 | 26.8 | 24.1 | 27.8 | 26.1 | 24.1 | 25 | 26.7 | 29.4 | 27.1 | 24.6 | 26 | 23.6 | 24.4 | 22.9 | 27 | 28 | 26.4 | 28.2 | 23.9 | 27 | 20.2 | 26.6 | 25.8 | 28 | 30.4 | 28.8 | 27.1 | 28.6 | 0
6081 | 28 | 27.5 | 25.1 | 26.2 | 30 | 22.5 | 19.3 | 25.7 | 28 | 28.1 | 30.3 | 29.6 | 32.1 | 29.6 | 23.2 | 25.6 | 29.9 | 27 | 28.1 | 31.7 | 27.5 | 25.7 | 27.7 | 23.9 | 28 | 26.2 | 26.1 | 24.8 | 26.5 | 28.1 | 28 | 28.8 | 25.2 | 29.5 | 27.1 | 25.9 | 25 | 29.7 | 31.3 | 27.6 | 25.6 | 25.7 | 25.1 | 26.1 | 23.1 | 28.2 | 30.1 | 26.9 | 29.5 | 24.5 | 27.9 | 20.7 | 26.9 | 27.3 | 27.8 | 31.1 | 30.8 | 27 | 29.8 | 0
6082 | 29.3 | 29.5 | 26.6 | 26.6 | 30.5 | 23.7 | 20.4 | 27 | 29 | 28.7 | 31.6 | 31.6 | 35.2 | 30.6 | 24.8 | 26 | 30.9 | 27.8 | 28.6 | 32.9 | 29.5 | 26.7 | 28.6 | 25.6 | 29.8 | 27.2 | 27 | 24.2 | 27.5 | 29.2 | 28.6 | 28.8 | 26.7 | 30.4 | 30.2 | 25.8 | 25.2 | 31.1 | 32.5 | 27.6 | 26 | 25.5 | 26.5 | 27.3 | 23.8 | 29.6 | 32 | 27.4 | 30.4 | 25.2 | 29.5 | 21.4 | 27.6 | 28.2 | 28.4 | 31.8 | 31.2 | 27 | 31.1 | 0
6083 | 30.3 | 31 | 28.1 | 27.4 | 31.5 | 25.6 | 22 | 29 | 30 | 29.8 | 32.6 | 33.6 | 38.4 | 31.6 | 26.3 | 26.8 | 31.2 | 28.4 | 28.8 | 33.6 | 31.3 | 27.6 | 29.2 | 27 | 32 | 28.7 | 28.4 | 23.4 | 28 | 30 | 29 | 28.9 | 27.5 | 31.2 | 30.8 | 26.8 | 25.2 | 32.4 | 33.8 | 27.5 | 27.8 | 25.4 | 27.8 | 28.1 | 25.4 | 31 | 33.4 | 27.6 | 31 | 26.2 | 30.4 | 21.4 | 28.6 | 29.9 | 30.3 | 32 | 32.2 | 28.2 | 32 | 0
6084 | 30.4 | 32 | 29.4 | 28.5 | 32 | 26.3 | 23.7 | 30.5 | 31.6 | 31.3 | 34.1 | 34.8 | 39.6 | 33.1 | 28.1 | 26.7 | 31.7 | 30.3 | 29.1 | 34.4 | 32.8 | 26.7 | 30 | 28 | 33 | 31 | 30.1 | 23.7 | 27.9 | 30.6 | 29.1 | 29.1 | 28 | 31.1 | 32 | 26.6 | 25.9 | 32.6 | 34.5 | 27.2 | 28.6 | 25.8 | 28.6 | 26.9 | 27.9 | 32.2 | 34 | 28.1 | 31.5 | 27.5 | 32.2 | 22.2 | 29.8 | 31.1 | 30.6 | 32.6 | 32.3 | 29.6 | 32.7 | 0
6085 | 30.9 | 31.5 | 28.6 | 30.1 | 32.5 | 26.3 | 24.5 | 31 | 31.6 | 31.9 | 35.1 | 35.4 | 39.9 | 33.5 | 29.5 | 27.8 | 31.7 | 30.6 | 29.3 | 35 | 33 | 24.5 | 30.6 | 28.9 | 33.9 | 32.2 | 31.6 | 24 | 27.1 | 30.9 | 29.1 | 29.8 | 28.5 | 31.4 | 32.9 | 26.8 | 26.5 | 33.6 | 35.1 | 27.2 | 29 | 26.4 | 29.1 | 25.6 | 27.8 | 32.6 | 34.1 | 28.5 | 32.1 | 28 | 32.7 | 22.5 | 30.6 | 31.1 | 30.9 | 32.8 | 32.7 | 30.5 | 32.7 | 0
6086 | 32.3 | 32.2 | 28.3 | 31.5 | 32.5 | 26.4 | 24.9 | 30.1 | 31.7 | 32.1 | 36 | 35.2 | 38.2 | 34.2 | 29.5 | 29.3 | 31.6 | 30.8 | 29.4 | 35.6 | 33.5 | 24.2 | 31 | 29.6 | 33.9 | 34.1 | 33.1 | 25 | 26 | 31 | 28.9 | 30 | 29.4 | 31.4 | 33.6 | 27 | 27.4 | 33.6 | 34.7 | 27.2 | 29.1 | 27.2 | 29 | 25.3 | 27.3 | 32.2 | 33.6 | 29 | 32.6 | 29 | 33 | 23.2 | 31 | 30.7 | 30.9 | 33 | 33.2 | 30.5 | 32.4 | 0
6087 | 32.5 | 32.1 | 27.5 | 32.6 | 32.5 | 27 | 25 | 31 | 30.5 | 31.2 | 35.7 | 34.7 | 36.6 | 34.6 | 30.6 | 29.4 | 30.8 | 30.8 | 29.2 | 35.7 | 34 | 24.3 | 30.6 | 30 | 34.5 | 34.6 | 33.6 | 25.4 | 24.9 | 30.8 | 28.6 | 29.8 | 30.3 | 32.1 | 33.4 | 25.6 | 27.5 | 33.1 | 36.3 | 27.2 | 28.9 | 27.7 | 28.7 | 25.6 | 27.3 | 30.8 | 33 | 29 | 32.8 | 29.7 | 31.2 | 22.8 | 30.7 | 30.7 | 30.5 | 32.3 | 33.2 | 30.4 | 31.4 | 0
6088 | 32.7 | 32 | 26.9 | 32.9 | 31.5 | 26.9 | 24.6 | 29.5 | 27.2 | 31 | 35.2 | 33.8 | 34.2 | 34.5 | 30.7 | 29.4 | 30 | 30.8 | 28.8 | 35.4 | 33.9 | 25.1 | 29.8 | 29.8 | 34.4 | 34.6 | 33.6 | 25.8 | 24 | 30.5 | 28.2 | 29.9 | 28.6 | 32.2 | 33.5 | 24.9 | 27.4 | 31.8 | 36.2 | 27.2 | 28.8 | 28 | 27.9 | 26 | 27.3 | 29.1 | 32.1 | 28.8 | 32.5 | 29.6 | 29.4 | 22.4 | 30.1 | 30.5 | 30.7 | 31.6 | 33.1 | 30.4 | 30.4 | 0
6089 | 32.7 | 32.5 | 25.7 | 32.4 | 30.5 | 26.7 | 25 | 27.9 | 26.2 | 30.4 | 34 | 33 | 32.8 | 31.8 | 30.5 | 27.4 | 29 | 30.9 | 28 | 34.4 | 33.8 | 25.4 | 28.2 | 29 | 31.3 | 34.6 | 33.6 | 25.4 | 23.6 | 30 | 27.9 | 29.3 | 29.5 | 32 | 33.1 | 25.8 | 26.6 | 30.6 | 36 | 28 | 28.8 | 27.8 | 27.2 | 27 | 27.3 | 27.3 | 31.2 | 28 | 31.6 | 27.7 | 26.8 | 21.2 | 29.2 | 28.6 | 30.2 | 30.4 | 32.7 | 30.4 | 29.2 | 0
6090 | 31.2 | 32.4 | 25.5 | 31.4 | 29.8 | 25 | 24.5 | 27.5 | 25.9 | 29.2 | 33.3 | 31.9 | 31.1 | 30.3 | 29.4 | 26.2 | 28.6 | 30.9 | 27.1 | 33.2 | 32.7 | 25.2 | 26.7 | 27.5 | 31.2 | 34.2 | 32.5 | 25.1 | 23.6 | 29.4 | 27.5 | 28.3 | 29.4 | 30.5 | 31.9 | 25.8 | 26 | 28.5 | 33.7 | 28.6 | 27.5 | 27.5 | 26.3 | 27.4 | 25.3 | 26.3 | 30 | 27.3 | 30.4 | 27 | 25.6 | 20.5 | 28.5 | 27.7 | 29.2 | 29.8 | 31.7 | 29.2 | 28.4 | 0
6091 | 30 | 29.9 | 25.2 | 30.3 | 29.4 | 24 | 24 | 27.3 | 25.7 | 28.7 | 32.4 | 31.1 | 30.5 | 29.6 | 28.8 | 25.5 | 28.1 | 29.9 | 26.1 | 31.7 | 31 | 25.2 | 25.2 | 25.7 | 29.9 | 33.6 | 31.5 | 24.1 | 23.7 | 28.7 | 27.3 | 27.8 | 28.1 | 29.1 | 30.6 | 25.9 | 24.9 | 27.2 | 31.9 | 28.6 | 26.8 | 27 | 25.8 | 27.1 | 24.8 | 25.8 | 29 | 26.5 | 29.3 | 25.4 | 24.5 | 19.1 | 27.9 | 27.2 | 28.8 | 29.1 | 31.4 | 29.2 | 27.5 | 0
6092 | 29 | 27.8 | 24.3 | 29.4 | 29.5 | 23.8 | 23.7 | 26.6 | 25.5 | 27.9 | 32 | 30.2 | 29.8 | 29.3 | 28.8 | 25.1 | 28.2 | 29.2 | 25.4 | 30.4 | 29.3 | 24.7 | 24.4 | 24 | 29.4 | 32.7 | 30.1 | 23.4 | 23.8 | 28 | 27.2 | 27.3 | 27.4 | 27.4 | 29.6 | 25.2 | 24.4 | 26.7 | 31.2 | 28.5 | 26.4 | 26.6 | 25.4 | 26.5 | 24.8 | 26 | 28 | 26 | 28.5 | 24.7 | 24.6 | 18.4 | 27.6 | 26.9 | 28.1 | 29 | 27.7 | 28.6 | 27 | 0
6093 | 28 | 26.8 | 24 | 29 | 29.2 | 22.3 | 23.5 | 26.4 | 25.1 | 27.3 | 31.2 | 29.5 | 30.1 | 29.1 | 27.1 | 25 | 27.9 | 28.8 | 24.9 | 29.3 | 28.4 | 24.3 | 23.8 | 22.8 | 28.6 | 31.7 | 29.5 | 22.3 | 23.7 | 27.3 | 27.2 | 27.3 | 26.1 | 26.9 | 29.1 | 24.6 | 23.7 | 26.3 | 30.3 | 27.5 | 26 | 26.2 | 25.3 | 25.8 | 24.7 | 26.2 | 27.4 | 25.5 | 28.2 | 23.7 | 24.1 | 17.1 | 27.4 | 26.7 | 27.8 | 28.5 | 27.1 | 27.3 | 26.4 | 0
6094 | 28 | 26 | 23.7 | 28.7 | 26.6 | 21.8 | 23 | 26 | 25.1 | 26.9 | 30.8 | 28.6 | 29.9 | 29.1 | 26.1 | 24.5 | 27.8 | 28.6 | 25 | 28.8 | 27.5 | 24.2 | 23.7 | 22.2 | 27.9 | 31.2 | 28.6 | 22.3 | 23.6 | 26.7 | 27.1 | 27.3 | 26.4 | 26.6 | 28.6 | 26.3 | 23.7 | 25.5 | 30.1 | 27.4 | 25.6 | 26.2 | 25.1 | 25.5 | 24.4 | 26.3 | 26.9 | 25.3 | 28.1 | 23.8 | 24.4 | 16.6 | 27.3 | 26.4 | 27.8 | 28.2 | 27.1 | 27.3 | 26.2 | 0
6095 | 27.9 | 25.6 | 23.5 | 28.4 | 26.5 | 21.2 | 23 | 25.5 | 25.2 | 26.6 | 30 | 27.9 | 30.2 | 29 | 25 | 24.4 | 27.2 | 28.6 | 25.4 | 28.4 | 26.5 | 23.8 | 23.4 | 22 | 27.5 | 30.2 | 28.1 | 22.4 | 23.4 | 26.2 | 26.8 | 27.3 | 25.9 | 27 | 28.2 | 27 | 23.6 | 25.2 | 29.8 | 26.7 | 25.1 | 26.2 | 24.8 | 25 | 24.4 | 26 | 26.6 | 25 | 28 | 24 | 24 | 16 | 27.2 | 26.2 | 27.4 | 27.4 | 27.4 | 27.3 | 26 | 0
6096 | 27.7 | 25 | 22.9 | 27.7 | 26.7 | 19.8 | 22.5 | 24.9 | 25.2 | 26.7 | 29.6 | 26.9 | 29.6 | 28.7 | 24.2 | 24.3 | 26.8 | 28.6 | 26.1 | 28.3 | 25.7 | 23 | 23 | 21.8 | 27 | 29.2 | 27.4 | 23.6 | 23.4 | 25.9 | 26.3 | 27.3 | 25.5 | 26.7 | 28 | 27 | 24.2 | 25.8 | 29 | 26.7 | 24.4 | 26.5 | 24 | 24.7 | 23.8 | 25.6 | 26.1 | 24.9 | 27.5 | 24 | 24.4 | 16.3 | 27.2 | 25.9 | 27.5 | 27 | 27.1 | 26.4 | 26.2 | 0
6097 | 27.2 | 24.8 | 22.6 | 26.7 | 27 | 19.6 | 22 | 24.9 | 25.2 | 26.6 | 28.7 | 26.3 | 29.6 | 28.7 | 24.2 | 24 | 26 | 28.6 | 26.7 | 27.9 | 25.3 | 24.8 | 22.2 | 21.4 | 26.7 | 28.7 | 26.6 | 24.5 | 23.4 | 25.5 | 25.6 | 27.1 | 25.3 | 26.5 | 27.6 | 27 | 24.2 | 25.7 | 28.9 | 26.7 | 24.4 | 26.7 | 23.1 | 24.4 | 23.8 | 24.9 | 25.7 | 24.4 | 26.4 | 24 | 24 | 16.2 | 27.1 | 25.7 | 27.1 | 26.2 | 27.3 | 26.4 | 26.3 | 0
6098 | 26.7 | 24.5 | 22.5 | 25.6 | 27 | 19.5 | 20.6 | 24.9 | 25.3 | 26.5 | 28 | 25.6 | 29.1 | 28.1 | 24.2 | 23.9 | 25.4 | 28.4 | 27 | 27.4 | 24.6 | 24.7 | 21.4 | 20.6 | 26.3 | 28.4 | 26.1 | 25.6 | 23.6 | 25.2 | 25 | 26.8 | 25 | 25.6 | 27.2 | 27 | 24.4 | 25.6 | 28.9 | 26.7 | 24.5 | 26.8 | 22.1 | 24.4 | 23.8 | 24.4 | 25 | 24 | 25 | 24 | 24 | 16.4 | 27.2 | 25.5 | 27.1 | 25.8 | 27.7 | 26.4 | 26.4 | 0
6099 | 26.1 | 24.3 | 22.2 | 24.7 | 27 | 19.6 | 20.5 | 24.9 | 25.3 | 26.3 | 26.8 | 25.4 | 29.4 | 27.8 | 23.3 | 23.5 | 24.6 | 28.4 | 26.8 | 26.6 | 24.5 | 24.7 | 20.7 | 19.6 | 25.9 | 28.2 | 25 | 25.6 | 23.7 | 24.8 | 24.7 | 26.8 | 24.8 | 25.2 | 27.1 | 27 | 23.9 | 25.6 | 29 | 26.7 | 24.7 | 26.6 | 21.5 | 24.3 | 23.8 | 24 | 24.5 | 23.3 | 23.8 | 24 | 23 | 15.8 | 27.2 | 25.3 | 26.8 | 25.3 | 27.7 | 26.4 | 26.2 | 0
6100 | 25.9 | 24 | 22.1 | 24.3 | 27.1 | 19.5 | 20.5 | 24.3 | 25.3 | 26.3 | 26.3 | 25.2 | 28.9 | 27.8 | 23.3 | 23.5 | 24.5 | 27.2 | 26.6 | 26.3 | 24.4 | 24.6 | 20.8 | 18.7 | 25.9 | 28 | 25.3 | 25.8 | 23.8 | 24.6 | 24.6 | 26.8 | 24.3 | 24.6 | 27.1 | 27 | 23.7 | 25.6 | 28.9 | 26.7 | 24.7 | 26.4 | 21 | 23.9 | 23.8 | 24.1 | 24.1 | 23.2 | 23.2 | 23.7 | 23 | 15.9 | 27.2 | 25.2 | 26.4 | 25.6 | 27.7 | 26.5 | 26.1 | 0
6101 | 25.5 | 24 | 22.1 | 24.8 | 27.4 | 19.5 | 20.5 | 23.9 | 25.3 | 26.2 | 25.6 | 26.8 | 28 | 27.3 | 23.3 | 23.5 | 24 | 27.1 | 25.4 | 26.5 | 24.2 | 24.5 | 22 | 20.2 | 25.7 | 27.7 | 25.1 | 22.2 | 21.8 | 24.4 | 26.4 | 26.8 | 24 | 25.4 | 26.9 | 27 | 23.8 | 25.6 | 28.9 | 26.8 | 24.7 | 26 | 22 | 23.8 | 23.9 | 25 | 25.8 | 23.2 | 26.6 | 23.7 | 24.6 | 15.4 | 26 | 25 | 26.3 | 26.6 | 27.8 | 26.5 | 25.4 | 0
6102 | 25.5 | 24 | 21.9 | 24.8 | 27.3 | 19.2 | 20.5 | 23.9 | 25.5 | 26.1 | 26.4 | 27.3 | 27.9 | 27.3 | 21.9 | 23.3 | 23.7 | 27.1 | 26.7 | 26.7 | 24.1 | 22.3 | 22.1 | 20.5 | 25.2 | 27.2 | 24.7 | 22.6 | 22.3 | 24.6 | 27 | 26.6 | 23.6 | 25.9 | 26.6 | 27 | 24.1 | 25.4 | 28.7 | 27.1 | 24.1 | 26.2 | 22.2 | 23.8 | 24 | 25.2 | 26.1 | 23.5 | 27 | 23.5 | 24.8 | 18.2 | 26.2 | 24.8 | 26.2 | 27 | 27.9 | 26.5 | 26 | 0
6103 | 25.3 | 24 | 22.2 | 25 | 27.5 | 19.2 | 20.5 | 23.9 | 25.7 | 26 | 27.6 | 27.8 | 28.3 | 27.1 | 21.1 | 23.5 | 23.1 | 27.1 | 27.9 | 26.7 | 23.8 | 22.5 | 22.6 | 21.5 | 25 | 27 | 24.6 | 23.1 | 22.5 | 25.3 | 27.4 | 26.6 | 23.6 | 26.9 | 26.9 | 26.2 | 24.6 | 25.5 | 28.7 | 26.2 | 24.1 | 27.1 | 22.8 | 24 | 24.1 | 26 | 27 | 24.3 | 27.9 | 23.5 | 25.3 | 21 | 26.6 | 24.8 | 26.4 | 27.6 | 28.1 | 26.5 | 27.3 | 0
6104 | 26 | 25.8 | 23 | 25.4 | 28.5 | 20.1 | 20.5 | 24 | 26.7 | 26.1 | 29.2 | 28.2 | 29.4 | 27.1 | 21.4 | 24 | 23.2 | 27.1 | 29.4 | 27 | 24.4 | 23 | 23.4 | 22.8 | 27.4 | 27 | 25.4 | 23.6 | 23 | 26.6 | 28 | 26.8 | 24.7 | 28.2 | 28.2 | 27 | 25 | 26.7 | 29.8 | 26.2 | 24.4 | 28 | 23.8 | 24.6 | 24.1 | 27.2 | 28.4 | 25.2 | 29 | 23.7 | 25.8 | 23.6 | 27.2 | 25.7 | 27.3 | 28.4 | 28.7 | 26.5 | 29 | 0
6105 | 27.3 | 29.5 | 25 | 25.9 | 29.5 | 22 | 20.9 | 26.7 | 29.3 | 27.5 | 30.5 | 28.4 | 31.1 | 27.6 | 24.5 | 25 | 23.1 | 28 | 30.2 | 27 | 26.2 | 24.7 | 24.3 | 24.7 | 29.7 | 25.2 | 27.5 | 24.2 | 22.9 | 28 | 28.2 | 28.3 | 26 | 29.6 | 29.1 | 26 | 25.6 | 28.7 | 31.8 | 25.7 | 26.5 | 29.3 | 24.8 | 26.1 | 25 | 28.8 | 30.1 | 26.3 | 29.6 | 25.5 | 26.7 | 24.2 | 28.1 | 27.9 | 29.1 | 29.5 | 29.3 | 27 | 30.6 | 0
6106 | 28.3 | 31.3 | 27.2 | 26.5 | 30 | 22.5 | 21.8 | 27.4 | 31.3 | 29.1 | 31.9 | 28.6 | 33 | 28.9 | 25.3 | 27 | 24 | 27.9 | 31 | 27.4 | 27.3 | 27 | 25.3 | 26.4 | 31 | 26.8 | 29 | 24.8 | 23.3 | 29.5 | 28.7 | 29.4 | 27.2 | 30.8 | 30.5 | 25.9 | 26.2 | 30 | 32.5 | 25.7 | 28 | 30.3 | 25.7 | 27.6 | 26.6 | 30.3 | 31.7 | 27.2 | 29.7 | 27.8 | 27.4 | 24.1 | 29.2 | 29.1 | 30.2 | 30.6 | 29.5 | 27.1 | 31.7 | 0
6107 | 29.3 | 31.7 | 27.9 | 27.2 | 31.4 | 24.8 | 24.3 | 27.9 | 32 | 30.1 | 32.8 | 28.6 | 35 | 30.3 | 25.8 | 28.7 | 25.2 | 27.8 | 31.2 | 28 | 27.2 | 28.2 | 26 | 28 | 32.1 | 29.2 | 31 | 25.6 | 23.6 | 30.6 | 29 | 29 | 29 | 31.8 | 31.3 | 25.7 | 27 | 31.4 | 34.1 | 25.7 | 28.5 | 31.2 | 26.2 | 28.9 | 26.6 | 31.6 | 33 | 28 | 29 | 29.3 | 28.2 | 22.8 | 30.4 | 30.7 | 32.1 | 31.6 | 30.3 | 28.1 | 32 | 0
6108 | 30.8 | 33.5 | 28.7 | 28 | 31.4 | 26.1 | 25.8 | 30.1 | 32.6 | 31.2 | 33.7 | 28.7 | 36.6 | 31.8 | 27.8 | 28.4 | 27.3 | 27.8 | 31.5 | 29.2 | 27.4 | 29.3 | 26.5 | 28.9 | 33.1 | 30.9 | 32 | 26.3 | 24.6 | 31.5 | 29.7 | 29.4 | 29.4 | 32.5 | 32.3 | 25.5 | 27.7 | 32 | 34.8 | 26.2 | 29.2 | 31.5 | 26.3 | 30.1 | 27.6 | 32.2 | 33.8 | 28.5 | 28.1 | 29.3 | 28.5 | 22.2 | 31.4 | 32.1 | 33.3 | 32.1 | 31.3 | 29.2 | 31.6 | 0
6109 | 31.6 | 33.2 | 28.4 | 28.8 | 31.8 | 27.4 | 25.8 | 30.2 | 33 | 32.2 | 34.1 | 28.8 | 37.6 | 32.4 | 28.8 | 28.5 | 29 | 26.7 | 31.2 | 30.4 | 27.1 | 30.1 | 26.6 | 29.7 | 33.6 | 32.5 | 33.6 | 26.9 | 25.1 | 31.7 | 30.2 | 30.8 | 29.8 | 33.2 | 32.6 | 25.4 | 28.4 | 32.3 | 35.5 | 27 | 29.5 | 31.9 | 25.7 | 31.6 | 27.5 | 32.3 | 34.1 | 29.1 | 27.3 | 29.7 | 28.8 | 21.7 | 32.3 | 31.4 | 33.6 | 32.2 | 31.8 | 29.3 | 30.8 | 0
6110 | 32.3 | 33.3 | 29.7 | 29.6 | 31.4 | 26.7 | 25.9 | 30.4 | 33.6 | 32.1 | 34.4 | 29 | 38 | 32.8 | 28.8 | 28.3 | 30.4 | 26.7 | 30.8 | 31.4 | 25.9 | 30.6 | 26.4 | 30 | 34.7 | 34 | 34.2 | 27 | 25.6 | 31.6 | 30.6 | 31 | 31 | 33.8 | 33.1 | 25 | 28.8 | 33 | 36.3 | 29.1 | 29.5 | 32 | 25 | 32.1 | 27.5 | 32 | 34 | 29.4 | 27 | 30.3 | 28.6 | 22 | 32.6 | 31.1 | 33.7 | 31.6 | 31.8 | 29.3 | 30 | 0
6111 | 32.5 | 34.4 | 29.9 | 30.2 | 31.7 | 28 | 26.7 | 30.9 | 33.1 | 32.5 | 34.1 | 29.1 | 38 | 33.5 | 29.8 | 28.8 | 30.4 | 27 | 29.6 | 31.5 | 26.2 | 30.6 | 25.8 | 30.4 | 34.6 | 34.2 | 35.2 | 26.8 | 24.9 | 31 | 30.3 | 30.8 | 30.6 | 34.2 | 33.6 | 24.7 | 29 | 32.9 | 36.5 | 29.2 | 29.5 | 32.5 | 24.1 | 32.3 | 27.5 | 31.7 | 33.5 | 29.8 | 27.2 | 28.5 | 28.5 | 21.6 | 32.5 | 31 | 33.6 | 30.8 | 31.8 | 29.3 | 29.5 | 0
6112 | 32.4 | 34.1 | 30.4 | 30.5 | 31.7 | 28.3 | 26.5 | 30.9 | 32.1 | 32.5 | 33.7 | 29.1 | 37.6 | 33.5 | 25.1 | 29.3 | 29.9 | 27 | 28.7 | 31.1 | 26.2 | 30.8 | 25.1 | 30 | 34.7 | 34.5 | 35.5 | 26.2 | 24.1 | 30.3 | 29.8 | 30.8 | 30.6 | 34.2 | 33.6 | 24.5 | 28.6 | 29.3 | 36.4 | 28.8 | 29 | 32.4 | 23.4 | 32.5 | 26.9 | 31.2 | 32.7 | 29.7 | 27.6 | 27.3 | 28 | 21.3 | 31.8 | 30.4 | 32.6 | 29.9 | 31.8 | 29.3 | 29.3 | 0
6113 | 32.3 | 33.8 | 29.4 | 30.4 | 31.4 | 27.8 | 26.2 | 30.3 | 30.6 | 32.3 | 33 | 29 | 37 | 30.6 | 25.3 | 28.3 | 28.6 | 26.6 | 27.6 | 29.8 | 25.8 | 31.1 | 24.4 | 29.4 | 34.5 | 34.5 | 35.1 | 25.4 | 22.8 | 29.4 | 28.8 | 29.8 | 30.1 | 33.6 | 33.4 | 24.5 | 28 | 28.9 | 36.3 | 28.7 | 28.5 | 32.2 | 23 | 32.5 | 26.4 | 30.8 | 31.6 | 29.2 | 27.8 | 27.5 | 27.6 | 20 | 30.8 | 28.9 | 32.1 | 29.2 | 29.3 | 29.3 | 29 | 0
6114 | 33 | 33.1 | 28.4 | 30 | 30.9 | 26.4 | 25.5 | 29.2 | 30.4 | 31.6 | 32.5 | 28.8 | 36.2 | 29.8 | 26 | 23.7 | 27.8 | 26 | 27.3 | 28.6 | 24.5 | 30.6 | 23.9 | 27.8 | 32.7 | 34.1 | 33.2 | 24.6 | 22.4 | 28.7 | 28.2 | 29 | 29.6 | 32.3 | 29.6 | 24.4 | 26.9 | 28.5 | 34.9 | 28.7 | 27.8 | 31.2 | 22.9 | 31.2 | 25.8 | 30.1 | 30.3 | 28.1 | 27.5 | 24.7 | 26.8 | 19.1 | 29.7 | 28.1 | 30.6 | 28.7 | 28.8 | 29.2 | 28.4 | 0
6115 | 30.6 | 30.5 | 26.8 | 29.4 | 29.6 | 25.5 | 24.8 | 28.3 | 30 | 30 | 31.9 | 28.6 | 35.2 | 29 | 26 | 23.9 | 27 | 26.6 | 27.1 | 27.2 | 24.2 | 30.1 | 23.4 | 26.2 | 30.7 | 33.5 | 32 | 24.2 | 21.9 | 27.7 | 27.5 | 28.3 | 28.6 | 30.8 | 28.1 | 24.3 | 26.1 | 28 | 33.3 | 28.3 | 27 | 30.2 | 22.9 | 29.4 | 25.8 | 29.4 | 29 | 27 | 26.6 | 24.7 | 26.2 | 17.8 | 28.8 | 27.4 | 30.1 | 28.5 | 28.7 | 29.1 | 27.4 | 0
6116 | 29.8 | 28.5 | 26.5 | 28.8 | 29.3 | 24 | 24.4 | 27.4 | 29.6 | 28.6 | 31.6 | 28.4 | 34 | 28.5 | 26 | 23.9 | 26.8 | 26.4 | 27.4 | 26.4 | 23.7 | 29.1 | 23.2 | 24.4 | 29.6 | 32.4 | 30.5 | 24 | 22.2 | 26.8 | 27.2 | 28 | 28.1 | 29.2 | 27.3 | 24 | 25.4 | 27.6 | 31.9 | 27.9 | 26.5 | 29 | 23 | 28 | 25.8 | 28.4 | 27.8 | 25.8 | 25.6 | 24.8 | 25.4 | 17.4 | 28.2 | 27 | 29.2 | 28.4 | 28.8 | 29.1 | 26.2 | 0
6117 | 29.3 | 27.5 | 25.4 | 28.2 | 28.7 | 22 | 24.2 | 26.7 | 29.5 | 27.6 | 31.1 | 28.2 | 32.7 | 28.4 | 25.3 | 23.9 | 26.4 | 26.4 | 27.2 | 25.8 | 23.4 | 28.6 | 23 | 23.3 | 28.8 | 31.5 | 30 | 24.1 | 22 | 25.8 | 26.8 | 27.8 | 27.6 | 28.1 | 26.6 | 23.9 | 25.2 | 27 | 31 | 27.7 | 26 | 28.5 | 22.9 | 27.2 | 25.1 | 27.6 | 26.9 | 25.2 | 24.7 | 24.5 | 25 | 17 | 28 | 26.7 | 29 | 28.4 | 28.8 | 29 | 25.1 | 0
6118 | 28.9 | 26.8 | 24.3 | 27.8 | 28.4 | 21.7 | 23.8 | 26.3 | 29.5 | 27.1 | 30.7 | 27.9 | 31.4 | 28.3 | 25.3 | 24.2 | 26.4 | 26.1 | 27.2 | 25.9 | 23.4 | 28 | 23 | 22.4 | 28.1 | 31.2 | 29 | 24 | 22.2 | 25.2 | 26.8 | 27.6 | 27.6 | 27.4 | 26.2 | 23.9 | 25 | 26.5 | 30.9 | 27.2 | 25.6 | 28 | 22.9 | 26.6 | 25 | 26.9 | 26.3 | 24.8 | 24.5 | 24 | 24.5 | 17.4 | 27.9 | 26.4 | 28.6 | 28 | 28.8 | 29 | 24.4 | 0
6119 | 28.3 | 26.3 | 23.7 | 27.4 | 28.3 | 21.2 | 23.6 | 25.7 | 28.2 | 26.7 | 30 | 27.6 | 30.4 | 28 | 25.3 | 23.3 | 26.2 | 26.3 | 26.6 | 26 | 23.4 | 27.1 | 23 | 22.2 | 27.3 | 30.8 | 28.4 | 23.8 | 22 | 24.8 | 26.6 | 27.6 | 27.5 | 27.2 | 26.1 | 23.9 | 25 | 26.3 | 30.4 | 27.1 | 25.5 | 28 | 22.8 | 26 | 25 | 26.4 | 26.2 | 24.8 | 25 | 24 | 24.4 | 17.4 | 27.8 | 26 | 28.3 | 27.6 | 28.8 | 28.9 | 24.4 | 0
6120 | 27.5 | 26 | 23.2 | 27.1 | 28.3 | 20.6 | 23.3 | 24.7 | 27.5 | 26.2 | 29.3 | 27.3 | 29.7 | 27.6 | 24.2 | 23 | 26.5 | 26.9 | 26.3 | 26.5 | 23.4 | 26.6 | 23.1 | 21.7 | 26.9 | 29.2 | 27.5 | 23.2 | 22.3 | 25 | 26.7 | 27.8 | 26.7 | 27.1 | 26.1 | 23.8 | 24.6 | 25.9 | 29.9 | 26.6 | 25 | 27.5 | 22.9 | 25.1 | 24.6 | 25.9 | 26.3 | 24.6 | 25.9 | 24 | 24.1 | 17.6 | 27.4 | 25.8 | 28 | 26.9 | 28.8 | 27.3 | 24.8 | 0
6121 | 27.4 | 25.7 | 23 | 26.7 | 28 | 20.4 | 22.7 | 24.2 | 27.2 | 26.1 | 28.2 | 26.9 | 29.3 | 27.6 | 24.2 | 22.5 | 26.2 | 26.1 | 25.7 | 26.8 | 23.4 | 25.7 | 23.1 | 21.4 | 26.2 | 28.4 | 26.6 | 22.6 | 22.2 | 25.2 | 26.6 | 27.6 | 26.1 | 26.9 | 26.1 | 23.7 | 24.2 | 25.7 | 29.8 | 26.4 | 25 | 27.2 | 22.8 | 25 | 24.7 | 25.7 | 26.4 | 24.3 | 26.8 | 24.1 | 24.1 | 16.7 | 27 | 25.6 | 27.9 | 26.4 | 28.7 | 27.4 | 25.3 | 0
6122 | 26.8 | 25.7 | 22.8 | 26.2 | 28 | 20.3 | 22.2 | 24.2 | 27.3 | 26.1 | 27.2 | 26.6 | 29 | 27.6 | 24.2 | 22.5 | 26.2 | 26 | 25.4 | 27 | 23.4 | 25.6 | 23 | 20.8 | 25.5 | 27.8 | 25.6 | 22 | 22.4 | 25.4 | 26.6 | 27.3 | 25.6 | 26.4 | 26.1 | 23.9 | 23.6 | 25.4 | 29.7 | 26.2 | 25 | 26.4 | 22.8 | 24.5 | 24.5 | 25.4 | 26.4 | 23.8 | 27.2 | 24.3 | 24 | 15.8 | 26.4 | 25.4 | 27.6 | 26 | 28.3 | 27.4 | 25.6 | 0
6123 | 26.3 | 25.4 | 22.5 | 25.6 | 28 | 20.2 | 21.4 | 24 | 27.5 | 26 | 26.1 | 26.4 | 28.7 | 27.5 | 23.8 | 22.4 | 25.4 | 26 | 24.9 | 26.8 | 23.4 | 25.6 | 22.6 | 20.5 | 25.5 | 27.5 | 25 | 21.8 | 22 | 25.1 | 26.3 | 27.3 | 25.2 | 25.9 | 25.8 | 23.9 | 23.4 | 25.1 | 29.5 | 26.2 | 24.5 | 26.1 | 22.5 | 24.3 | 24.2 | 25.2 | 26.2 | 23.4 | 27.1 | 24.3 | 24.2 | 14.4 | 26.1 | 25.1 | 27.5 | 26 | 28.3 | 27.4 | 25.6 | 0
6124 | 25.8 | 25.2 | 22.5 | 25.1 | 28 | 19.7 | 20.7 | 24 | 27.5 | 25.6 | 25.6 | 26.5 | 28.3 | 27.5 | 23.8 | 22 | 24.9 | 26 | 25 | 26.7 | 23.4 | 25.3 | 22.3 | 20.1 | 25.5 | 26.9 | 24.6 | 21.8 | 22 | 24.8 | 26.4 | 27 | 25 | 25.4 | 25.6 | 23.7 | 23.4 | 25.1 | 29.4 | 25.9 | 24.1 | 25.7 | 22.2 | 23.9 | 24.2 | 25 | 25.9 | 23.1 | 26.8 | 24.3 | 24.3 | 14.4 | 25.9 | 24.9 | 27.1 | 26.2 | 28.3 | 27.4 | 25.4 | 0
6125 | 25.4 | 24.8 | 22.3 | 24 | 28 | 19.2 | 20.4 | 23.9 | 27.3 | 25.6 | 27 | 25.2 | 28.4 | 27.4 | 23.8 | 21.8 | 24.8 | 26 | 26 | 25.4 | 23.4 | 24.6 | 22.2 | 20.8 | 25.1 | 26.5 | 24.6 | 23.8 | 22 | 23.6 | 25.6 | 26.8 | 24.5 | 25.8 | 25.6 | 23.7 | 24.6 | 25.1 | 29.4 | 25.9 | 24 | 27 | 22.2 | 23.8 | 24.2 | 25.2 | 25 | 23.4 | 24 | 24.3 | 23.4 | 17 | 27 | 24.9 | 26.7 | 25.4 | 28.3 | 27.4 | 25.6 | 0
6126 | 25 | 24.8 | 21.8 | 23.7 | 28 | 18.5 | 20 | 23.9 | 27 | 25.6 | 27.9 | 24.9 | 28.9 | 26.6 | 21.8 | 21.6 | 25.5 | 25.8 | 25.9 | 25.9 | 23.4 | 24.2 | 22.9 | 21.1 | 24.7 | 26.1 | 24.4 | 23.6 | 22.2 | 24.2 | 26 | 26.4 | 23.9 | 26.3 | 25.6 | 23.8 | 24.7 | 25 | 28.8 | 26 | 23.6 | 27.9 | 22.2 | 23.6 | 24.2 | 26.2 | 26 | 24.4 | 25.1 | 24.3 | 23.2 | 17.2 | 27.1 | 24.7 | 26.5 | 26.6 | 27.8 | 27.5 | 25.7 | 0
6127 | 25 | 25 | 21.9 | 23.8 | 28 | 18 | 19.9 | 23.9 | 28 | 25.6 | 28.9 | 25.4 | 30.5 | 26.8 | 21.8 | 21.5 | 26.1 | 25.4 | 26.6 | 26.2 | 23.4 | 24.1 | 23.1 | 22.1 | 24.5 | 25.6 | 24.8 | 23.7 | 22.8 | 25 | 26.3 | 26.8 | 23.9 | 27.2 | 26 | 23.9 | 24.9 | 25 | 28.8 | 26.2 | 23.5 | 28.9 | 22.4 | 23.5 | 24.2 | 27.3 | 27.4 | 25.6 | 26.5 | 24.4 | 23 | 17.7 | 27.7 | 24.7 | 26.6 | 27.1 | 27.8 | 27.5 | 25.9 | 0
6128 | 25.8 | 28 | 23.4 | 24.6 | 28.1 | 19.3 | 20.4 | 24.1 | 28.2 | 25.9 | 30.3 | 26.4 | 30.4 | 28 | 21.8 | 22.5 | 27 | 25.2 | 27.6 | 26.6 | 23.6 | 25.1 | 23.2 | 23 | 26.8 | 25.5 | 26 | 24 | 23.6 | 26.4 | 27 | 28.2 | 25.1 | 27.6 | 27.1 | 24 | 25.6 | 25.8 | 30.3 | 26.2 | 23.6 | 30 | 23 | 23.6 | 24.2 | 28.4 | 29.2 | 26.8 | 28.2 | 24.5 | 22.8 | 18.4 | 28.2 | 25.4 | 27.6 | 27.6 | 28 | 27.5 | 26.8 | 0
6129 | 27.4 | 28.5 | 25.6 | 25.9 | 29 | 21.4 | 22 | 26 | 28.2 | 28.2 | 31.3 | 28 | 31.8 | 29.4 | 23.3 | 24.8 | 27.3 | 26.5 | 29.3 | 26.8 | 24.9 | 27.8 | 22.5 | 24.6 | 29.1 | 25.5 | 27.2 | 24.7 | 24.7 | 27.5 | 27.3 | 30.3 | 27.1 | 28.9 | 29.9 | 26.1 | 26.7 | 26.7 | 30.7 | 26.3 | 25.8 | 30.8 | 23.9 | 26 | 24.4 | 29.3 | 30.9 | 27.5 | 29.5 | 24.4 | 22.7 | 19 | 28.9 | 27.2 | 29 | 27.2 | 28.5 | 27.6 | 28 | 0
6130 | 28.4 | 31.1 | 27 | 27.5 | 28.9 | 23.8 | 23.5 | 26.5 | 28.4 | 28.9 | 32.6 | 29.3 | 32 | 30.8 | 24 | 27 | 27.8 | 27 | 30.3 | 27.4 | 24.9 | 28.7 | 22.2 | 26.1 | 30.3 | 26.1 | 29 | 25.4 | 25.5 | 28.8 | 27.8 | 31.1 | 28.4 | 29.9 | 30.9 | 27.1 | 28.2 | 28.1 | 31.3 | 27.5 | 28.1 | 31.5 | 25 | 27.1 | 25.2 | 30 | 32.6 | 28.1 | 30.6 | 24.5 | 22.8 | 19.6 | 29 | 29 | 31 | 27.1 | 29 | 27.9 | 29.9 | 0
6131 | 29.9 | 32.9 | 28.2 | 29 | 29.2 | 25.4 | 24.7 | 28.1 | 30.3 | 29.9 | 33.6 | 30.4 | 33.8 | 31.9 | 25.8 | 27.5 | 28 | 27.3 | 31 | 28.2 | 24.9 | 29.8 | 22 | 28 | 31.7 | 27.8 | 30.3 | 26 | 26 | 29.6 | 28 | 31.8 | 29.2 | 31.4 | 32.4 | 26.2 | 29.6 | 30 | 32.4 | 28.9 | 29.6 | 32 | 26 | 29.2 | 26.5 | 30.6 | 33.8 | 28.4 | 31 | 25.7 | 23.4 | 19.8 | 29 | 29.8 | 32.6 | 27 | 29.3 | 28.8 | 31.4 | 0
6132 | 30.6 | 33.9 | 28.7 | 30.2 | 30 | 26.8 | 25.2 | 28.9 | 31.4 | 31.3 | 35 | 30.9 | 34.3 | 33 | 27.5 | 29.7 | 28.7 | 27.6 | 30.4 | 29.6 | 25.2 | 30.9 | 22.8 | 29.3 | 32.5 | 31 | 31.7 | 26.2 | 25.8 | 30.5 | 28.5 | 30.1 | 29.9 | 32.1 | 33 | 27 | 30.6 | 31.1 | 35.3 | 29.7 | 30.5 | 32.5 | 26.6 | 30.2 | 27.6 | 31.1 | 34.7 | 29 | 31.1 | 25.7 | 24.4 | 19.9 | 28.4 | 30.2 | 33.6 | 27.9 | 30.3 | 30.2 | 32.6 | 0
6133 | 31.7 | 35 | 29.8 | 30.8 | 29.4 | 27.4 | 25.4 | 29 | 32.4 | 32.4 | 35.8 | 31.3 | 36.3 | 33.5 | 27.8 | 29.3 | 29.4 | 27.7 | 29.7 | 30.9 | 25.4 | 31.3 | 23.6 | 30.8 | 33.3 | 32.5 | 33 | 26 | 25.3 | 30.9 | 28.7 | 25.6 | 30.8 | 33 | 33.6 | 27.1 | 30.9 | 31.7 | 36 | 30.8 | 30.6 | 32.6 | 26.5 | 31.6 | 27.6 | 31.4 | 35 | 29.6 | 30.8 | 27.1 | 25.5 | 19.8 | 28.2 | 30.2 | 34.5 | 28.7 | 30 | 30.7 | 32.5 | 0
6134 | 32.2 | 34.5 | 30 | 31 | 29.7 | 28.3 | 25.4 | 29 | 27.9 | 32.8 | 36.6 | 31.4 | 36.8 | 34.3 | 27.9 | 28.2 | 30.2 | 28 | 28.6 | 32 | 26.7 | 32.4 | 24.6 | 31.4 | 34.2 | 34 | 33.5 | 25.4 | 24.4 | 31.2 | 29 | 25.7 | 31.3 | 33 | 34.6 | 27.1 | 30.4 | 29.3 | 36.7 | 30.8 | 30.5 | 32.4 | 25.8 | 33.1 | 27.7 | 31.6 | 35 | 30.2 | 30.4 | 27.6 | 26.6 | 19.6 | 28 | 30 | 34.6 | 29.6 | 29.9 | 31 | 31.4 | 0
6135 | 32.8 | 34.3 | 27.5 | 30.7 | 30.4 | 29.4 | 25.8 | 29 | 26.3 | 33.5 | 36.4 | 31.8 | 38.3 | 33.8 | 27.3 | 29.8 | 30.3 | 28.3 | 28.4 | 32.2 | 27.8 | 32 | 24.7 | 31.8 | 35.2 | 34.4 | 33.7 | 24.7 | 23.6 | 30.9 | 28.8 | 25.9 | 32.3 | 33.3 | 34.4 | 28.1 | 29.4 | 29.1 | 36.9 | 31.5 | 30.1 | 31.7 | 24.5 | 33.6 | 27.3 | 31.4 | 34.4 | 30.1 | 29.6 | 27.1 | 27.3 | 19.4 | 28.6 | 29.8 | 34.6 | 29.4 | 30.1 | 30.9 | 29.3 | 0
6136 | 32.9 | 34.5 | 29.5 | 30.3 | 30 | 29.7 | 25.6 | 28.5 | 26.5 | 33.3 | 36.1 | 31.8 | 37.2 | 31 | 26 | 29.3 | 30.2 | 28.2 | 28.3 | 31.7 | 29 | 31.8 | 24.5 | 31 | 34.9 | 34.7 | 34.5 | 24 | 22.9 | 30.6 | 28.6 | 26.2 | 31.9 | 32.5 | 30.9 | 29 | 28.2 | 30.2 | 36.6 | 31.5 | 29.7 | 30.8 | 23.3 | 34.2 | 27.2 | 30.9 | 33.7 | 29.6 | 28.9 | 26.1 | 27.4 | 19.1 | 29 | 29.7 | 34.6 | 28.9 | 30.1 | 30.3 | 27.3 | 0
6137 | 32.8 | 34.2 | 29.3 | 29.8 | 29.4 | 29.3 | 25.4 | 28.5 | 26.5 | 32.9 | 35.3 | 31.6 | 36.2 | 30.3 | 26 | 28.8 | 29.4 | 28.1 | 28.8 | 30.4 | 29 | 31.7 | 23.6 | 29.8 | 34.9 | 34.8 | 34 | 23.4 | 22.6 | 29.8 | 28 | 26.6 | 32 | 31.8 | 27 | 28.6 | 27.2 | 30.5 | 34.4 | 31.5 | 29 | 29.8 | 22.4 | 34.1 | 27.2 | 30.2 | 32.6 | 28.4 | 28 | 25.3 | 27 | 18.6 | 29.5 | 29.6 | 33.2 | 27.6 | 30.1 | 29.8 | 25.6 | 0
6138 | 32.7 | 34.2 | 28 | 29.3 | 29.1 | 28 | 24.9 | 26.9 | 26.5 | 31.6 | 34.9 | 30.7 | 33.2 | 29.5 | 22.7 | 27.3 | 28.7 | 28 | 28.6 | 29 | 28.7 | 27.9 | 23.1 | 27.6 | 34.2 | 34.9 | 33.7 | 23 | 22.4 | 29.1 | 27.8 | 26.6 | 31.2 | 30.2 | 26.9 | 28.6 | 26.6 | 29.2 | 32.7 | 31.5 | 27.8 | 29.1 | 22.1 | 32.2 | 26.4 | 29.6 | 31.6 | 27.1 | 27.4 | 25 | 26.3 | 18 | 29.3 | 28.2 | 32.2 | 26.9 | 29.5 | 29.2 | 25.1 | 0
6139 | 30.3 | 32 | 26.6 | 28.7 | 29 | 25.6 | 24.1 | 25.9 | 26.4 | 30.6 | 34.3 | 29.7 | 32.3 | 28.7 | 22.7 | 26 | 27.7 | 28 | 28.4 | 27.6 | 28 | 27.1 | 22.4 | 25.7 | 32.6 | 34.4 | 32.5 | 22.7 | 22.4 | 28 | 27.3 | 26.6 | 30.2 | 29.3 | 26.9 | 28.3 | 26.4 | 28 | 31.9 | 31 | 27.1 | 28.6 | 22.1 | 29.8 | 26.4 | 29 | 30.5 | 25.8 | 26.7 | 24.6 | 25.6 | 17.4 | 28.9 | 27.6 | 31.1 | 26.3 | 29.4 | 28 | 25.1 | 0
6140 | 29 | 29.9 | 26.2 | 28 | 28.9 | 25.2 | 23.9 | 25.4 | 26.4 | 29.4 | 34 | 28.4 | 32 | 28.2 | 22.8 | 24.8 | 27.2 | 28 | 27.6 | 26.6 | 27.2 | 27.2 | 22.4 | 24 | 31.1 | 33.1 | 31 | 22.6 | 22.4 | 27 | 27.2 | 26.5 | 29.4 | 28.2 | 26.9 | 28 | 26.4 | 27.1 | 31.4 | 30 | 27.1 | 28.6 | 22.4 | 28.7 | 26.4 | 28.6 | 29.6 | 25 | 26.4 | 24.1 | 25 | 16.8 | 28.2 | 27.2 | 30.9 | 26.4 | 29 | 27.4 | 25.6 | 0
6141 | 28.7 | 29 | 25.2 | 27.2 | 28.9 | 23.7 | 23.8 | 25.4 | 26.4 | 28.4 | 33.2 | 27.7 | 34.9 | 28 | 22.3 | 24 | 26.7 | 28 | 27.2 | 25.8 | 26.7 | 25 | 22.2 | 23.4 | 30.2 | 32.1 | 30.1 | 22.7 | 22.6 | 25.8 | 26.8 | 26.6 | 29.2 | 28.2 | 26.7 | 27.8 | 26.3 | 26.6 | 30.4 | 29.2 | 26.6 | 28.7 | 22.5 | 27.7 | 26.3 | 28.3 | 28.6 | 24.5 | 26.1 | 24.1 | 24.7 | 16.4 | 28 | 27.1 | 30.3 | 26.2 | 28.9 | 27.2 | 25.8 | 0
6142 | 27.6 | 28.2 | 24.3 | 26.5 | 28.9 | 23.1 | 23.3 | 25.4 | 26.6 | 27.9 | 32.5 | 27.4 | 36.7 | 28 | 22.3 | 23.5 | 26.7 | 28.1 | 26.6 | 25.6 | 26.5 | 23.3 | 22.4 | 23 | 29.2 | 32 | 29.6 | 22.8 | 22.6 | 25 | 26.8 | 26.7 | 28.2 | 27.7 | 26.5 | 27.6 | 26 | 26.2 | 30.4 | 28.8 | 26.6 | 28.8 | 22.6 | 26.8 | 26.3 | 27.9 | 27.8 | 24.7 | 26 | 24.1 | 24.6 | 16.3 | 27.8 | 26.7 | 29.6 | 26.4 | 28.8 | 27.5 | 25.9 | 0
6143 | 27.2 | 27.6 | 24 | 26 | 28.8 | 22.7 | 23 | 25.2 | 26.8 | 27.3 | 31.4 | 27.6 | 38.4 | 28 | 22.3 | 22.9 | 26.6 | 28.1 | 26.6 | 25.4 | 26.2 | 23.3 | 22.2 | 23 | 28.2 | 31.2 | 28.7 | 23 | 22.6 | 24.4 | 26.6 | 26.8 | 27.3 | 27.4 | 26.4 | 27.3 | 25.6 | 25.7 | 30.4 | 28.4 | 26.6 | 28.6 | 22.4 | 26.2 | 26.3 | 27.4 | 27 | 24.8 | 25.8 | 24.1 | 24.6 | 16.4 | 28 | 26.7 | 29.1 | 26 | 28.2 | 27.8 | 25.6 | 0
6144 | 28 | 26.8 | 23.5 | 25.8 | 28.3 | 21.6 | 22.7 | 24.9 | 26.9 | 26.9 | 30.5 | 27.7 | 36.1 | 28 | 22.8 | 22.3 | 26.7 | 28.1 | 26.3 | 25.5 | 25.4 | 23.6 | 22.3 | 22.4 | 28.1 | 29 | 28.2 | 23.2 | 22.4 | 24.4 | 26.8 | 27 | 26.8 | 26 | 25.9 | 27.3 | 25.1 | 25.2 | 30.1 | 28 | 26.5 | 28.2 | 22.4 | 25.7 | 25.7 | 26.7 | 26.5 | 25 | 25.6 | 24.1 | 24.5 | 16.7 | 27.9 | 26.3 | 28.6 | 25.9 | 28 | 26.8 | 25.6 | 0
6145 | 28 | 26.5 | 23 | 25.7 | 28 | 20.4 | 22.1 | 24.5 | 26.9 | 26.5 | 29.3 | 27.9 | 33.3 | 28 | 22.8 | 21.9 | 26.4 | 28.2 | 26.5 | 25.4 | 25.4 | 23.3 | 22 | 21.9 | 27.3 | 28.5 | 27.7 | 23.6 | 22.3 | 24.3 | 26.6 | 26.8 | 26.7 | 25.1 | 25.9 | 27.1 | 24.8 | 25.2 | 29.4 | 27.7 | 26.1 | 27.6 | 22.3 | 25.2 | 25.7 | 25.9 | 25.9 | 24.7 | 25.1 | 24.1 | 24.3 | 17 | 27.9 | 26.2 | 28.3 | 25.2 | 27.5 | 26.7 | 25.5 | 0
6146 | 27.3 | 26.5 | 23 | 25.6 | 27.9 | 20.5 | 21.6 | 24.4 | 26.8 | 26.4 | 28.4 | 27.4 | 29 | 27.9 | 22.8 | 21.9 | 26 | 28.2 | 26.2 | 25.4 | 25.4 | 23.3 | 22 | 21 | 26.7 | 28 | 27.7 | 23.8 | 22 | 24.4 | 26.6 | 26.6 | 26.3 | 24 | 25.9 | 27.1 | 24.6 | 25.2 | 29.4 | 27.6 | 26.1 | 27 | 22.4 | 24.8 | 25.7 | 25.2 | 25.4 | 24.2 | 24.6 | 24.1 | 24 | 17.2 | 27.4 | 25.8 | 28.1 | 25 | 27.3 | 26.7 | 25.8 | 0
6147 | 26.7 | 26.5 | 22.8 | 25.2 | 27.6 | 20.5 | 21 | 24.4 | 26.7 | 26.3 | 27.4 | 26.8 | 27.6 | 27.5 | 22.5 | 21.5 | 25.2 | 28.1 | 26.3 | 25.2 | 25.2 | 23.3 | 21.7 | 20.7 | 26.2 | 27.5 | 27.5 | 24 | 21.9 | 24 | 26.1 | 26.6 | 25.8 | 24.3 | 25.6 | 27.1 | 24.6 | 25.2 | 29.4 | 27.5 | 25.7 | 26.5 | 22.4 | 24.2 | 25.2 | 24.7 | 24.9 | 23.4 | 23.9 | 23.9 | 23.7 | 17.1 | 27.2 | 25.7 | 27.6 | 24.5 | 27.3 | 26.5 | 25.8 | 0
6148 | 26.2 | 26.5 | 22.5 | 24.7 | 27.4 | 20.2 | 20.5 | 23.7 | 26.5 | 25.9 | 27 | 25.8 | 26.6 | 26.8 | 22.5 | 21 | 24.9 | 28.1 | 25.9 | 25.3 | 25.2 | 23.3 | 22 | 20.4 | 26.1 | 27 | 26.7 | 23.9 | 21.8 | 23.8 | 25.9 | 25.6 | 25.3 | 24.6 | 25.5 | 26.6 | 24.6 | 25.1 | 29.3 | 27 | 25.6 | 26.6 | 22.4 | 23.9 | 25 | 24.7 | 24.8 | 23.2 | 23.7 | 23.9 | 23.5 | 17 | 26.9 | 25.4 | 27.6 | 24.9 | 27.1 | 26.1 | 25.9 | 0
6149 | 25.8 | 26.5 | 22 | 24 | 27.4 | 20.1 | 20.2 | 23.4 | 26.4 | 25.9 | 26 | 26.6 | 23.6 | 26.3 | 22.3 | 21 | 24.8 | 28.1 | 25.6 | 24 | 25.2 | 23.3 | 20.8 | 19.4 | 25.4 | 26.7 | 26.2 | 23 | 22.2 | 23.4 | 24.3 | 25 | 24.8 | 24.4 | 25.4 | 26.1 | 24.4 | 25.1 | 29.3 | 27 | 25.6 | 27.2 | 21.8 | 23.7 | 24.8 | 25.4 | 23.8 | 23.8 | 24.8 | 23.6 | 23.4 | 16.2 | 26.6 | 25.3 | 27.6 | 26 | 26.9 | 25.8 | 25.2 | 0
6150 | 25.5 | 26.1 | 21.5 | 24.1 | 27.4 | 19.5 | 19.8 | 23.1 | 26 | 25.9 | 27.1 | 26.2 | 24.3 | 25.8 | 20.8 | 20.8 | 25.4 | 28.1 | 26.8 | 24.9 | 25.3 | 23.3 | 20.8 | 19.8 | 25.1 | 26.4 | 25.5 | 23.6 | 22.9 | 24.2 | 24.5 | 24.7 | 24.4 | 24.9 | 25.4 | 26.1 | 24.9 | 25.1 | 29.2 | 26.9 | 25.6 | 27.6 | 21.9 | 23.2 | 24.7 | 25.8 | 24.4 | 23.9 | 25.6 | 23.6 | 22.9 | 17.1 | 26.6 | 25.2 | 27.4 | 25.5 | 26.5 | 25.8 | 25.2 | 0
6151 | 25.5 | 25 | 21.5 | 24.6 | 27.3 | 19.8 | 19.7 | 23.1 | 26.4 | 25.6 | 28.2 | 27.2 | 25.5 | 26.3 | 20.8 | 21.3 | 26.3 | 28 | 28.4 | 26.1 | 25.3 | 23.3 | 21.1 | 21.1 | 25 | 26.3 | 25.2 | 23.8 | 23.6 | 25.2 | 24.8 | 25.1 | 24.7 | 25.8 | 25.5 | 26.1 | 25.3 | 25.1 | 29.1 | 27 | 25.6 | 28.2 | 22 | 23.1 | 24.8 | 26.5 | 25.7 | 24.3 | 26.6 | 23.6 | 23.1 | 17.9 | 27.4 | 25.2 | 27.3 | 24.8 | 26.5 | 26.2 | 25.9 | 0
6152 | 26 | 24.6 | 22.6 | 25.4 | 27.2 | 21 | 20 | 23.1 | 28 | 25.9 | 30.1 | 28.2 | 26.8 | 28.3 | 20.8 | 21.8 | 26.8 | 27.6 | 29.8 | 27.4 | 25.7 | 24.4 | 22 | 23.4 | 27.7 | 26.3 | 25.7 | 24.4 | 24.2 | 26.4 | 25.8 | 25.6 | 26.2 | 27 | 26.6 | 26.9 | 26.6 | 25.6 | 29.4 | 27.5 | 25.6 | 29 | 22.8 | 23.1 | 24.8 | 27.5 | 27.6 | 25.4 | 28 | 23.7 | 24 | 18.8 | 28.2 | 25.4 | 27.6 | 24.2 | 26.5 | 26.6 | 26.6 | 0
6153 | 27.5 | 26.2 | 25.6 | 26.6 | 26.7 | 23.7 | 21.7 | 24.6 | 29.3 | 28.1 | 31.3 | 30.5 | 28 | 30.5 | 20.6 | 24.7 | 27.3 | 25.5 | 30.9 | 28.5 | 26.9 | 25.9 | 23.3 | 25.8 | 29.2 | 26.9 | 28 | 24.8 | 24.5 | 27.4 | 26.6 | 26.4 | 27.4 | 28.2 | 28 | 26 | 27.5 | 26.8 | 30.9 | 27.8 | 26.4 | 29.7 | 24 | 26.1 | 27.8 | 28.2 | 29.6 | 26.7 | 28.9 | 25.1 | 25.6 | 19.2 | 29.5 | 27.7 | 29.7 | 23.9 | 25.7 | 26.7 | 28.2 | 0
6154 | 28.8 | 28.8 | 26 | 28 | 27.1 | 24.8 | 22.9 | 24.6 | 30.8 | 29.3 | 33 | 31.9 | 28.8 | 31.6 | 22.1 | 26.5 | 27.2 | 25.7 | 31.3 | 29.5 | 27.6 | 26.4 | 24.8 | 28.3 | 30.7 | 29 | 29.6 | 25.8 | 24.7 | 28.5 | 27.7 | 26.7 | 28.5 | 29.4 | 29.3 | 27.2 | 28.8 | 28.1 | 31.6 | 29.3 | 27.4 | 30.4 | 25.9 | 27.7 | 27.6 | 28.8 | 31.4 | 28.3 | 29.8 | 26.2 | 27.2 | 19.6 | 30.3 | 28.6 | 31.4 | 24.1 | 26.1 | 26.7 | 29.4 | 0
6155 | 28.9 | 31.2 | 28 | 29.6 | 26.6 | 26.3 | 25 | 25.2 | 32 | 30.2 | 34.2 | 33.2 | 29.2 | 32.6 | 24.5 | 27.5 | 27.2 | 26.2 | 31.2 | 30.4 | 28.7 | 28.4 | 26.2 | 30 | 32.3 | 30.6 | 32 | 26.8 | 25 | 29.4 | 28.4 | 28 | 29.6 | 30.4 | 31.5 | 28 | 29.4 | 29 | 33 | 30.8 | 28.6 | 31 | 27.6 | 30.3 | 28.8 | 29 | 32.8 | 29.4 | 30.2 | 27.2 | 28.6 | 19.8 | 30.8 | 29.7 | 32.9 | 24.6 | 26.9 | 27.4 | 30.8 | 0
6156 | 31.2 | 32.2 | 28.5 | 31.1 | 26.8 | 28.3 | 26.5 | 26.6 | 32.3 | 31 | 36.1 | 32.6 | 29.2 | 34 | 26.4 | 30 | 27 | 27 | 30.8 | 31.3 | 30.7 | 30 | 27.2 | 31.2 | 33.7 | 32.9 | 33.5 | 28.2 | 25.6 | 30.4 | 29.1 | 30.6 | 30 | 31.3 | 32 | 28.9 | 30.2 | 29.3 | 34.4 | 32.1 | 29.2 | 31.6 | 29 | 30.8 | 28.7 | 29.3 | 33.8 | 30.2 | 30.8 | 28.3 | 29.2 | 20.5 | 30.5 | 30.2 | 34 | 25.3 | 26.1 | 29.2 | 31.2 | 0
6157 | 32.5 | 33.8 | 29.6 | 32.3 | 27.2 | 29 | 27.1 | 29.1 | 32.8 | 31.4 | 37.3 | 32.2 | 29 | 34.5 | 26.4 | 30.4 | 27.3 | 27.7 | 30.5 | 32.1 | 33.1 | 31 | 27.6 | 31.7 | 34.7 | 34.1 | 35 | 28.6 | 26.4 | 30.9 | 29 | 31.8 | 30.9 | 31.9 | 32.2 | 29.8 | 30.1 | 26.8 | 35.2 | 32.8 | 29.7 | 31.9 | 29.3 | 31.6 | 28.3 | 29.3 | 34.4 | 30.1 | 30.9 | 28.7 | 29.4 | 21 | 30.2 | 30.2 | 34.2 | 26 | 26.1 | 29.2 | 31.5 | 0
6158 | 32.5 | 33.1 | 30 | 33 | 27.6 | 30.2 | 27.9 | 29.6 | 32.2 | 32 | 38.4 | 31.2 | 28.8 | 35.2 | 26.8 | 30.8 | 27.6 | 27.6 | 30.4 | 32.8 | 34 | 30.9 | 27.4 | 31.8 | 34.7 | 35.3 | 35.5 | 28.4 | 27.2 | 31.2 | 28.8 | 31.8 | 31.5 | 32.4 | 33 | 30 | 30 | 29.1 | 35.9 | 33.8 | 30.2 | 32.2 | 28.7 | 32.8 | 28.2 | 29.2 | 34.6 | 29.4 | 31 | 29.5 | 29.2 | 21.6 | 29.8 | 30.3 | 33.9 | 26.4 | 26.1 | 29.2 | 31 | 0
6159 | 33.3 | 33.5 | 30.6 | 33 | 27.6 | 30.6 | 27.4 | 30.1 | 30.5 | 31.7 | 38 | 31.5 | 28.7 | 34.3 | 27.6 | 30.8 | 28.3 | 28 | 30.5 | 33 | 34.1 | 28.4 | 26.7 | 31.4 | 34.3 | 35.6 | 36.2 | 26.8 | 27.5 | 30.8 | 27.9 | 31 | 32 | 32.5 | 33.1 | 29.9 | 29 | 30.3 | 35.9 | 33.8 | 30.2 | 32.1 | 27.1 | 32.8 | 28.1 | 28.6 | 34.4 | 28 | 30.4 | 30.2 | 29.1 | 21.4 | 30 | 30.2 | 33.4 | 26.5 | 26.1 | 29.2 | 30.8 | 0
6160 | 33.3 | 32.3 | 29.3 | 32.5 | 27.6 | 30.3 | 27 | 30.1 | 29.3 | 31.5 | 37.3 | 31.6 | 28.6 | 32.5 | 28.1 | 30 | 28.6 | 28 | 30.6 | 32.7 | 31.8 | 25.3 | 25.8 | 30.9 | 35.1 | 35.7 | 36.2 | 25.1 | 27.3 | 30.1 | 27.1 | 30.8 | 32 | 32.1 | 32.9 | 29.9 | 28.5 | 28.2 | 35.9 | 33.8 | 29.7 | 31.7 | 25.4 | 32.7 | 28.1 | 28 | 34 | 26.5 | 29.8 | 30.6 | 28.9 | 20.9 | 30 | 29.5 | 29.8 | 26.4 | 26.1 | 29.2 | 30 | 0
6161 | 33.3 | 31.9 | 28.6 | 31.6 | 27.6 | 30.2 | 26.1 | 30.1 | 29.3 | 31 | 35.7 | 32.2 | 28.4 | 31 | 28.1 | 28.8 | 28.6 | 28.1 | 30.4 | 31.8 | 30.8 | 25 | 25 | 30 | 33.8 | 35.8 | 35.6 | 23.4 | 26.6 | 29.2 | 26.2 | 29.8 | 31.7 | 31.2 | 32.5 | 28.4 | 27.8 | 26.5 | 35.9 | 33.8 | 29.5 | 31 | 24 | 32.1 | 27.8 | 27 | 33.2 | 25 | 28.6 | 29.1 | 28.6 | 19.6 | 30.2 | 29.4 | 28 | 26.2 | 26.1 | 29.2 | 29.4 | 0
6162 | 32.5 | 31.5 | 27.6 | 30.5 | 27.4 | 28.5 | 25.8 | 27.6 | 28.7 | 30.9 | 34.8 | 31.4 | 28 | 30.2 | 27.6 | 28.8 | 27.9 | 28 | 29.8 | 30.7 | 27.8 | 24.9 | 24.3 | 29 | 33.7 | 36.4 | 35.2 | 22.9 | 25.7 | 28.6 | 26 | 28.3 | 30.9 | 29.9 | 31.4 | 28.4 | 27.9 | 25.7 | 35.4 | 29.8 | 28.2 | 30.2 | 23.5 | 30.9 | 27.5 | 26.3 | 32.3 | 24 | 27.7 | 26.9 | 27.6 | 18.4 | 29.6 | 28.4 | 28.5 | 26.1 | 26.1 | 28.8 | 28.2 | 0
6163 | 30.4 | 29.7 | 25.9 | 29.4 | 27.2 | 25.8 | 25.1 | 26.1 | 28.3 | 29.4 | 33.5 | 30.7 | 27.4 | 29.5 | 27.6 | 26.6 | 27.2 | 28 | 29 | 29.4 | 26.8 | 24.9 | 23.9 | 27.5 | 30.8 | 35.2 | 33.4 | 22.9 | 24.8 | 28 | 25.7 | 27.7 | 30 | 28.5 | 30 | 27.9 | 27.6 | 25.2 | 34.6 | 29.3 | 27.9 | 29.4 | 23.6 | 29.5 | 27.2 | 25.6 | 31.2 | 23.2 | 26.6 | 26.7 | 26.2 | 17.2 | 29.1 | 27.6 | 28.9 | 26 | 26.5 | 28.5 | 27.5 | 0
6164 | 29.7 | 28.3 | 25.5 | 28.4 | 27.1 | 24.6 | 24.6 | 25.6 | 28.1 | 28.3 | 33 | 29 | 26.8 | 29.2 | 27.6 | 25.5 | 26.4 | 28.1 | 28.2 | 28.4 | 25.7 | 24.9 | 23.6 | 26 | 29.9 | 33.8 | 32 | 23.8 | 24.2 | 27.8 | 25.8 | 27.5 | 29 | 27.2 | 28.8 | 27.6 | 27.4 | 24.1 | 33.4 | 28.6 | 27.8 | 28.8 | 24 | 28.4 | 27.3 | 25.4 | 30.2 | 22.8 | 26 | 26.4 | 24.4 | 16.6 | 28.2 | 27.2 | 28.4 | 26 | 26.5 | 28.4 | 26.6 | 0
6165 | 29.3 | 27.7 | 25.1 | 27.6 | 27.1 | 23.7 | 24.1 | 25 | 27.3 | 27.5 | 31.9 | 28.4 | 26.3 | 29.1 | 26.6 | 24.8 | 26.1 | 28.1 | 27.6 | 27.5 | 25.3 | 24.9 | 23.4 | 24.4 | 28.7 | 32.6 | 30.7 | 24.2 | 23.9 | 27.4 | 25.6 | 27.3 | 28.5 | 26.3 | 27.5 | 27.4 | 26.2 | 23.7 | 31.6 | 28.5 | 27.7 | 28.4 | 24 | 27.5 | 26.3 | 25.2 | 29.3 | 22.4 | 25.3 | 25.7 | 22.9 | 16.3 | 27.9 | 27.1 | 28.3 | 25.9 | 26.5 | 28.4 | 26.5 | 0
6166 | 28.6 | 27 | 24.6 | 26.9 | 27.1 | 22.9 | 24.1 | 23.7 | 27 | 27.1 | 31.5 | 27.6 | 25.9 | 29 | 26.6 | 24.2 | 25.9 | 28.1 | 27.2 | 27 | 25.3 | 24.9 | 23.1 | 23.3 | 28.5 | 32.4 | 30.1 | 24.5 | 23.9 | 27.1 | 25.7 | 27 | 28.5 | 25.9 | 27.4 | 27.4 | 25.4 | 23.5 | 31.1 | 28.3 | 27.6 | 28.4 | 23.8 | 26.6 | 26.2 | 25.6 | 28.7 | 22.4 | 25.1 | 25.4 | 21.9 | 16.5 | 27.7 | 26.8 | 28.4 | 25.8 | 26.5 | 28.2 | 26.3 | 0
6167 | 28.2 | 26.4 | 23.6 | 26.4 | 27.1 | 22.5 | 23.6 | 23.7 | 26.9 | 26.9 | 30.6 | 27.8 | 25.6 | 29 | 26.6 | 23.6 | 26 | 28.2 | 27 | 26.4 | 25.3 | 24.9 | 22.8 | 22.6 | 27.2 | 31.6 | 29.6 | 24 | 23.8 | 26.4 | 25.6 | 26.8 | 27.9 | 25.8 | 26.9 | 27.4 | 24.4 | 23.5 | 30.4 | 27.8 | 27.3 | 28.4 | 23.1 | 26.1 | 26.1 | 26 | 28.2 | 22.6 | 25 | 25 | 21.8 | 16.6 | 28 | 26.7 | 28.3 | 25.6 | 26.5 | 28.1 | 26.4 | 0
6168 | 27.6 | 25.8 | 23.4 | 25.9 | 27.2 | 21.2 | 23.1 | 23.7 | 26.3 | 26.5 | 30.3 | 27.4 | 25.1 | 28.6 | 24.8 | 22.5 | 25.7 | 28.1 | 26.6 | 25.8 | 25.2 | 24.9 | 22.5 | 22.5 | 26.8 | 30.5 | 29 | 23.7 | 23.6 | 25.8 | 25.9 | 26.7 | 27 | 25.9 | 26.6 | 27.3 | 24.5 | 23.6 | 29.9 | 27.8 | 27 | 28.5 | 22.6 | 25.2 | 26 | 26.7 | 27.7 | 23.3 | 25.4 | 24.9 | 22.3 | 16.8 | 27.9 | 26.3 | 28.3 | 25.6 | 26.5 | 26.2 | 26 | 0
6169 | 27.2 | 25.8 | 23.1 | 25.5 | 26.9 | 21.2 | 23 | 23.6 | 26.3 | 26.5 | 29.3 | 27.6 | 24.6 | 28.6 | 24.8 | 22.4 | 25.3 | 27.3 | 26.1 | 25.1 | 25.1 | 24.7 | 22.1 | 22.3 | 26.3 | 30.4 | 28.3 | 23.1 | 23 | 24.9 | 25.9 | 26.3 | 26.5 | 25.7 | 26.5 | 26.5 | 24.5 | 23.6 | 29.9 | 27.3 | 26.7 | 28.3 | 22.1 | 25.2 | 26.2 | 26.8 | 26.9 | 23.8 | 25.4 | 24.9 | 23.3 | 16.6 | 27.9 | 26.2 | 28.3 | 25.7 | 26.3 | 26.2 | 25.8 | 0
6170 | 26.7 | 25.6 | 23 | 25 | 26.9 | 21.3 | 22.8 | 23.6 | 26.3 | 26.5 | 28.6 | 27 | 24 | 28 | 24.8 | 21.8 | 24.6 | 27 | 25.4 | 24.4 | 24.8 | 24.7 | 21.8 | 22 | 26.2 | 30.1 | 27.6 | 23 | 22.4 | 24.2 | 25.9 | 26.3 | 26.3 | 25.4 | 26.5 | 26.5 | 25 | 23.6 | 29.9 | 27 | 26.4 | 28 | 22 | 24.9 | 26.4 | 26.8 | 26 | 24.4 | 25.4 | 24.9 | 24 | 16.4 | 27.4 | 26.2 | 28.1 | 26 | 26.1 | 26.2 | 25.2 | 0
6171 | 26.1 | 25.7 | 22.3 | 24.5 | 26.6 | 21.3 | 22.1 | 23.6 | 26 | 26.5 | 27.1 | 27.1 | 23.5 | 27.8 | 24.1 | 21.8 | 24.3 | 26.7 | 25 | 23.8 | 24.8 | 24.4 | 21.4 | 21 | 25.7 | 28.6 | 27.6 | 22.7 | 21.9 | 23.5 | 25.3 | 26.3 | 26 | 24.9 | 26.3 | 26.6 | 24.8 | 23.7 | 29.6 | 26.8 | 26.2 | 27.5 | 21.9 | 24.4 | 24.9 | 26.2 | 24.9 | 24.4 | 24.9 | 24.9 | 24.3 | 15.9 | 27.1 | 26.2 | 27.9 | 26.2 | 26.1 | 26.2 | 25.2 | 0
6172 | 25.8 | 25.8 | 22.1 | 24.2 | 26.1 | 21.3 | 22 | 24.1 | 25.8 | 26.5 | 26.5 | 26.5 | 23.3 | 27.7 | 24.2 | 21.6 | 24.3 | 26.5 | 24.9 | 23.7 | 25 | 24.1 | 21.1 | 20.1 | 25.5 | 27.9 | 27 | 22.9 | 21.9 | 23.3 | 24.9 | 26.3 | 25.8 | 24.5 | 26 | 26.2 | 24.8 | 23.8 | 29.1 | 25.3 | 26.2 | 27.3 | 22 | 24 | 24.6 | 25.7 | 24.1 | 24.2 | 24.8 | 24.9 | 24 | 15.9 | 26.6 | 25.9 | 27.7 | 26.3 | 26.1 | 26.2 | 24.9 | 0
6173 | 25.3 | 25.8 | 21.6 | 22.6 | 26.1 | 21.3 | 21.8 | 24.1 | 25.8 | 26.4 | 26.2 | 26.6 | 23.8 | 27.4 | 24.2 | 21.6 | 25.2 | 26.4 | 26 | 25.4 | 24.6 | 24.1 | 22 | 19.4 | 25.2 | 27.2 | 26.6 | 23 | 22 | 23 | 24 | 25.6 | 25.5 | 24.4 | 26 | 26 | 24.6 | 23.9 | 28.4 | 25.1 | 26.2 | 27 | 21.9 | 23.9 | 24.5 | 24.3 | 25 | 22.4 | 24 | 24.9 | 20.8 | 16.2 | 27 | 25.4 | 27.5 | 23.6 | 26.1 | 26.2 | 25.4 | 0
6174 | 25 | 25.6 | 21.1 | 22.8 | 26.1 | 21.3 | 21.4 | 24.1 | 25.2 | 26 | 27.1 | 26.3 | 23.9 | 27.1 | 24.1 | 21.3 | 25.7 | 26.3 | 26.6 | 25.2 | 24.3 | 23.9 | 23.3 | 21.8 | 24.7 | 26.6 | 26.5 | 23.4 | 22.8 | 23.5 | 24.3 | 25.3 | 25.3 | 24.6 | 25.6 | 26.1 | 24.6 | 23.9 | 28.4 | 25 | 25.8 | 27.4 | 22.6 | 23.8 | 24.1 | 25.3 | 25.4 | 22.3 | 25.1 | 24.9 | 21.4 | 16.9 | 26.5 | 25.1 | 27.4 | 24 | 26.1 | 26.2 | 25.7 | 0
6175 | 24.9 | 25.8 | 21.1 | 24.3 | 26.5 | 21.2 | 21.1 | 24.1 | 26 | 25.3 | 27.9 | 27.8 | 24.9 | 27.4 | 24.1 | 21.3 | 25.4 | 26.4 | 27.7 | 27.3 | 24.3 | 23.9 | 24.4 | 24.4 | 24.7 | 26.4 | 25.6 | 24.5 | 24 | 24.6 | 24.3 | 26.3 | 25 | 25.3 | 25.9 | 26.2 | 25.1 | 24 | 28.4 | 25.1 | 25.7 | 27.9 | 23.9 | 23.6 | 24.8 | 26.3 | 26.5 | 23.7 | 26.2 | 24.9 | 22.8 | 17.4 | 26.4 | 25 | 27.4 | 24.3 | 26.1 | 26.2 | 26.3 | 0
6176 | 26 | 24.7 | 22.6 | 26.2 | 26.3 | 21.3 | 21.4 | 24.1 | 27.5 | 25.6 | 29.4 | 29.4 | 26 | 29.3 | 24.1 | 22.8 | 25.6 | 26.5 | 29 | 29.4 | 24.3 | 24.9 | 25.8 | 27.6 | 27.2 | 26.4 | 26.6 | 25.4 | 25.8 | 26.2 | 25 | 27.2 | 26.4 | 26.4 | 27 | 27.4 | 25.4 | 25 | 28.8 | 24.3 | 25.7 | 29 | 25.4 | 24.1 | 25.5 | 27.6 | 28 | 25 | 27.4 | 25.2 | 24.4 | 17.8 | 26.6 | 25.9 | 27.7 | 25 | 26.1 | 26.2 | 27 | 0
6177 | 28 | 23.4 | 22.5 | 28.8 | 26 | 22 | 23 | 25.8 | 29.9 | 26.6 | 30.3 | 32.3 | 28 | 30.8 | 23.5 | 27.6 | 25 | 26.7 | 30.2 | 32.8 | 24.1 | 26.8 | 26.3 | 29 | 29.1 | 26.6 | 27.7 | 26.7 | 27.3 | 27.8 | 25.2 | 30.7 | 27.7 | 27.6 | 28.4 | 28.1 | 26.3 | 27.5 | 30.8 | 24 | 27 | 29.9 | 26.8 | 27.3 | 27.5 | 28 | 29.7 | 27.5 | 28.1 | 25.5 | 26.6 | 17.6 | 27.4 | 28.8 | 28.7 | 25.7 | 26.3 | 27.1 | 27.9 | 0
6178 | 29.4 | 23.3 | 22.8 | 31 | 26.1 | 22.8 | 23.3 | 26.3 | 31.2 | 26.9 | 31.6 | 33.6 | 29.6 | 32.2 | 23.6 | 28.3 | 25.4 | 27 | 31 | 33.8 | 24.6 | 28.3 | 27.3 | 30 | 31.3 | 28.4 | 29.3 | 27.6 | 28.8 | 29.2 | 26.2 | 31.2 | 29.1 | 28.7 | 27.8 | 27.9 | 27 | 28.1 | 31.9 | 27 | 28.1 | 31 | 27.7 | 28.5 | 27.4 | 28.5 | 31.1 | 28.7 | 28.5 | 26.5 | 28.3 | 17.3 | 28.2 | 28 | 29.9 | 26.9 | 26.3 | 27.3 | 28.7 | 0
6179 | 30.4 | 23.4 | 26.7 | 33 | 26.1 | 25 | 23.4 | 28.2 | 31.5 | 26.4 | 32.6 | 34.2 | 31.4 | 33.1 | 24.1 | 28.6 | 25.6 | 27.4 | 31.4 | 33.4 | 27.5 | 29.5 | 27.8 | 29.6 | 33.2 | 32.5 | 31.2 | 28.6 | 29.4 | 30 | 26.8 | 31.5 | 29.9 | 29.6 | 24.6 | 29.1 | 28 | 29.9 | 32.9 | 29.4 | 29 | 31.8 | 28.2 | 30.8 | 28.3 | 28.4 | 32.2 | 29.4 | 28.8 | 27.4 | 29.6 | 16.8 | 29 | 29.3 | 31.9 | 28 | 26.5 | 28.1 | 29.4 | 0
6180 | 32.1 | 24.4 | 28.4 | 34 | 26.1 | 25.5 | 24.3 | 28.7 | 33.5 | 28.1 | 34.3 | 32.2 | 32.4 | 34.4 | 25.6 | 29.9 | 26.9 | 28 | 31.5 | 29.6 | 28.8 | 30.3 | 29.1 | 30.1 | 34.7 | 34.7 | 33.2 | 29.2 | 29.7 | 30.4 | 28 | 30.6 | 30.5 | 30.2 | 24.3 | 29.6 | 28.5 | 30.4 | 33.9 | 31.1 | 29.5 | 32.6 | 28.3 | 31.8 | 28.5 | 28.9 | 32.8 | 27.9 | 29.3 | 28.5 | 29.6 | 16.9 | 29.3 | 29.7 | 33.1 | 29.3 | 27.1 | 29.6 | 29.8 | 0
6181 | 32.4 | 25.8 | 29.4 | 34.8 | 26.2 | 26 | 24.6 | 30.2 | 34 | 29.6 | 35.5 | 30.3 | 33.5 | 35.2 | 26 | 30 | 27.6 | 28.9 | 31.3 | 26.2 | 29.7 | 25.9 | 29.7 | 30.1 | 35.7 | 35.6 | 34 | 30.2 | 29.1 | 30.3 | 28.3 | 32.3 | 31.6 | 30.4 | 25.8 | 29.6 | 29 | 30.8 | 34.8 | 32.2 | 29.5 | 32.8 | 28.3 | 32.5 | 28.4 | 29.2 | 33.1 | 26.2 | 29.9 | 29.2 | 29.1 | 17.2 | 29.3 | 31.2 | 33.5 | 29.9 | 26.6 | 29.4 | 30 | 0
6182 | 32.9 | 26 | 30.2 | 35 | 26.2 | 27.1 | 25.5 | 29.2 | 33.7 | 30.1 | 36.6 | 28 | 34 | 35.7 | 26.7 | 29.9 | 28.2 | 29.7 | 31 | 22.8 | 30.2 | 25.5 | 30.2 | 31 | 36.3 | 36.4 | 34.7 | 30.8 | 28.4 | 30.2 | 28.5 | 33.1 | 31.6 | 30.4 | 27.7 | 30 | 29 | 28 | 35.1 | 33 | 29.9 | 32.8 | 28.4 | 31.9 | 27.7 | 29.8 | 33.2 | 24 | 30.6 | 27.2 | 27.8 | 18 | 29 | 32.1 | 34.3 | 30 | 26.2 | 29.3 | 30 | 0
6183 | 33.5 | 27.9 | 30 | 35.3 | 26.7 | 29.2 | 26.3 | 26.9 | 33.5 | 30.6 | 36.5 | 28 | 34.8 | 33.2 | 28 | 29.3 | 27.3 | 30.5 | 30.7 | 22.9 | 30.6 | 25.8 | 29.1 | 30.8 | 37.2 | 37 | 35.7 | 31.5 | 27.2 | 30 | 27.3 | 30.4 | 32.5 | 30 | 29.3 | 30 | 29.1 | 25.7 | 35.9 | 33.4 | 30 | 32.1 | 28.6 | 32.2 | 25.6 | 29.6 | 33.1 | 23.4 | 30.8 | 25.7 | 26.7 | 18.4 | 28.7 | 31.3 | 33.1 | 29.2 | 26.1 | 29.2 | 29.9 | 0
6184 | 33.5 | 28.9 | 30.2 | 35 | 26.7 | 29.9 | 25.9 | 28 | 31.9 | 30 | 36.3 | 28.3 | 34.9 | 31.5 | 28 | 29.3 | 26.7 | 30.7 | 30.3 | 23.8 | 30.6 | 25.3 | 27.7 | 30.8 | 37.1 | 37 | 35.6 | 31.2 | 26.3 | 30 | 26.3 | 29.6 | 33.5 | 29.3 | 29.5 | 29.9 | 28.5 | 25.8 | 35.9 | 33.5 | 29.2 | 31.4 | 28.5 | 32.2 | 27.7 | 29.5 | 32.8 | 23.1 | 30.6 | 25.2 | 25.5 | 18.7 | 28.3 | 31 | 22.9 | 28.2 | 26.2 | 29.1 | 29.5 | 0
6185 | 33.4 | 28.9 | 29.9 | 34.4 | 26.5 | 29.4 | 23.8 | 27.9 | 30.8 | 29.7 | 35.3 | 29.8 | 34.8 | 31 | 28 | 24.5 | 25.6 | 30.6 | 29.8 | 26.4 | 30.7 | 25.7 | 25.6 | 29.6 | 36.5 | 37 | 35.2 | 30.4 | 25.4 | 29.8 | 24.9 | 29.6 | 32.6 | 28.2 | 29.7 | 29.3 | 28 | 26 | 34.8 | 33.5 | 28.5 | 30.6 | 28 | 32.2 | 27.7 | 28.8 | 32.2 | 24 | 29.8 | 25.4 | 25 | 18.2 | 28 | 30.4 | 23.2 | 27 | 26.3 | 29.1 | 29 | 0
6186 | 31.9 | 28.8 | 28.2 | 32.8 | 26.7 | 28.3 | 23.4 | 28 | 30 | 29.2 | 34.9 | 29.7 | 33.5 | 30 | 29 | 24.2 | 25.9 | 30.2 | 29.2 | 26.8 | 27.8 | 25.7 | 24.4 | 28.8 | 34.6 | 36.6 | 34.7 | 28.5 | 25.1 | 29.5 | 24.6 | 29 | 32.4 | 26.9 | 29.7 | 28.7 | 27 | 26.4 | 32 | 33 | 27.1 | 30.2 | 27 | 31 | 27.7 | 28.5 | 31.2 | 24 | 28.8 | 25.7 | 24.4 | 17.6 | 27.5 | 29.2 | 24.2 | 26.5 | 26.2 | 28.9 | 28.4 | 0
6187 | 30.4 | 26.9 | 26.7 | 31.2 | 26.3 | 27.2 | 22.9 | 26.6 | 29.5 | 28.4 | 34.2 | 29.5 | 32.1 | 29.6 | 28 | 23.5 | 26.2 | 29.9 | 28.6 | 26.9 | 27 | 25.4 | 23.3 | 27 | 32.4 | 34.6 | 33.6 | 26.7 | 24.7 | 28.9 | 24.3 | 28.6 | 30.5 | 25.7 | 28.3 | 28 | 26.3 | 26.4 | 31.3 | 32 | 26.6 | 29.8 | 25.8 | 29.7 | 27.2 | 27.7 | 30.1 | 24.4 | 27.7 | 25.7 | 24.5 | 16.6 | 27.1 | 28.4 | 25.1 | 26.3 | 26.1 | 28.5 | 27.8 | 0
6188 | 29.8 | 25.3 | 25.7 | 29.4 | 26.2 | 26.6 | 22.8 | 26.2 | 28.1 | 27.6 | 34 | 28 | 30.2 | 28.6 | 27.5 | 23.5 | 27.2 | 29.5 | 28 | 25 | 26.8 | 26.4 | 23.2 | 25.8 | 31.3 | 32.1 | 32.2 | 25 | 24.6 | 28.2 | 24.8 | 28.6 | 29.8 | 24.8 | 27.4 | 27.9 | 25.6 | 26.3 | 30.6 | 30.9 | 26.5 | 29.6 | 24.6 | 28.2 | 26.7 | 27.4 | 29 | 23.8 | 27 | 25.7 | 24.4 | 16 | 26.6 | 28 | 26.7 | 26.6 | 26.1 | 27.9 | 27.4 | 0
6189 | 29.1 | 24.3 | 25.2 | 28.4 | 25.8 | 25 | 22.8 | 25.5 | 28 | 27.4 | 33.2 | 27.5 | 29 | 28.1 | 26.1 | 23.4 | 27.2 | 29.2 | 27.6 | 24.4 | 26.3 | 26.4 | 22.8 | 23.9 | 30 | 31.7 | 31.7 | 24.3 | 24.1 | 27.3 | 24.6 | 28.1 | 29.2 | 24.4 | 26.9 | 27.4 | 25.6 | 25.4 | 30 | 29.5 | 26.3 | 29 | 23.9 | 27.5 | 26.2 | 26.7 | 28.2 | 24 | 26.5 | 25.7 | 24.7 | 15.5 | 26.5 | 27.6 | 25.7 | 26.7 | 26.1 | 25.4 | 27.2 | 0
6190 | 28.8 | 24.2 | 24.7 | 27.6 | 25.6 | 25 | 22.6 | 24.9 | 27.9 | 27 | 32.7 | 26.7 | 27.8 | 28.2 | 25.2 | 23 | 27.4 | 28.8 | 27.4 | 23.4 | 26.3 | 26.4 | 23.1 | 23.3 | 28.8 | 31.6 | 31 | 24.1 | 23.8 | 26.6 | 24.9 | 28.1 | 28.6 | 24.4 | 26.4 | 27 | 25.5 | 25.3 | 29.9 | 29.4 | 26.2 | 28.7 | 23.7 | 26.7 | 26.3 | 26.5 | 27.7 | 23.5 | 26.4 | 25.7 | 24.5 | 15.6 | 26.4 | 27.3 | 25.2 | 26.7 | 26.1 | 25.6 | 27.1 | 0
6191 | 28.1 | 24 | 24.2 | 27.4 | 25.2 | 24.5 | 22.4 | 24.9 | 28 | 26.7 | 31.6 | 27.2 | 27.2 | 28.4 | 24.5 | 22.6 | 26.6 | 28.5 | 27.4 | 24.4 | 26.3 | 26.3 | 22.8 | 22.4 | 28.2 | 31.6 | 30 | 24.4 | 23.4 | 26 | 24.6 | 27.9 | 28.2 | 24.8 | 26.3 | 26.9 | 25.6 | 25.2 | 29.8 | 28.9 | 26 | 28.2 | 23.8 | 26.2 | 26 | 26 | 27.6 | 23.8 | 26.2 | 25.7 | 24.2 | 15.8 | 26.8 | 27 | 25.5 | 26.2 | 26.1 | 25.8 | 27 | 0
6192 | 27.5 | 24 | 24.1 | 26.8 | 25.2 | 23.3 | 21.9 | 24.4 | 28 | 26.5 | 30.9 | 26.9 | 26.2 | 28.1 | 22.9 | 22.3 | 26.4 | 28.2 | 27.4 | 24.5 | 26.4 | 25.8 | 23 | 22.7 | 28.2 | 31.1 | 28.7 | 24.3 | 23.4 | 25.6 | 25.1 | 27.8 | 28.4 | 25.3 | 26 | 25.7 | 25.2 | 24.8 | 29.3 | 28.7 | 26 | 28.1 | 23.8 | 25.7 | 25.5 | 26.1 | 27.5 | 23.2 | 26 | 25.7 | 23.1 | 16.3 | 27.2 | 26.8 | 25.5 | 25.7 | 26.1 | 25.3 | 26.7 | 0
6193 | 27 | 24.2 | 23.7 | 26.2 | 25.2 | 23.2 | 21.9 | 24.4 | 28 | 26.5 | 29.6 | 27.5 | 25.6 | 27.8 | 22.9 | 22 | 25.7 | 27.9 | 27.2 | 25.7 | 26.3 | 25.6 | 22.5 | 22.1 | 26.3 | 31.1 | 28.1 | 24.1 | 23.1 | 25.2 | 25.1 | 27.6 | 27.1 | 25.5 | 25.8 | 25.7 | 24.9 | 24.9 | 28.8 | 28.4 | 25.7 | 27.8 | 23.6 | 25.2 | 25.3 | 25.6 | 27.2 | 23.1 | 25.3 | 25.5 | 22.2 | 16.4 | 27.6 | 26.7 | 25.6 | 24.9 | 25.7 | 25.1 | 26.3 | 0
6194 | 26.4 | 24.4 | 23.7 | 25 | 25.2 | 23 | 21.9 | 24.4 | 27.8 | 26.5 | 28.6 | 27 | 24.6 | 27.6 | 22.9 | 22 | 25.8 | 27.8 | 26.8 | 25.4 | 26.2 | 25.5 | 22.4 | 21.6 | 25.8 | 30.6 | 27.5 | 23.4 | 23 | 24.6 | 25.4 | 27.5 | 26.6 | 25.4 | 25.6 | 25.2 | 24.4 | 24.9 | 28 | 27.9 | 25.6 | 27.8 | 23 | 24.9 | 25.1 | 25.4 | 26.6 | 22.4 | 24.6 | 25 | 21 | 16.4 | 27.8 | 26.6 | 25.6 | 24.4 | 25.7 | 24.8 | 25.8 | 0
6195 | 26 | 24.4 | 23.2 | 24 | 25.2 | 22.8 | 21.9 | 24.4 | 27.5 | 26.5 | 27.2 | 27.2 | 24.2 | 27.6 | 22.2 | 21.8 | 25.3 | 27.7 | 26.3 | 25.9 | 26.2 | 25.5 | 21.7 | 19.9 | 25.4 | 30.2 | 26.7 | 23 | 22.4 | 23.8 | 24.8 | 27.1 | 25.6 | 25 | 25.3 | 25.1 | 24.4 | 24.7 | 27.3 | 27.5 | 25.5 | 27.4 | 22.3 | 24.4 | 24.9 | 24.6 | 25.9 | 22.5 | 23.8 | 24.8 | 20.6 | 16.1 | 27.8 | 26.4 | 25.3 | 23.8 | 25.7 | 24.7 | 25.5 | 0
6196 | 25.8 | 24.4 | 22.6 | 22.9 | 25.2 | 22.8 | 21.9 | 24.3 | 27.3 | 26.5 | 26.6 | 26.4 | 23.7 | 27.1 | 22.2 | 21.7 | 25.5 | 27.5 | 26 | 25.1 | 26.2 | 25.3 | 21.8 | 19.4 | 25.1 | 27 | 26.7 | 22.7 | 22.1 | 23.2 | 24.6 | 27.1 | 25.1 | 24.6 | 25.2 | 25.2 | 24.3 | 24.8 | 27 | 27.5 | 25.3 | 27.2 | 21.8 | 24.2 | 24.9 | 24.4 | 25.2 | 22 | 23.7 | 24.5 | 20.3 | 16.1 | 27.4 | 26.3 | 25.1 | 23.7 | 25.5 | 24.6 | 25.3 | 0
6197 | 25.5 | 23.9 | 22.6 | 24.4 | 25.2 | 22.7 | 21.9 | 24.3 | 27 | 26.5 | 27.4 | 25.8 | 24.4 | 27.1 | 22.2 | 21.7 | 25.6 | 27.3 | 26.2 | 23.6 | 26 | 25.3 | 22 | 20.4 | 24.7 | 26.8 | 26 | 22.8 | 22.2 | 23.8 | 23.8 | 27.1 | 24.3 | 25.4 | 25 | 25.1 | 24 | 24.7 | 26.3 | 27.4 | 25.2 | 28 | 22.1 | 24.1 | 24.8 | 24.2 | 26 | 23.6 | 25.6 | 24.4 | 22.6 | 14 | 26.4 | 26.2 | 25 | 24 | 25.5 | 24.4 | 26 | 0
6198 | 25.4 | 23.4 | 21.7 | 24.7 | 25.2 | 22.7 | 21.8 | 24.3 | 26.9 | 26.5 | 27.1 | 26.3 | 24.9 | 26.9 | 22.4 | 21.7 | 26.6 | 27.1 | 27.2 | 24.7 | 25.9 | 25.3 | 23.4 | 20.9 | 24.6 | 24.8 | 25.7 | 23.4 | 23.5 | 24.1 | 24.6 | 27 | 24 | 26 | 24.8 | 25.1 | 24.2 | 24.5 | 25.8 | 27 | 25.1 | 28.5 | 22.8 | 23.8 | 24.7 | 25.1 | 26.8 | 23.8 | 26.5 | 24.2 | 22.4 | 15.6 | 26.1 | 26 | 25.3 | 24.5 | 25.7 | 24.6 | 26.8 | 0
6199 | 25.1 | 23.5 | 21.6 | 25.8 | 25.4 | 22.7 | 21.6 | 24.3 | 27.9 | 26.5 | 27.5 | 27.4 | 26.2 | 27.4 | 22.5 | 21.6 | 27.2 | 27.3 | 27.8 | 26.3 | 25.9 | 25.3 | 24.8 | 22 | 24.6 | 24.6 | 24.4 | 24.6 | 25 | 25 | 25.4 | 27.1 | 24 | 26.7 | 24.9 | 25.2 | 24.7 | 24.9 | 26.2 | 27 | 25 | 29.3 | 24 | 23.6 | 24.9 | 26.3 | 27.3 | 24.3 | 27.5 | 24.2 | 22.1 | 17.7 | 26.3 | 26.1 | 25.2 | 25.3 | 25.7 | 25.1 | 27.2 | 0
6200 | 26.1 | 25.4 | 23.3 | 27.4 | 25.7 | 22.9 | 21.6 | 24.3 | 30 | 26.5 | 28.6 | 28.8 | 27.6 | 29.1 | 22.4 | 22.6 | 28 | 27.8 | 29 | 27.8 | 25.9 | 25.8 | 26.4 | 23.4 | 28.4 | 24.6 | 25 | 25.8 | 26.4 | 26.6 | 26.4 | 28 | 25.6 | 27.4 | 25.4 | 26.3 | 25.8 | 26 | 28.8 | 27.1 | 25.3 | 30.2 | 25 | 23.9 | 25.3 | 27.8 | 29.2 | 25.2 | 28.4 | 24.7 | 22.6 | 19.8 | 26.6 | 26.9 | 26.8 | 26.4 | 25.6 | 25.5 | 28.2 | 0
6201 | 28.1 | 25.7 | 25.5 | 29.6 | 26.3 | 24 | 22.3 | 25.3 | 31.5 | 26.7 | 30.3 | 30.6 | 29.6 | 30.5 | 22.7 | 24.4 | 27.5 | 31.8 | 29.4 | 29.5 | 27.3 | 27 | 27.2 | 25.3 | 30.6 | 25.7 | 26.3 | 27.4 | 27.1 | 28 | 27.1 | 30 | 27.3 | 28 | 28.1 | 28.2 | 26.9 | 27.6 | 31.9 | 28 | 26.2 | 31.3 | 26.1 | 27.1 | 26.5 | 29.1 | 30.3 | 26.3 | 29.1 | 26.1 | 23.1 | 21 | 27.6 | 27.7 | 28.2 | 27.5 | 25.8 | 26.7 | 28.4 | 0
6202 | 29.2 | 28.1 | 27.4 | 31.5 | 27.2 | 26.6 | 22.4 | 25.7 | 32 | 26.8 | 32.2 | 32.1 | 31.4 | 31.8 | 25 | 26.8 | 26.9 | 32.7 | 30.4 | 30.7 | 29.1 | 28.3 | 28.1 | 27 | 32.1 | 28.4 | 29.5 | 28.5 | 27.4 | 29.4 | 27.8 | 30.7 | 28.6 | 28.8 | 29.5 | 28.4 | 28.2 | 28.5 | 33.6 | 28.5 | 28 | 32.2 | 26.9 | 28.4 | 26.5 | 30.4 | 32.5 | 27.4 | 29.7 | 27.2 | 24.4 | 21.4 | 28.7 | 28.3 | 30 | 28.6 | 25.8 | 27.1 | 29.2 | 0
6203 | 30.3 | 29.5 | 28.9 | 33.4 | 27.6 | 29 | 23.3 | 26.8 | 31.7 | 26.8 | 34 | 33.4 | 33.2 | 33 | 26.8 | 28.4 | 25.8 | 33 | 30.8 | 32 | 30.2 | 29.6 | 28.6 | 28.8 | 33.1 | 32.3 | 31.5 | 29.6 | 27.4 | 30 | 28.2 | 32.3 | 29.6 | 29.6 | 31 | 29.4 | 29.2 | 29.3 | 34.9 | 30 | 28.9 | 33 | 27.8 | 30.6 | 26.8 | 31.3 | 33.6 | 28 | 30.2 | 28.2 | 25.6 | 21 | 30 | 29.6 | 31.4 | 29.4 | 25.8 | 28.4 | 29.6 | 0
6204 | 31.5 | 31.2 | 29.8 | 34.5 | 28.1 | 28.9 | 25.2 | 27.2 | 32 | 27.5 | 35.5 | 34 | 34.4 | 34 | 28.3 | 30 | 25.7 | 32.7 | 31.9 | 32.8 | 31.1 | 30.2 | 29.5 | 30.1 | 35 | 34.7 | 33.5 | 30.1 | 27.8 | 30.5 | 28.6 | 33 | 30.5 | 30.5 | 32.2 | 30.3 | 30 | 30.6 | 35.7 | 31.2 | 30.5 | 33.5 | 28.4 | 30.6 | 28 | 32.2 | 35.4 | 28 | 30.9 | 29.2 | 27.1 | 20.5 | 30.7 | 29.8 | 33.2 | 30.1 | 25.8 | 29.9 | 30.7 | 0
6205 | 32.3 | 31.7 | 30.1 | 35.4 | 28.5 | 28.3 | 25.7 | 25.8 | 29.5 | 28.7 | 36.6 | 34.1 | 35.5 | 34.8 | 28.5 | 29.9 | 25.7 | 31.2 | 32 | 33.9 | 31.4 | 29.4 | 29.9 | 31.2 | 35.6 | 36.2 | 34.7 | 30.9 | 28.3 | 30.5 | 28.7 | 34.5 | 31.9 | 31.3 | 33.4 | 30.5 | 30.2 | 31.4 | 35.7 | 31.1 | 30.5 | 33.8 | 29.3 | 32.3 | 28 | 32.7 | 35.5 | 27.4 | 31.7 | 30 | 27.7 | 20.1 | 31.4 | 30.2 | 34.2 | 30.5 | 25.8 | 30 | 30.9 | 0
6206 | 33.2 | 33.3 | 31 | 35.6 | 28.6 | 29.5 | 26.6 | 26.1 | 29.2 | 29.7 | 37.4 | 33.6 | 36 | 35.9 | 28.5 | 29.8 | 26.6 | 30.3 | 32 | 34.6 | 31.7 | 26.2 | 30.2 | 31.8 | 36.6 | 36.6 | 36 | 31.4 | 29.2 | 30.6 | 28.6 | 33.6 | 31.5 | 31.8 | 33.1 | 30.2 | 30 | 31.9 | 36.9 | 28.3 | 30.5 | 33.8 | 29.7 | 32.7 | 27.9 | 33 | 35.6 | 26.4 | 32.4 | 30.3 | 27.8 | 20.2 | 31.4 | 30.1 | 35.2 | 30.6 | 25.9 | 30.3 | 31 | 0
6207 | 33.5 | 33.2 | 31.5 | 35.7 | 28.4 | 30.4 | 27 | 26 | 29.4 | 30.6 | 37.8 | 33 | 36.4 | 33.9 | 28.3 | 30.9 | 26.9 | 30 | 30.6 | 35.4 | 32.9 | 26.2 | 29.3 | 32.1 | 37.1 | 36.7 | 36 | 32.2 | 29.7 | 30.3 | 28 | 31.7 | 32.8 | 31.8 | 33.5 | 30.2 | 29.1 | 29.8 | 36.7 | 28.2 | 30 | 33.5 | 30 | 32.7 | 27.9 | 32.7 | 34.1 | 25.3 | 32.6 | 30.5 | 26.6 | 20.3 | 31.5 | 29.7 | 35.7 | 30.3 | 26 | 30.8 | 29.7 | 0
6208 | 33.5 | 33 | 30.4 | 35.3 | 28.2 | 27.6 | 22.7 | 25.9 | 29.6 | 30.7 | 37.9 | 32.3 | 35.9 | 32.6 | 28.3 | 29.9 | 27.3 | 30 | 29.5 | 35.2 | 33.1 | 26.2 | 28.1 | 31.6 | 36.9 | 36.7 | 36 | 32.2 | 29.8 | 30.2 | 27.4 | 29.7 | 32.6 | 31.3 | 33.6 | 30.1 | 28.1 | 28.2 | 35 | 30 | 29.4 | 32.9 | 29.3 | 33.3 | 27.8 | 32.1 | 33.8 | 24.4 | 32.4 | 31.3 | 25.4 | 20.4 | 31 | 29.3 | 35.7 | 29.8 | 26.3 | 30.5 | 28.4 | 0
6209 | 33.3 | 32.9 | 30.4 | 34.6 | 28.1 | 25.2 | 21.8 | 25.9 | 29.5 | 30.3 | 37.6 | 31.6 | 35.2 | 31.5 | 28.2 | 28.8 | 26.8 | 29.8 | 28 | 34.4 | 33 | 26.2 | 26.2 | 30.6 | 36.1 | 36.7 | 36 | 32 | 29 | 29.6 | 26.6 | 29.3 | 32.6 | 30.4 | 33 | 29.8 | 26.8 | 28.5 | 34.4 | 30.6 | 28.5 | 32 | 28 | 32.2 | 27.8 | 31.2 | 33.2 | 23.8 | 31.6 | 31 | 24 | 20 | 30.5 | 27.9 | 34.7 | 29 | 26.3 | 30.1 | 26.8 | 0
6210 | 33 | 31.2 | 29.2 | 33.2 | 27.1 | 25.9 | 21.3 | 25.9 | 29.4 | 30.7 | 36.9 | 30.9 | 33.7 | 30.4 | 27 | 27.8 | 26.5 | 29.5 | 27.7 | 32.5 | 32.4 | 25.9 | 24.9 | 28.9 | 34.6 | 36.6 | 35.2 | 30.7 | 27.8 | 29.1 | 26.3 | 29.3 | 31.6 | 29.5 | 32.5 | 28.4 | 25.9 | 28.4 | 33.2 | 30.6 | 27.5 | 30.9 | 26 | 31.1 | 27.7 | 30.4 | 34.4 | 23.5 | 30.6 | 30 | 23.5 | 19.4 | 29.5 | 27.3 | 32.7 | 28.3 | 26.3 | 28.6 | 26.4 | 0
6211 | 31.2 | 29.4 | 27.6 | 31.8 | 27.1 | 25.4 | 21.7 | 25.5 | 28.9 | 30.2 | 35.7 | 30.3 | 32.4 | 29.5 | 27 | 26.8 | 25.5 | 29.5 | 27.4 | 30.7 | 31.4 | 25.7 | 23.7 | 27.1 | 32.5 | 35.3 | 33.5 | 29.5 | 26.3 | 28 | 26 | 28.5 | 30.5 | 28.6 | 30.8 | 28.1 | 25 | 24.8 | 32.4 | 30.2 | 26.7 | 30 | 24.3 | 29.6 | 27.5 | 29.6 | 34.5 | 23.4 | 29.7 | 28.8 | 23.1 | 18.4 | 28.8 | 25.7 | 31.9 | 27.6 | 26.3 | 27.5 | 25.9 | 0
6212 | 30.3 | 27.4 | 26.4 | 30.2 | 26.7 | 25 | 21.6 | 25.3 | 28.6 | 29.2 | 34.2 | 29.8 | 31 | 29.2 | 24.5 | 25.8 | 25 | 28.6 | 27.8 | 28.8 | 30.4 | 25.2 | 23.4 | 25.4 | 31.6 | 34.2 | 32 | 28 | 25.2 | 27 | 26.2 | 27.9 | 29.2 | 28 | 29.9 | 28 | 24.6 | 24.7 | 32 | 29.9 | 26.4 | 29.2 | 23 | 28.8 | 27 | 29.2 | 34.6 | 23.4 | 29 | 28.2 | 23.3 | 17.6 | 28 | 25.7 | 31.2 | 27.2 | 26.3 | 26.6 | 26.4 | 0
6213 | 29.8 | 26.4 | 25.8 | 29.1 | 26.6 | 23.7 | 21.6 | 25.3 | 28.3 | 28.2 | 32.7 | 29.4 | 30.3 | 28.8 | 21.8 | 25.3 | 24.2 | 27.7 | 27.4 | 27.8 | 29.7 | 24.7 | 23 | 24.3 | 30.4 | 33 | 31 | 27.3 | 24.3 | 25.8 | 26.2 | 27.9 | 28.1 | 27.5 | 29.3 | 27.6 | 24.2 | 24.4 | 31.2 | 29.4 | 26 | 28.9 | 22.9 | 27.6 | 26.5 | 28.8 | 32.2 | 23.3 | 28.6 | 27.7 | 23 | 16.9 | 27.8 | 25.7 | 29.8 | 26.8 | 26.3 | 26.2 | 26.2 | 0
6214 | 29.5 | 25.7 | 25.5 | 28.2 | 26.6 | 23.6 | 21.8 | 25 | 28.3 | 27.6 | 31.4 | 29 | 29.5 | 28.7 | 22 | 25.3 | 24.3 | 27.5 | 27.5 | 27 | 29.3 | 24.7 | 23.2 | 23.4 | 29.1 | 32.2 | 30.1 | 26.7 | 24.1 | 25.2 | 26.3 | 28 | 27.5 | 27.2 | 28.8 | 27.6 | 24.3 | 24.4 | 30.6 | 28.6 | 25.6 | 28.7 | 23.2 | 27.1 | 26.3 | 28.5 | 30 | 23.2 | 28.3 | 27 | 22.9 | 16.7 | 27.6 | 25.6 | 29.8 | 26.6 | 26.3 | 26.1 | 26.4 | 0
6215 | 28.5 | 25 | 25.3 | 27.7 | 26.6 | 23.6 | 21.7 | 24.9 | 28.3 | 27.1 | 30.5 | 28.6 | 29 | 28.7 | 22 | 24.8 | 24.4 | 27.9 | 26.8 | 26.6 | 29 | 24.7 | 23 | 23 | 28 | 31.7 | 29.7 | 26.4 | 24 | 25 | 26 | 28 | 27 | 26.8 | 28.5 | 27.4 | 24.4 | 24.3 | 30.4 | 28.2 | 25.4 | 28.8 | 23.8 | 26.2 | 25.9 | 28 | 27 | 23.2 | 28 | 26 | 22.6 | 16.6 | 27.6 | 25.6 | 28.7 | 26.4 | 26.3 | 26.2 | 26 | 0
6216 | 27.6 | 24.6 | 25.3 | 27 | 25.6 | 22.6 | 21.6 | 24.4 | 27.8 | 26.7 | 30 | 28 | 28 | 28.4 | 22 | 24.5 | 25.4 | 28 | 26.9 | 25.6 | 28.2 | 24.2 | 23.2 | 22.4 | 27.2 | 28.6 | 29.1 | 25.5 | 24 | 25.5 | 25.7 | 28 | 27.6 | 26.4 | 28.4 | 27 | 24.8 | 24.3 | 29.8 | 27.9 | 25 | 28.7 | 23.8 | 25.6 | 25.1 | 27.5 | 26.3 | 23.3 | 27.5 | 25.5 | 23 | 16.5 | 27.2 | 25.5 | 27.8 | 26.2 | 26.6 | 25.1 | 26.3 | 0
6217 | 27.5 | 24.4 | 25.1 | 26.4 | 25.6 | 22 | 21.5 | 24 | 27.7 | 26.7 | 29.7 | 27.3 | 26.9 | 28.3 | 22 | 24.4 | 25.7 | 28 | 26.4 | 24.7 | 28.2 | 24.1 | 22.7 | 21.8 | 26.6 | 28 | 28.2 | 24.7 | 23.5 | 25.7 | 25 | 27.5 | 27.4 | 25.8 | 28 | 27 | 24.9 | 24.3 | 29.6 | 27.6 | 24.9 | 28.5 | 23.4 | 25.3 | 25.1 | 26.5 | 25.7 | 23.4 | 26.8 | 25.5 | 23.1 | 15.9 | 27 | 25.6 | 27.7 | 25.7 | 26.4 | 25.1 | 26.1 | 0
6218 | 27 | 24.4 | 24.7 | 25.6 | 25.7 | 21.8 | 21.4 | 23.8 | 27.6 | 26.7 | 29.4 | 26.6 | 25.6 | 28 | 22 | 23.8 | 26.2 | 27.8 | 26.6 | 23.4 | 28.3 | 24 | 22.4 | 21 | 26 | 27.2 | 27.5 | 23.4 | 22.8 | 25.8 | 24.4 | 27.5 | 26.5 | 25.4 | 27.7 | 25.5 | 25 | 24.3 | 29.1 | 27.1 | 24.8 | 28.2 | 22.5 | 25.1 | 25 | 25.6 | 26.6 | 23.6 | 26 | 25 | 23.6 | 15 | 26.6 | 25.5 | 27.2 | 25.2 | 26.4 | 24.9 | 26.4 | 0
6219 | 26.3 | 24.4 | 24 | 25 | 25.8 | 20.8 | 21.2 | 23.8 | 27.5 | 26.6 | 28.8 | 26.1 | 24.8 | 27.6 | 22 | 23.8 | 25.7 | 27.5 | 26.1 | 22.9 | 28.1 | 23.8 | 21.6 | 20.5 | 25.7 | 26.9 | 27 | 22.8 | 22 | 25.1 | 23.8 | 27.1 | 26.1 | 25.1 | 27.5 | 25.5 | 24.6 | 24.3 | 28.6 | 27 | 24.8 | 27.9 | 21.9 | 24.5 | 24.6 | 24.6 | 26.3 | 23.7 | 25.4 | 24.5 | 23.4 | 13.9 | 26.6 | 25.3 | 26.7 | 24.5 | 26.6 | 24.7 | 26 | 0
6220 | 26 | 24.2 | 23.7 | 24.4 | 25.7 | 20.8 | 21.2 | 23.8 | 27.4 | 26.4 | 28.1 | 25.7 | 24.2 | 27.5 | 22.1 | 23.8 | 25.7 | 27.1 | 26.3 | 22.7 | 28 | 23.8 | 21.7 | 20.2 | 25.1 | 26.6 | 26.5 | 22.3 | 21.8 | 24.4 | 23.6 | 27 | 25.6 | 25.1 | 27.2 | 25.5 | 24.3 | 24.4 | 28.5 | 26.6 | 24.7 | 27.8 | 21.6 | 24.1 | 24.6 | 24.2 | 26.7 | 23.6 | 25.2 | 24.5 | 23.3 | 13.6 | 26.4 | 25.1 | 26.4 | 24.1 | 26.6 | 24.5 | 26.1 | 0
6221 | 26 | 24 | 23.3 | 25.2 | 25.7 | 20.8 | 21.1 | 23.7 | 27.2 | 26.2 | 25.4 | 27.6 | 27 | 27.5 | 22.2 | 23.8 | 25 | 27 | 26.2 | 24.4 | 27.8 | 23.8 | 22 | 20.4 | 24.7 | 26 | 26 | 24.2 | 22.8 | 23.4 | 24.5 | 27 | 25.2 | 25 | 26.5 | 24.9 | 24 | 24.5 | 28.5 | 26.6 | 24.6 | 27.6 | 22 | 24 | 24.6 | 26 | 26.2 | 22.4 | 25.4 | 24.5 | 22.4 | 13.2 | 27 | 24.7 | 26.2 | 25.6 | 26.6 | 24.5 | 25.8 | 0
6222 | 25.8 | 23.9 | 22.6 | 25.8 | 25.7 | 20.8 | 21 | 23.6 | 27.2 | 26.2 | 25.1 | 28 | 26.8 | 27 | 22 | 23.9 | 24.8 | 27 | 26.8 | 24.8 | 27.6 | 23.7 | 23 | 20.5 | 24.6 | 25.4 | 25.6 | 24.8 | 23.8 | 24 | 24.3 | 27 | 25.1 | 25.7 | 25.3 | 24.9 | 24.1 | 24.6 | 28 | 26.1 | 24.5 | 28 | 22.9 | 23.6 | 24.5 | 26.7 | 25.9 | 23.1 | 28 | 24.2 | 22.5 | 15.7 | 27.1 | 24.3 | 25.4 | 26.8 | 26.8 | 24.4 | 26.4 | 0
6223 | 25.4 | 23.7 | 22.7 | 27.2 | 26.1 | 21 | 21 | 23.6 | 27.8 | 26.2 | 25.4 | 28.7 | 27.8 | 27.2 | 22.1 | 23.5 | 24.7 | 27.5 | 27.3 | 26.4 | 27.1 | 23.7 | 24 | 21.4 | 25.2 | 25.3 | 24.7 | 25.9 | 25 | 24.8 | 25 | 27.5 | 25.1 | 26.7 | 25 | 25.2 | 23.8 | 24.9 | 28.3 | 25.6 | 24.5 | 28.6 | 23.6 | 23.6 | 24.5 | 27.6 | 26.7 | 24.2 | 28.9 | 24 | 22.5 | 18.2 | 27.1 | 24.2 | 25.3 | 28 | 26.8 | 24.7 | 26.9 | 0
6224 | 26.2 | 26.7 | 24.1 | 28.8 | 27.1 | 21.1 | 21 | 23.6 | 29.7 | 26.3 | 26.6 | 29.8 | 28.6 | 28.6 | 22.2 | 23.4 | 24.6 | 28 | 27.6 | 28 | 27.2 | 23.7 | 25.4 | 23 | 27.1 | 25.3 | 24.5 | 27.2 | 26.4 | 26.4 | 26.2 | 28.9 | 26.5 | 28.4 | 25.9 | 25.6 | 24 | 26.8 | 30.4 | 25.6 | 24.6 | 30.2 | 25 | 24.2 | 24.5 | 29 | 28 | 25.2 | 29.8 | 24.3 | 22.6 | 21 | 27.7 | 24.2 | 26.7 | 29.2 | 26.8 | 25 | 28 | 0
6225 | 27.8 | 27.9 | 26.3 | 30.9 | 29.3 | 22 | 21.7 | 25.4 | 31 | 27.4 | 28.1 | 31 | 30.7 | 30.2 | 23.2 | 25.6 | 24.6 | 29.3 | 27.9 | 30.3 | 28.5 | 27.4 | 26.4 | 25 | 29 | 25 | 27.2 | 28.5 | 27.6 | 27.9 | 28 | 30.9 | 27.5 | 29.6 | 28 | 26.9 | 24 | 28.1 | 31.6 | 30.9 | 26.6 | 31.3 | 25.9 | 26.8 | 26 | 30.1 | 30.5 | 26.3 | 27.2 | 26.2 | 22.8 | 21.8 | 28.3 | 24 | 29.1 | 29.7 | 26.7 | 26.5 | 28.9 | 0
6226 | 29.1 | 29.9 | 27.6 | 32.6 | 29.6 | 22.3 | 23.1 | 26.2 | 32.1 | 28.8 | 30.1 | 32.3 | 32.4 | 32 | 24.7 | 27.5 | 24.5 | 30.2 | 28.2 | 31.8 | 29.3 | 26.4 | 27.7 | 27.1 | 30.9 | 26.9 | 29.2 | 29.5 | 28.6 | 29.7 | 29.4 | 30.3 | 29 | 30.8 | 29.3 | 28.1 | 24.9 | 28.9 | 32.8 | 32.4 | 27.2 | 32.6 | 27.6 | 28.9 | 26.9 | 31.3 | 32.7 | 27.3 | 25.4 | 28 | 23 | 22.2 | 29.3 | 25.7 | 30.5 | 30.2 | 28 | 26.7 | 30.2 | 0
6227 | 30 | 31.4 | 29.3 | 34 | 30.2 | 22.8 | 23.7 | 28.9 | 32.2 | 31.2 | 32 | 33.4 | 34.6 | 33.4 | 26.2 | 28.2 | 24.4 | 31.5 | 29 | 33.4 | 31.2 | 27.4 | 28.6 | 29 | 32.5 | 28.9 | 31.5 | 30.4 | 29.4 | 31 | 30.2 | 28.9 | 30.5 | 31.4 | 30.6 | 29.1 | 25.8 | 30.1 | 34 | 33.5 | 28.6 | 33 | 28.8 | 30.4 | 27.9 | 32 | 34.8 | 28.2 | 23 | 29.2 | 23.4 | 21.2 | 30 | 27.6 | 31.6 | 30.4 | 29.1 | 28 | 31 | 0
6228 | 31.3 | 32.2 | 29.2 | 34.6 | 31.7 | 24 | 24.4 | 29.1 | 33.4 | 32.7 | 34.1 | 34.4 | 35.7 | 34.5 | 27.4 | 29.6 | 24.3 | 32.7 | 30 | 34 | 32.1 | 28.7 | 29.7 | 30.4 | 33.4 | 32.9 | 33 | 31 | 30.1 | 32.1 | 29.7 | 29 | 31.5 | 32.2 | 31.6 | 29.9 | 27.4 | 30.5 | 34.6 | 32.5 | 29.5 | 33.6 | 30.4 | 31.8 | 28.3 | 32.7 | 35.6 | 29 | 24.2 | 30.3 | 23.8 | 21 | 30.6 | 29.5 | 33.2 | 31 | 30.4 | 28.9 | 31.8 | 0
6229 | 31.8 | 32.7 | 29.7 | 35.1 | 31.7 | 24.7 | 25.4 | 29.9 | 32.2 | 32.9 | 35.6 | 35 | 37.2 | 35 | 27.7 | 30.2 | 24.4 | 33.5 | 31.1 | 35 | 32.8 | 28.9 | 30.1 | 31.2 | 34.8 | 34.6 | 34.2 | 31.8 | 30.4 | 32.1 | 28.6 | 30.7 | 32.6 | 32.7 | 32.3 | 30 | 28.1 | 31.4 | 35.2 | 32.9 | 30.3 | 33.4 | 30.6 | 32.4 | 28.5 | 33 | 36 | 29.5 | 25.7 | 31.2 | 24.3 | 20.5 | 30.4 | 29.7 | 34.1 | 31.6 | 30.6 | 28.8 | 31.5 | 0
6230 | 32.6 | 33.5 | 31.2 | 35.2 | 32.2 | 24.7 | 26 | 25.9 | 30.6 | 32.7 | 36.8 | 35.2 | 37.6 | 36.2 | 28.7 | 30.2 | 24.6 | 34.2 | 31.8 | 35.4 | 33.3 | 29.9 | 30 | 31.6 | 35.3 | 35.6 | 35.2 | 32.4 | 30.4 | 31.4 | 27 | 31.9 | 33 | 33.4 | 32.3 | 30 | 28.4 | 30.8 | 36 | 33.3 | 30.1 | 33.6 | 30.2 | 33.4 | 28.9 | 33.2 | 35.6 | 29.6 | 29 | 31.5 | 24.6 | 20.8 | 29.6 | 28.9 | 35.2 | 32.2 | 31.3 | 28.6 | 30.6 | 0
6231 | 33.5 | 33.7 | 30.2 | 35.4 | 32.2 | 26.2 | 25.9 | 25.4 | 31.3 | 33 | 37.1 | 34.9 | 38.3 | 33 | 28.7 | 30.7 | 24.9 | 33.9 | 31.9 | 36.2 | 33.8 | 30.8 | 28.7 | 31.5 | 35.8 | 36.4 | 36.2 | 33 | 29.9 | 29.6 | 26 | 32.6 | 33.5 | 33.6 | 32.4 | 30.1 | 27.3 | 31.7 | 36.8 | 33.7 | 29.7 | 33.2 | 28.1 | 34.5 | 29 | 32.8 | 35.4 | 29.3 | 29.7 | 32.3 | 24.7 | 20.2 | 28.1 | 28.5 | 35.1 | 32.1 | 31.6 | 30 | 28.5 | 0
6232 | 33.5 | 33.9 | 30.2 | 35.2 | 32.2 | 26 | 25.3 | 24.5 | 30.8 | 31.9 | 37 | 34.2 | 37.6 | 32.2 | 28.7 | 30.1 | 25.1 | 33 | 31.2 | 35.9 | 33.3 | 30 | 27.3 | 30.9 | 36.2 | 36.4 | 36 | 33 | 29.2 | 27.9 | 25.4 | 32.4 | 34 | 33.8 | 32.4 | 30 | 26.1 | 31.1 | 34.7 | 33.7 | 29.1 | 33.2 | 26.2 | 32.8 | 29 | 32.3 | 34.5 | 28.5 | 30.5 | 32 | 24.5 | 20 | 26.8 | 28 | 34.6 | 31.5 | 31.5 | 29.9 | 26.7 | 0
6233 | 33.4 | 32.9 | 30 | 34.8 | 31.7 | 25.8 | 22.7 | 24.5 | 30.1 | 31.8 | 36.2 | 33.2 | 36.6 | 31.2 | 28.6 | 29.6 | 25 | 32 | 30 | 35 | 32.6 | 29.4 | 25.6 | 29.8 | 35.8 | 36.3 | 36.2 | 32.4 | 28.2 | 26.2 | 25.4 | 31.9 | 34 | 33.4 | 31.7 | 29.5 | 24.6 | 30.4 | 33.3 | 33.7 | 28.3 | 32.6 | 24.2 | 32.4 | 29 | 31.4 | 33.4 | 27.4 | 28.6 | 31.5 | 24.2 | 19 | 25.8 | 27.5 | 34.5 | 30.2 | 31.1 | 29.9 | 25 | 0
6234 | 33.1 | 32.5 | 28.7 | 33.6 | 31 | 24.7 | 22.3 | 24.4 | 29.2 | 29.8 | 35.3 | 32.2 | 34.2 | 30.1 | 28.1 | 28.7 | 24.6 | 31 | 28.5 | 32.5 | 31.8 | 28.9 | 24.7 | 28.3 | 33.8 | 35.9 | 35.2 | 31.1 | 27.3 | 25.4 | 25.3 | 29.4 | 32.7 | 33 | 30.4 | 29 | 24.1 | 27.9 | 32.8 | 33.3 | 27.2 | 32.2 | 23.8 | 30.9 | 28.5 | 30.7 | 31.1 | 26.3 | 28.1 | 30.5 | 23.7 | 18.8 | 25.9 | 27.2 | 33.8 | 29 | 30.3 | 28.9 | 24.5 | 0
6235 | 30.9 | 30.1 | 27.2 | 32.3 | 30.3 | 24.4 | 22.3 | 24.4 | 29 | 23.9 | 34 | 31 | 32.4 | 29.6 | 27.2 | 27.7 | 23.9 | 30.2 | 27.4 | 30 | 30.8 | 28.8 | 24 | 26.5 | 32.2 | 34.6 | 33.6 | 29.6 | 26.4 | 24.9 | 25.4 | 28.8 | 31.7 | 32 | 29.2 | 28 | 23.7 | 24.7 | 31.6 | 31 | 26.6 | 30.7 | 23.7 | 29.2 | 28 | 29.8 | 29 | 25.5 | 26.4 | 29.9 | 23.3 | 18 | 26.2 | 26.8 | 33 | 27.8 | 29.1 | 27.7 | 24.4 | 0
6236 | 29.8 | 28.8 | 26.7 | 30.8 | 29.7 | 24.3 | 22.1 | 24.2 | 28.6 | 23.7 | 32.8 | 30 | 30.6 | 28 | 26.3 | 26.7 | 23.2 | 29.8 | 26.8 | 27.4 | 30.2 | 28.4 | 24 | 24.8 | 30.9 | 33.4 | 30.2 | 28.2 | 25.8 | 25 | 25 | 28.4 | 31.3 | 31 | 28 | 27.8 | 24 | 24.7 | 30.8 | 30.3 | 26.4 | 29.2 | 24.5 | 28.3 | 27.5 | 29.2 | 26.6 | 25 | 26.6 | 29.2 | 23 | 18 | 27 | 26.3 | 32.1 | 27.2 | 28.6 | 26.5 | 25 | 0
6237 | 29.2 | 27.8 | 25.2 | 29.8 | 29.5 | 24.3 | 22.1 | 23.9 | 28.1 | 24.4 | 31.4 | 29.1 | 30.5 | 25.1 | 24.2 | 26.1 | 22.7 | 29.5 | 26.8 | 26.4 | 29.6 | 27.9 | 23.8 | 23.4 | 29.9 | 31.7 | 31.5 | 27.4 | 25.3 | 24.8 | 24.9 | 27.9 | 30 | 29.6 | 26.9 | 27.8 | 23.8 | 24.7 | 30.2 | 29.6 | 26.2 | 26.9 | 24.4 | 27.6 | 26.9 | 28.6 | 25.4 | 24.9 | 25.5 | 26.3 | 22.9 | 17.3 | 27.3 | 25.7 | 31.6 | 26.8 | 28.1 | 26.4 | 25.1 | 0
6238 | 28.8 | 27.2 | 25.2 | 28.9 | 29.1 | 24.3 | 22.1 | 23.9 | 28.1 | 24.8 | 30.5 | 28.4 | 30.4 | 25.5 | 24.2 | 25.6 | 22.6 | 29.4 | 26.9 | 26 | 29.3 | 22.5 | 23.8 | 22.5 | 28.8 | 30.6 | 30.3 | 27 | 25 | 24.9 | 24.6 | 27.8 | 28.5 | 28.8 | 26.6 | 27.3 | 23.8 | 24.7 | 30.1 | 29.5 | 26.1 | 25.7 | 24.5 | 26.6 | 26.5 | 28.3 | 24.7 | 24.8 | 26.2 | 26 | 22.8 | 17.5 | 27.4 | 25.1 | 31.1 | 27 | 28.1 | 26.2 | 25.3 | 0
6239 | 28.7 | 26.4 | 24.8 | 28.4 | 28.8 | 24.2 | 22 | 23.5 | 28 | 24.8 | 29.8 | 28 | 31 | 25.9 | 23.2 | 25 | 23 | 29.1 | 27 | 26.6 | 28.8 | 22.4 | 23.4 | 22.2 | 28.1 | 29.8 | 30 | 27 | 24.6 | 24.6 | 24.8 | 27.6 | 28.8 | 28 | 26.2 | 27.2 | 23.4 | 24.7 | 30 | 28.5 | 26.1 | 25 | 23.6 | 26 | 26.5 | 28 | 25.2 | 24.6 | 25.8 | 25.5 | 22.8 | 17 | 27.1 | 24.8 | 30.5 | 27 | 27.8 | 26.2 | 25 | 0
6240 | 28 | 26.2 | 24.5 | 27.6 | 28.4 | 22.4 | 22 | 22.6 | 27.7 | 25.4 | 29.7 | 27.9 | 30.3 | 25.5 | 22.2 | 24.1 | 23.7 | 28.5 | 26.7 | 26.5 | 27.8 | 22.4 | 23.3 | 22.2 | 27.7 | 32.9 | 29.2 | 26.7 | 24.2 | 24.7 | 24.9 | 27.4 | 28.9 | 27.9 | 25.8 | 27 | 23.7 | 24.8 | 29.7 | 28 | 25.6 | 26 | 23.4 | 25.4 | 25.9 | 27.9 | 25.5 | 24.1 | 27.1 | 25.5 | 22.7 | 17.2 | 27.1 | 24.5 | 29.3 | 27 | 27.6 | 25.1 | 25.2 | 0
6241 | 27.7 | 26.1 | 24.6 | 27 | 28.3 | 22.4 | 21.9 | 22.6 | 27.6 | 25.5 | 29.3 | 27.8 | 29.7 | 25.7 | 22.2 | 24 | 24.4 | 28.5 | 26.2 | 26.4 | 27.8 | 22.4 | 22.7 | 22.2 | 27.3 | 27.4 | 28.5 | 26.3 | 23.6 | 24.4 | 25.3 | 27.4 | 27.5 | 27.4 | 25.8 | 26.8 | 23.7 | 24.8 | 29.2 | 27.5 | 25.1 | 27.1 | 22.6 | 25.1 | 25.8 | 27.6 | 26.3 | 23.4 | 26.5 | 25.5 | 22.6 | 16.1 | 27 | 24.4 | 28.6 | 26.5 | 27.5 | 25 | 25.2 | 0
6242 | 27.1 | 25.4 | 24.3 | 26 | 28.3 | 22.4 | 21.6 | 22.6 | 27.6 | 25.8 | 28.8 | 27.8 | 28.2 | 25.5 | 22 | 23.7 | 25 | 28.5 | 25.6 | 25.4 | 27.5 | 22.4 | 22.4 | 22 | 26.5 | 27.3 | 27.7 | 25.4 | 23 | 24.4 | 25.3 | 27.4 | 27.3 | 27 | 25.8 | 26.4 | 24.2 | 24.8 | 28.7 | 27.2 | 24.6 | 28.4 | 22.6 | 24.5 | 25.5 | 27.2 | 26.4 | 22.6 | 26.8 | 25.5 | 22.4 | 15.2 | 27.2 | 24.1 | 28.1 | 26 | 27.1 | 24.9 | 25.6 | 0
6243 | 26.6 | 25.3 | 24.2 | 25.4 | 28.2 | 22.2 | 21.5 | 22.6 | 27.6 | 25.8 | 27.7 | 27.6 | 27.6 | 24.5 | 21.2 | 23.5 | 25.3 | 28.5 | 25.4 | 24.8 | 27.3 | 22.4 | 21.8 | 21.5 | 26.3 | 25.8 | 27.2 | 24.7 | 22.5 | 23.9 | 25.3 | 27.3 | 26.5 | 26 | 25.8 | 26.2 | 24.1 | 24.8 | 28.6 | 26.8 | 24.2 | 28.4 | 22 | 24.4 | 25.2 | 26.5 | 26.7 | 22.1 | 25.1 | 25.2 | 22.3 | 13.4 | 27.1 | 24 | 27.1 | 25.3 | 27.1 | 24.9 | 25.5 | 0
6244 | 26.4 | 25.1 | 24.1 | 25 | 28.2 | 22 | 21 | 22.6 | 27.6 | 25.8 | 26.6 | 27.6 | 26.8 | 24 | 21.2 | 23.1 | 25.2 | 28.5 | 25.6 | 24.1 | 27.3 | 22.4 | 21.9 | 20.8 | 25.9 | 25.8 | 27 | 24.1 | 22.4 | 23.7 | 24.8 | 27.1 | 25.5 | 25.4 | 25.6 | 25.9 | 24.4 | 24.9 | 28.7 | 26.5 | 24.2 | 28.3 | 22.1 | 24.4 | 25.2 | 26.1 | 26.3 | 22 | 25.4 | 24.9 | 22.3 | 13 | 27.2 | 23.7 | 26.4 | 25.2 | 27.1 | 24.7 | 25.8 | 0
6245 | 26.1 | 21.4 | 23.7 | 25 | 28.2 | 21.6 | 20.5 | 22.6 | 27.6 | 25.7 | 25 | 27 | 27.4 | 24.2 | 21.2 | 23.1 | 22.2 | 28.3 | 26.6 | 24.2 | 27.3 | 22.4 | 22 | 20 | 25.4 | 25.8 | 26.2 | 24.6 | 22.6 | 23.6 | 24 | 27 | 25 | 25.4 | 25.6 | 25.9 | 23.4 | 25 | 28.6 | 26.5 | 24.2 | 25.4 | 22 | 24.2 | 25.2 | 26.6 | 24.8 | 24 | 24.4 | 24.5 | 22.4 | 13.6 | 25.9 | 23.5 | 26.1 | 25.8 | 27.1 | 24.6 | 25 | 0
6246 | 25.7 | 20.7 | 23.5 | 25.5 | 28.2 | 21.2 | 20.3 | 22.6 | 27.6 | 25.7 | 24.3 | 27.7 | 27.1 | 24.2 | 20.5 | 22.7 | 22.2 | 28.2 | 26 | 25.1 | 27.1 | 22.4 | 23 | 20.4 | 24.9 | 23.4 | 25.6 | 25.6 | 23.7 | 24.2 | 25.3 | 26.9 | 24 | 26.5 | 25.2 | 25.4 | 23.8 | 25 | 27.9 | 26.3 | 24.6 | 25.3 | 22.5 | 23.9 | 25 | 27.4 | 25.3 | 24.6 | 25.9 | 24.5 | 22.9 | 15.8 | 25.4 | 23.4 | 25.3 | 26.7 | 27.1 | 24.8 | 25.9 | 0
6247 | 25.5 | 20.7 | 23.3 | 26.3 | 28.2 | 20.5 | 20.2 | 22.5 | 28.2 | 25.7 | 24.4 | 28.2 | 27.6 | 24.7 | 20.6 | 22.7 | 22.3 | 28.2 | 25.4 | 27 | 26.8 | 22.4 | 24 | 22 | 24.9 | 23.4 | 25.2 | 27 | 25.2 | 24.9 | 26.3 | 27.4 | 23.9 | 26.1 | 25.2 | 25.4 | 24.1 | 25 | 27.8 | 26.2 | 25 | 25.4 | 23.2 | 23.6 | 25 | 28.5 | 25.8 | 24.9 | 27.8 | 24.5 | 23.9 | 18.1 | 24.8 | 23.5 | 25.4 | 27.6 | 27.1 | 25.3 | 26.8 | 0
6248 | 26.3 | 21.4 | 23.7 | 28.2 | 28.7 | 21.2 | 20.4 | 22.6 | 30.1 | 25.8 | 25.2 | 29.8 | 28.4 | 26.4 | 20.7 | 23.4 | 22.6 | 28.2 | 25.4 | 28.8 | 26.8 | 23.8 | 25.6 | 23.4 | 27.7 | 23.5 | 25.3 | 28.6 | 27 | 26.4 | 27.8 | 28.6 | 25.7 | 27.4 | 25.6 | 25.9 | 24.4 | 25.6 | 27.8 | 26.3 | 25.4 | 25.2 | 24.1 | 23.7 | 25 | 29.8 | 26.6 | 25.8 | 29.4 | 24.7 | 25 | 20.6 | 24.6 | 24.3 | 26.7 | 29 | 27.5 | 25.8 | 28.2 | 0
6249 | 27.3 | 22.8 | 25.4 | 30.1 | 30.6 | 22.9 | 22 | 25.5 | 31 | 27.7 | 27.1 | 31 | 30.2 | 27.6 | 23.2 | 25.7 | 22.9 | 27.5 | 26 | 31 | 28.5 | 24.7 | 26.7 | 25.8 | 30 | 24.1 | 27 | 29.9 | 28.4 | 27.8 | 28.5 | 30.5 | 27.5 | 27.4 | 25.6 | 27.2 | 24.5 | 27.1 | 28.2 | 28.4 | 25.8 | 25.8 | 25.4 | 26.5 | 26.7 | 31 | 27.6 | 26.3 | 30.4 | 25.7 | 26.4 | 21.5 | 24.8 | 26.1 | 29.2 | 29.8 | 28.5 | 26.5 | 29.4 | 0
6250 | 28.3 | 24.6 | 26 | 32.5 | 31.1 | 23.6 | 23.5 | 27.5 | 32 | 28.8 | 29.5 | 33 | 31.9 | 29.5 | 24 | 27.5 | 23.3 | 28.8 | 27.4 | 32.4 | 30 | 25.9 | 28.1 | 27.2 | 31.5 | 25.1 | 29 | 31.1 | 29.5 | 29.6 | 29.6 | 31.6 | 28.5 | 29.8 | 27.5 | 28 | 25.1 | 28 | 28.3 | 29.6 | 26.5 | 26.3 | 26.7 | 28.5 | 27.6 | 31.9 | 29 | 27.4 | 30.9 | 26.8 | 27.9 | 21.6 | 25.8 | 26.6 | 30.9 | 30.9 | 29 | 27 | 31 | 0
6251 | 29.6 | 25.3 | 28 | 34.4 | 32.1 | 24 | 24.6 | 28.8 | 33 | 30 | 32 | 34.4 | 33.8 | 31 | 25.2 | 28.9 | 23.6 | 29.5 | 29 | 33.8 | 31.9 | 27.3 | 29 | 28.8 | 33 | 27.4 | 31 | 32 | 30 | 31 | 30.2 | 32.3 | 29.7 | 31.4 | 28.5 | 28.4 | 25.8 | 29.4 | 28.9 | 30.1 | 27.5 | 27.4 | 28.1 | 30.8 | 28.6 | 32.6 | 30.6 | 28.2 | 31 | 28 | 29.4 | 20.6 | 27.1 | 28.5 | 32.5 | 31.4 | 29.9 | 27.5 | 32.2 | 0
6252 | 30.8 | 25.8 | 29.7 | 36.2 | 32.1 | 25.5 | 25.6 | 29.6 | 34 | 31.9 | 33.9 | 36 | 34.9 | 32.4 | 26.4 | 30 | 23.9 | 29.9 | 30.5 | 34.4 | 32.7 | 28.9 | 30.1 | 29.1 | 34.5 | 30.4 | 32 | 33 | 30.3 | 32.5 | 31.3 | 33 | 30.6 | 34.7 | 28.9 | 30.4 | 27.1 | 30.4 | 29.3 | 33 | 28 | 28 | 29 | 31.1 | 29.7 | 33 | 32.3 | 29.4 | 31.2 | 28.8 | 30.6 | 20.1 | 28.7 | 29.3 | 33.4 | 32.2 | 30.5 | 29.5 | 33.5 | 0
6253 | 31.3 | 26.9 | 30.4 | 36.9 | 32.6 | 26.2 | 26.2 | 29.8 | 33.2 | 32.7 | 35.4 | 36.1 | 36.2 | 32.4 | 27 | 31 | 24 | 31.3 | 31.4 | 35.4 | 33.1 | 29.3 | 30.3 | 30 | 35 | 31.1 | 33.6 | 33.8 | 30.2 | 33 | 31.5 | 33.1 | 31.4 | 35.1 | 28.9 | 30.4 | 28.2 | 30.7 | 29.6 | 34 | 28.4 | 28.7 | 29.4 | 32 | 29.7 | 33.3 | 33.6 | 29.6 | 31.7 | 29.5 | 31.5 | 19.7 | 29.9 | 29.6 | 34.4 | 32.3 | 30.6 | 29.7 | 33.6 | 0
6254 | 31.8 | 28.6 | 30.4 | 37 | 33.1 | 26 | 26.2 | 30.3 | 33 | 33.6 | 36 | 35.4 | 36.8 | 33.5 | 27.2 | 30.4 | 24 | 31.5 | 31.4 | 36 | 33.8 | 30.2 | 30.2 | 30.2 | 36 | 31.9 | 34.2 | 34.4 | 30.2 | 33.2 | 31.5 | 32.6 | 32.5 | 34.6 | 29 | 30.5 | 29 | 26.3 | 30 | 34.6 | 28 | 28.8 | 29 | 32.5 | 29.7 | 33.4 | 34 | 29.4 | 32.4 | 29.9 | 31.8 | 20.2 | 30.6 | 29.6 | 35.1 | 32.4 | 31.4 | 29.9 | 33 | 0
6255 | 33.1 | 29.4 | 30.7 | 35.9 | 32.6 | 23.8 | 26.4 | 30.7 | 32.2 | 34.9 | 36.3 | 33 | 37.7 | 34.6 | 27.2 | 30.5 | 23.8 | 31.5 | 30.7 | 36.9 | 34.5 | 30.2 | 28.8 | 31.2 | 35.5 | 34.9 | 35 | 34.3 | 29.9 | 32.4 | 30.2 | 31.9 | 32.8 | 30.3 | 29.5 | 30.4 | 28.9 | 25.9 | 30.4 | 34.7 | 28 | 29.1 | 28.2 | 34 | 29.7 | 33.2 | 33.2 | 27.8 | 33 | 30.1 | 31.6 | 20.5 | 30.4 | 29.8 | 35.8 | 31.6 | 31.4 | 29.9 | 31 | 0
6256 | 33.1 | 29.3 | 30.4 | 34.7 | 32.2 | 23.4 | 26.4 | 28.8 | 31.4 | 34.4 | 36 | 30.9 | 37.8 | 34.3 | 27.5 | 30.5 | 23.6 | 31.5 | 29.6 | 36.6 | 34.4 | 30.1 | 27.3 | 31 | 36.1 | 34.9 | 34.7 | 33.7 | 29.5 | 31.6 | 28.9 | 31.3 | 33 | 27.1 | 29.9 | 30.5 | 28.3 | 25.9 | 30.8 | 34.6 | 27.5 | 28.8 | 27 | 34 | 29.7 | 32.5 | 31.6 | 26.4 | 32.9 | 27.7 | 30.7 | 21 | 29.7 | 29.3 | 35.3 | 30.9 | 31.4 | 29.6 | 28.9 | 0
6257 | 33 | 28.7 | 29.5 | 33 | 32 | 22.6 | 26.4 | 25 | 30.8 | 30.8 | 35.6 | 28.8 | 37.8 | 32.6 | 27.7 | 29.8 | 23.4 | 31.2 | 28.4 | 35.4 | 33.8 | 29.5 | 25.4 | 30.4 | 35.7 | 34.9 | 34.3 | 32.4 | 28.8 | 30.4 | 27.3 | 31 | 32.7 | 24 | 30.2 | 28.9 | 27 | 26 | 31.1 | 34.6 | 27 | 28.6 | 25.9 | 32.5 | 29.2 | 31.4 | 29.4 | 24.8 | 32.2 | 24.9 | 29.4 | 20.6 | 28.8 | 28.8 | 34.6 | 29.8 | 31.1 | 29.3 | 26.6 | 0
6258 | 33.2 | 27.5 | 29 | 31.9 | 30.3 | 22.3 | 26 | 25 | 29.7 | 29.4 | 34.7 | 28.5 | 36.7 | 30.5 | 27.4 | 29 | 23.4 | 30 | 27.5 | 32.4 | 31.9 | 27.8 | 24.3 | 27.9 | 34 | 33.9 | 33.5 | 30.9 | 28 | 29.7 | 26.8 | 30 | 32.4 | 25.2 | 29.6 | 28.5 | 25.9 | 26.1 | 31.5 | 34.1 | 26 | 27.9 | 25 | 31.8 | 28.2 | 30.1 | 27.4 | 24.5 | 30.9 | 25.5 | 27.7 | 20.2 | 28.1 | 28.1 | 33.8 | 29.3 | 30.5 | 29 | 25.4 | 0
6259 | 31.6 | 26 | 28 | 30.6 | 29.6 | 21.6 | 25 | 24.8 | 29 | 29.4 | 33.8 | 28.5 | 35.6 | 29.5 | 27.4 | 28 | 23.3 | 29.6 | 27 | 29.2 | 30.3 | 25.4 | 23.2 | 25.8 | 32.6 | 32.6 | 32 | 29.2 | 26.9 | 28.7 | 26.5 | 29.1 | 30.5 | 26.7 | 28.5 | 28.1 | 24.8 | 26.1 | 29.7 | 33.2 | 25.7 | 27.7 | 24.5 | 29.5 | 27.7 | 28.9 | 25.8 | 24.3 | 29.4 | 25.9 | 26.2 | 19 | 27.7 | 27.1 | 32.9 | 28.6 | 30.2 | 28 | 24.7 | 0
6260 | 30.5 | 24.3 | 26.5 | 29.8 | 29.2 | 21.6 | 24.6 | 24.5 | 28.6 | 29.4 | 32.6 | 29.4 | 34 | 28.8 | 26.7 | 27.2 | 23.4 | 28.8 | 26.6 | 26 | 27.6 | 25.4 | 23 | 23.4 | 31.2 | 31.9 | 31 | 28 | 26 | 27.8 | 27 | 28.9 | 29.5 | 30 | 27.8 | 28 | 24.4 | 26 | 29.4 | 32 | 25.5 | 27.4 | 24.3 | 28.5 | 27.7 | 28 | 25 | 24.8 | 28.2 | 25.8 | 25 | 18.2 | 27.6 | 26.8 | 32.2 | 28.4 | 26 | 27.4 | 25 | 0
6261 | 30.2 | 23.4 | 25.6 | 28.6 | 29.1 | 21.5 | 24.4 | 24.2 | 28 | 28.8 | 31.6 | 29.3 | 33.2 | 28.5 | 25.7 | 26.5 | 23.4 | 28.8 | 26.3 | 24.5 | 26.8 | 25.3 | 22.5 | 23 | 30.1 | 30.7 | 30 | 27.2 | 25.2 | 26.3 | 27 | 28.5 | 29 | 30.1 | 27.2 | 27.9 | 24.1 | 26 | 28.7 | 30.7 | 25.5 | 27.7 | 24.3 | 27.9 | 27.2 | 27.7 | 24.7 | 24.6 | 27.6 | 25.8 | 24.4 | 17.1 | 27.5 | 26.4 | 31 | 27.7 | 25.7 | 27.3 | 25.1 | 0
6262 | 30 | 22.8 | 25.5 | 27.8 | 29.1 | 21.5 | 24.2 | 24.8 | 27.9 | 27.9 | 30.4 | 29.4 | 32.2 | 28.1 | 25.1 | 26 | 23.3 | 28.6 | 26 | 23.8 | 26.6 | 25.3 | 22.6 | 22.7 | 29 | 29.9 | 29.3 | 26.9 | 24.7 | 25.3 | 27.2 | 28.5 | 28.5 | 30 | 26.8 | 27.6 | 24.1 | 26 | 28.7 | 30.2 | 25.5 | 27.5 | 24.1 | 27 | 27 | 27.8 | 24.9 | 24.7 | 27.5 | 25.5 | 24 | 16.8 | 27.5 | 26 | 30.4 | 27.4 | 25.6 | 27.3 | 25.4 | 0
6263 | 27 | 22.3 | 25.5 | 27 | 28.1 | 21.5 | 23.8 | 23.9 | 27.9 | 27.4 | 29.6 | 28.6 | 31.8 | 27.9 | 24.2 | 25.8 | 23.2 | 28.3 | 25.8 | 24.4 | 26 | 25.3 | 22.4 | 23.4 | 27.9 | 29.7 | 28.7 | 26.8 | 24.4 | 24.2 | 26.6 | 28 | 28.5 | 27.4 | 26.4 | 27.4 | 24 | 26 | 28.4 | 29.9 | 25.4 | 27.4 | 23.7 | 26.1 | 26.7 | 28 | 25 | 24.2 | 27.4 | 25 | 23.8 | 16.4 | 27.4 | 25.9 | 29.5 | 26.8 | 25.5 | 27.4 | 25.2 | 0
6264 | 26.3 | 21.9 | 25 | 26.9 | 27.1 | 21 | 22.8 | 23.8 | 27.9 | 26.9 | 28.7 | 28.5 | 30.8 | 27.6 | 22.4 | 25.4 | 23.1 | 27.8 | 25.9 | 24.6 | 25.4 | 25.1 | 22.7 | 22.8 | 27.5 | 28.1 | 27.7 | 26.7 | 24.3 | 24.1 | 26.2 | 28 | 28 | 26.7 | 26.4 | 26.4 | 23.9 | 25.8 | 27.7 | 29.5 | 25.3 | 26.4 | 23 | 25.5 | 26.2 | 28 | 25.1 | 24.3 | 27 | 24.7 | 23.4 | 16.5 | 27.3 | 25.6 | 28.9 | 26.7 | 25.5 | 26.4 | 25.3 | 0
6265 | 26.3 | 21.7 | 25 | 26.6 | 26.6 | 21 | 22.5 | 23.5 | 27.7 | 26.9 | 28.1 | 27.9 | 30.1 | 27.6 | 22.3 | 25 | 22.9 | 27.8 | 26.1 | 24.8 | 25.4 | 24.9 | 22.5 | 22.4 | 26.5 | 27.8 | 26.7 | 26.2 | 23.9 | 23.9 | 25.2 | 28 | 28.5 | 25.2 | 26.3 | 26.4 | 23.6 | 25.6 | 27.8 | 29.1 | 25 | 25.7 | 22.4 | 25 | 26 | 27.8 | 25 | 24.1 | 26.2 | 24.5 | 23 | 15.8 | 27.2 | 25.3 | 28.2 | 26.3 | 25.5 | 26.4 | 25 | 0
6266 | 26.3 | 21.3 | 24.8 | 26.6 | 26.6 | 20.8 | 21.9 | 23.4 | 27 | 26.8 | 27.4 | 28 | 29 | 27.5 | 22.2 | 25 | 22.8 | 27.6 | 26.6 | 24.2 | 25.4 | 24.6 | 22.6 | 20.8 | 26 | 27.4 | 25.6 | 25.6 | 23.4 | 24.2 | 24.6 | 27.9 | 27.4 | 26 | 26.2 | 25.6 | 23.4 | 25.5 | 27.9 | 28.6 | 25 | 24.8 | 21.8 | 25 | 25.7 | 27.2 | 24.8 | 24.4 | 25 | 24.2 | 22.4 | 15 | 27.1 | 24.9 | 27.9 | 26.2 | 25.5 | 26.2 | 25 | 0
6267 | 26.3 | 21.4 | 24 | 25.9 | 26.4 | 20.5 | 21.4 | 23.3 | 27.2 | 26.7 | 26.7 | 27.4 | 28.4 | 27.5 | 21.6 | 24.6 | 22.6 | 27.6 | 26.9 | 23.9 | 25.4 | 24.3 | 22.1 | 20.2 | 25.7 | 26.9 | 24.8 | 24.8 | 22.7 | 23.9 | 23.7 | 27.5 | 26.9 | 25.3 | 25.9 | 25.6 | 23.1 | 25.4 | 27.9 | 28.6 | 24.8 | 24.9 | 21.6 | 24.7 | 24.2 | 26.6 | 24.6 | 24.1 | 24 | 24 | 22.1 | 13.6 | 26.8 | 24.8 | 27.4 | 25.7 | 25.5 | 26.2 | 24.7 | 0
6268 | 26.3 | 21.3 | 23.7 | 25.5 | 26.1 | 20.2 | 20.9 | 23.3 | 27.2 | 26.6 | 25.8 | 27.4 | 27.6 | 27 | 21.6 | 24.5 | 22.4 | 27.6 | 27 | 23.5 | 25.2 | 23.8 | 22 | 19.4 | 25.2 | 26.4 | 24.7 | 24.4 | 22.4 | 23.9 | 23.8 | 27.5 | 26 | 26.1 | 25.6 | 25.4 | 23.2 | 25.4 | 28 | 28.8 | 24.5 | 24.9 | 21.6 | 24.4 | 24.2 | 26.4 | 24.6 | 24.2 | 23.7 | 24 | 22 | 13.2 | 26.5 | 24.6 | 27.4 | 25.7 | 25.5 | 25.9 | 24.9 | 0
6269 | 26.1 | 20.9 | 23.4 | 25 | 26.1 | 19.6 | 20.6 | 23 | 27.4 | 26.6 | 25.4 | 27.6 | 28 | 26.7 | 21.6 | 24.5 | 22.6 | 27.5 | 25.4 | 23.2 | 25 | 23.8 | 22.4 | 21 | 24.7 | 25.9 | 24.8 | 25 | 22.4 | 22.4 | 25.6 | 27.3 | 25.1 | 25.4 | 25.5 | 25.1 | 24 | 25.4 | 28 | 28.6 | 24.3 | 26.6 | 22.7 | 24 | 24.2 | 27 | 24.4 | 23.2 | 26.2 | 23.7 | 24.4 | 16.4 | 26.8 | 24.4 | 27.3 | 24.8 | 25.6 | 25.8 | 25 | 0
6270 | 26 | 20.3 | 22.5 | 26 | 25.8 | 19.6 | 20.2 | 22.8 | 27.4 | 26.4 | 24.7 | 28.1 | 27.4 | 26.5 | 21.3 | 24.5 | 22.5 | 27.4 | 25.7 | 24.1 | 24.2 | 23.8 | 23.3 | 21.2 | 24 | 25.9 | 24.3 | 24.8 | 23.2 | 22.9 | 25.5 | 27.1 | 24.2 | 26.7 | 25.4 | 25 | 24 | 25.5 | 28 | 28.5 | 24 | 27 | 22.3 | 23.8 | 24.2 | 27.6 | 24.6 | 24.1 | 27.1 | 23.5 | 24.5 | 17.6 | 26.9 | 24.3 | 26.9 | 25.9 | 25.7 | 25.9 | 25.3 | 0
6271 | 25.8 | 19.8 | 22.7 | 27.1 | 25.9 | 19.6 | 20.2 | 22.8 | 27.8 | 26.4 | 24.8 | 29.2 | 27.7 | 27 | 21.4 | 24.5 | 22.6 | 27.4 | 26.8 | 26 | 24 | 23.7 | 24.2 | 22.1 | 23.9 | 25.7 | 24.6 | 25.1 | 24.5 | 23.7 | 26 | 27.6 | 24 | 28.2 | 25.6 | 24.9 | 24.3 | 25.6 | 28 | 28.3 | 23.6 | 27.6 | 22.6 | 23 | 24.2 | 28.5 | 25.7 | 25.1 | 27.8 | 23.5 | 25.4 | 19.4 | 27.3 | 24.3 | 26.9 | 27.7 | 26 | 26 | 26.5 | 0
6272 | 26.4 | 22.1 | 23.9 | 28.4 | 27 | 20.4 | 21.1 | 23.2 | 28.9 | 26.4 | 25.6 | 30.3 | 28.8 | 28.5 | 21.5 | 25 | 22.8 | 27.4 | 27.8 | 28.4 | 24.1 | 23.7 | 25.6 | 23.4 | 26.7 | 25.7 | 25.8 | 26 | 26 | 25.4 | 26.8 | 29.5 | 26 | 30 | 26.3 | 25.2 | 24.8 | 26.3 | 28.4 | 28.3 | 23.8 | 28.4 | 23.7 | 24 | 24.2 | 29.6 | 27 | 26.4 | 28.6 | 24.3 | 26.2 | 21.2 | 28.2 | 25 | 27.8 | 29.4 | 26.9 | 26.2 | 27.8 | 0
6273 | 28 | 23.8 | 26.3 | 29.3 | 28.5 | 23.4 | 23.1 | 25.1 | 31 | 27.5 | 27.6 | 31.7 | 30.7 | 30 | 21.4 | 27 | 23 | 29 | 29.1 | 31.3 | 26.3 | 24.1 | 26.6 | 25.3 | 29 | 25.7 | 28.7 | 27.7 | 27.4 | 26.9 | 27.8 | 31.1 | 27.5 | 31.1 | 28.3 | 27.2 | 25.9 | 27.4 | 30.6 | 29.3 | 26 | 29.2 | 25.3 | 26.7 | 27.7 | 30.8 | 29.1 | 27.2 | 28.4 | 25.8 | 27.8 | 22.3 | 29.4 | 26.8 | 28.6 | 30.8 | 28.8 | 26.2 | 29.8 | 0
6274 | 28.5 | 26.2 | 27.7 | 30.4 | 29.9 | 24.6 | 24 | 27.2 | 32.5 | 28.4 | 30 | 32.5 | 32.8 | 31.5 | 22 | 28 | 23.3 | 29.5 | 29.5 | 34 | 28.6 | 25.6 | 28 | 26.9 | 30.8 | 27.6 | 30 | 29.5 | 28.6 | 28.8 | 28.6 | 32.3 | 29 | 32 | 29.9 | 27.7 | 27.1 | 29 | 30.9 | 30.7 | 27.3 | 30 | 26.9 | 27.9 | 27.7 | 31.9 | 30.6 | 28.1 | 28.1 | 27.3 | 28.9 | 22.4 | 30.4 | 28.1 | 30 | 31.5 | 29.4 | 26.8 | 31 | 0
6275 | 30 | 28.1 | 29 | 31.4 | 30.4 | 27 | 25.6 | 29 | 33.3 | 30 | 32.7 | 32.9 | 34.6 | 33.5 | 23.3 | 28 | 23.4 | 30.5 | 29.6 | 36.4 | 30.8 | 27.2 | 28.8 | 28.6 | 32.9 | 28.7 | 31.2 | 31.4 | 29.4 | 30.2 | 29 | 32.6 | 30.1 | 32.6 | 31.2 | 28.7 | 28.4 | 29.9 | 31.3 | 31.8 | 28.3 | 30.6 | 28.2 | 30.2 | 27.9 | 32.8 | 32 | 28.6 | 27.2 | 28.5 | 30.2 | 21.4 | 31 | 27.1 | 31.5 | 31.8 | 30.4 | 27.9 | 31.8 | 0
6276 | 30 | 30.1 | 30.4 | 33 | 31.4 | 28 | 26.9 | 29.5 | 35 | 32 | 34.7 | 32.3 | 35.6 | 34.1 | 25.3 | 29.4 | 23.5 | 30.8 | 28.5 | 37.7 | 32 | 27.2 | 29.7 | 29.6 | 34.6 | 31 | 32.5 | 32.7 | 30 | 31.6 | 28.8 | 32.4 | 31.6 | 33.6 | 30.7 | 30 | 29.1 | 30.4 | 31.7 | 33 | 28.8 | 31.1 | 28.9 | 32 | 29.7 | 33.4 | 32.2 | 29.4 | 27 | 30 | 30.6 | 19.9 | 30.9 | 28.5 | 32.7 | 31.9 | 32.4 | 28.9 | 31.2 | 0
6277 | 30.7 | 30.9 | 31 | 34.5 | 31.9 | 29.5 | 27.5 | 30 | 32.5 | 33.4 | 36 | 31.8 | 36.1 | 35.1 | 25.5 | 29.1 | 23.4 | 30.7 | 27.7 | 38.4 | 32.9 | 27.2 | 29.8 | 30.4 | 36.1 | 31.5 | 34 | 33.6 | 30.4 | 32.1 | 28.2 | 33.6 | 32.4 | 34.4 | 29.8 | 30.7 | 29.4 | 31.4 | 31.9 | 33.8 | 29.3 | 31.4 | 29.1 | 33.6 | 29.7 | 33.7 | 32.1 | 29.8 | 27 | 30.9 | 31.3 | 18.5 | 30 | 29.6 | 33.3 | 32.1 | 32.3 | 29.2 | 30.5 | 0
6278 | 31.8 | 31.1 | 30.9 | 36 | 32.4 | 29.2 | 28.1 | 30 | 28.5 | 34.5 | 36.4 | 31 | 36 | 33.6 | 26.1 | 30.6 | 23.4 | 31 | 26.8 | 38 | 33.6 | 28.1 | 29.6 | 30.6 | 36.9 | 32 | 35 | 34 | 30.6 | 32.4 | 27.4 | 33.6 | 33.2 | 35.4 | 30.7 | 30.8 | 29 | 30.8 | 32.4 | 34.5 | 29.3 | 31.4 | 29 | 34.7 | 29.7 | 33.6 | 31.4 | 30.2 | 27.6 | 32.1 | 31.6 | 17.8 | 28.8 | 30.2 | 34 | 32.4 | 32.5 | 29.5 | 29.2 | 0
6279 | 32.1 | 31.1 | 30.6 | 36.5 | 32.4 | 29.5 | 28.6 | 30 | 29.5 | 34.7 | 36.4 | 30.8 | 36 | 32.3 | 26.9 | 31.2 | 23.2 | 31 | 27 | 37.3 | 34.5 | 28.5 | 28.3 | 30.8 | 37 | 33.2 | 35.2 | 34.3 | 30.5 | 31.8 | 26.8 | 33.2 | 33.7 | 35.6 | 30.6 | 29.9 | 28.4 | 30 | 33.2 | 34.7 | 29.2 | 31.1 | 28.7 | 35.6 | 29.7 | 33.2 | 31.1 | 29.8 | 27.8 | 32.1 | 32.4 | 17.9 | 27.6 | 30 | 34 | 32.4 | 33 | 29.5 | 28.7 | 0
6280 | 32.5 | 30.9 | 24.8 | 36.3 | 31.9 | 29.4 | 28.5 | 29.7 | 29.2 | 34.5 | 35.8 | 30.5 | 35.9 | 31.6 | 26.9 | 30.2 | 23.1 | 31 | 27.2 | 35.9 | 33.7 | 28.6 | 27.1 | 30.3 | 37 | 33.6 | 35.2 | 34.3 | 30 | 31.2 | 26.4 | 32.7 | 34.1 | 35.4 | 29.8 | 29.5 | 27.5 | 28 | 33.4 | 34.7 | 28.8 | 30.6 | 28.2 | 33.7 | 29.7 | 32.7 | 30.5 | 29.2 | 28.1 | 32.4 | 32.2 | 18.6 | 26.8 | 29.5 | 33.6 | 31.6 | 33 | 29.4 | 28.1 | 0
6281 | 32.6 | 31.1 | 24.6 | 35 | 31.5 | 29 | 27.2 | 27.2 | 29 | 34.4 | 35.2 | 30.4 | 35.8 | 31.1 | 26.8 | 29.7 | 23 | 31 | 27.8 | 34.4 | 33.6 | 28.5 | 25.5 | 29.6 | 35.9 | 33.6 | 34.8 | 34 | 29.2 | 30.2 | 26.2 | 32.1 | 34.1 | 34.4 | 29.7 | 29 | 26.8 | 27.5 | 33.4 | 34.6 | 27.8 | 30 | 27.6 | 32.4 | 29.2 | 32 | 30.2 | 28 | 27.6 | 30.4 | 31.6 | 19.2 | 26.6 | 29.1 | 33.4 | 30 | 32.5 | 29.4 | 28 | 0
6282 | 32.8 | 30.3 | 23.6 | 33.5 | 30.9 | 26.9 | 26.5 | 24.2 | 28 | 32.9 | 34.3 | 29.6 | 35.2 | 30 | 26.8 | 29.2 | 23 | 31 | 27.5 | 32.6 | 32.5 | 27.8 | 24.6 | 28.2 | 34.5 | 33.6 | 34.2 | 33.1 | 28.1 | 29.7 | 26 | 30.2 | 33.1 | 33.4 | 28.6 | 28 | 26.1 | 26.9 | 33.2 | 33.7 | 26.8 | 29.4 | 26.7 | 30.7 | 28.5 | 31.4 | 29.2 | 27 | 27.1 | 29.8 | 29.4 | 19.2 | 26.8 | 27.9 | 32.5 | 27.6 | 31.6 | 29.4 | 27.3 | 0
6283 | 30.6 | 27.9 | 27.1 | 31.8 | 30.5 | 25.4 | 25.9 | 24.3 | 28.4 | 32.1 | 33.5 | 28.9 | 34.4 | 29.2 | 26.8 | 28 | 22.8 | 29.8 | 27.3 | 31.1 | 31.4 | 26.6 | 23.6 | 26.8 | 32.2 | 32.7 | 32.7 | 31.9 | 27 | 28.8 | 25.6 | 29.5 | 31.5 | 32.1 | 28 | 27.7 | 25.9 | 26.4 | 29.8 | 32.7 | 26.3 | 28.9 | 25.6 | 29.2 | 28.2 | 30.8 | 28.5 | 26 | 26.1 | 29.1 | 27.4 | 18.5 | 27.3 | 26.9 | 31.5 | 25.1 | 31 | 29 | 26.8 | 0
6284 | 29.5 | 26.2 | 26.6 | 30.6 | 29.9 | 24 | 25.1 | 24.3 | 28.3 | 31 | 32.6 | 27.8 | 33 | 29 | 25.6 | 27 | 22.6 | 29 | 26.4 | 29.6 | 30.5 | 25.9 | 23.2 | 25.2 | 31.1 | 32.1 | 31.7 | 30.2 | 26 | 28 | 25.2 | 29.1 | 29.9 | 31.2 | 27.7 | 27.2 | 25.8 | 27 | 29.6 | 31 | 26.1 | 28.6 | 24.4 | 28.1 | 28 | 30.2 | 27.4 | 25.4 | 25.5 | 28.4 | 25 | 17.4 | 27.6 | 26.4 | 30.6 | 23.2 | 30.5 | 28.8 | 26 | 0
6285 | 28.7 | 25.1 | 25.1 | 29.7 | 29.5 | 22.8 | 24.4 | 24.5 | 28.2 | 29.9 | 31.9 | 27.4 | 31.8 | 28.7 | 24.1 | 26.4 | 22.3 | 29 | 26.2 | 28.7 | 29.8 | 25.2 | 22.4 | 24.2 | 29.7 | 30.6 | 31.2 | 28.7 | 25.3 | 26.7 | 24.9 | 29 | 29 | 30.3 | 27.5 | 27.2 | 26 | 27 | 28.8 | 30.4 | 26.6 | 28.3 | 23.4 | 27.3 | 27 | 29.6 | 27 | 24.8 | 24.8 | 27.6 | 24.1 | 16.3 | 27.7 | 26 | 29.9 | 22.5 | 29.8 | 28.7 | 26 | 0
6286 | 27.7 | 24.5 | 24.6 | 29.3 | 29.4 | 22.8 | 23.7 | 24.7 | 28.2 | 29.2 | 30.9 | 27 | 30.6 | 28.1 | 23.3 | 26 | 22.2 | 28.9 | 25.8 | 27.7 | 29 | 25.1 | 22.1 | 23.5 | 28.6 | 30.4 | 30.7 | 27.3 | 25 | 25.7 | 24.8 | 28.6 | 28.3 | 29.8 | 27.1 | 27.2 | 26 | 26.9 | 28.2 | 29.8 | 25.8 | 28.2 | 23 | 26.7 | 27 | 29 | 26.3 | 24.7 | 24.9 | 27.6 | 23.6 | 15.6 | 27.6 | 25.8 | 29.2 | 22.9 | 29.5 | 28.7 | 25.7 | 0
6287 | 27.5 | 24.1 | 24 | 28.8 | 29 | 22.6 | 23.1 | 24.7 | 28 | 28.4 | 30.2 | 27.2 | 30 | 28 | 22.8 | 25.5 | 22.2 | 28.5 | 26 | 27 | 28.8 | 24.6 | 21.6 | 23.2 | 27.5 | 30 | 30.2 | 26.4 | 24.8 | 24.6 | 25 | 28.3 | 28 | 29.2 | 26.7 | 27.1 | 25.8 | 26.3 | 28.1 | 28.8 | 25.8 | 28 | 23.1 | 25.9 | 26.9 | 28.4 | 26.2 | 24.4 | 25.2 | 27.1 | 24.2 | 15.6 | 27.4 | 25.5 | 28.9 | 24 | 29 | 28.7 | 26 | 0
6288 | 27.2 | 23.3 | 23.6 | 28.3 | 28.8 | 21.8 | 22.4 | 24.3 | 28 | 27.9 | 29.3 | 27.1 | 29.7 | 28 | 21.6 | 24.7 | 22.5 | 27.7 | 25.7 | 25.9 | 28.1 | 24.6 | 21.8 | 22.7 | 26.9 | 29.3 | 29.7 | 25.7 | 24.6 | 24.3 | 25.4 | 28.1 | 27.5 | 28.8 | 26.2 | 26.8 | 25.1 | 26.3 | 27.7 | 28.6 | 25.4 | 27.8 | 23.7 | 25.1 | 26.6 | 27.9 | 25.6 | 24.4 | 26.1 | 26.5 | 24.2 | 16 | 27.3 | 25 | 28.2 | 25.1 | 28.7 | 27.2 | 25.7 | 0
6289 | 26.6 | 23 | 23.6 | 27.4 | 28.4 | 21.9 | 22.2 | 24.3 | 28 | 27.7 | 28.6 | 27.2 | 29.7 | 27.9 | 21.6 | 24.5 | 22.7 | 27.7 | 25.7 | 24.9 | 28 | 24.3 | 21.8 | 22.4 | 26 | 29 | 29 | 25.6 | 24.1 | 23.9 | 25.9 | 27.7 | 27.9 | 27.7 | 26.2 | 26.7 | 24.6 | 26.2 | 27.7 | 28.7 | 25.2 | 27.5 | 24.3 | 24.7 | 26.5 | 27.4 | 25.3 | 24.1 | 26.5 | 25.6 | 24.5 | 16.3 | 27.2 | 24.8 | 28.1 | 25.6 | 28.7 | 27.2 | 25.6 | 0
6290 | 26.1 | 22.8 | 23.3 | 26.4 | 28.3 | 21.9 | 21.9 | 24.3 | 27.9 | 27.5 | 27.8 | 27 | 29.6 | 27.5 | 21.6 | 24.4 | 23 | 27.6 | 25.2 | 23.8 | 27.5 | 24 | 22.2 | 21.8 | 25.8 | 28.5 | 28.7 | 25.4 | 23.4 | 23.8 | 26.2 | 27.6 | 27.6 | 26.8 | 26.2 | 26.1 | 24 | 25.9 | 27.7 | 28.7 | 25.2 | 27.2 | 24.6 | 24.7 | 26.4 | 27 | 24.6 | 23.8 | 26.8 | 25.4 | 24 | 16.4 | 27.2 | 24.7 | 27.6 | 25.4 | 28.6 | 27.2 | 25 | 0
6291 | 25.8 | 22.6 | 23.1 | 25.3 | 27.9 | 21.6 | 21.5 | 24.3 | 27.8 | 27.4 | 27.1 | 27.1 | 29.4 | 27.3 | 20.6 | 24.1 | 23 | 27.5 | 25.2 | 23.1 | 27.1 | 23.7 | 22.1 | 21.4 | 24.2 | 28.4 | 28 | 25.4 | 22.7 | 23.2 | 26.2 | 27.5 | 27.1 | 25.6 | 26.2 | 25.7 | 23.9 | 25.9 | 27.7 | 28.4 | 25 | 26.8 | 24.3 | 24.3 | 26.4 | 26.7 | 24.5 | 23.2 | 26.3 | 25.1 | 24.2 | 16.2 | 27.1 | 24.3 | 27.2 | 24.9 | 28.2 | 27.2 | 25 | 0
6292 | 25.5 | 22.6 | 23.2 | 24.9 | 27.5 | 21.4 | 21.3 | 24.3 | 27.8 | 27.4 | 26.2 | 27.1 | 28.7 | 26.8 | 20.6 | 24 | 22.9 | 27.5 | 25 | 22.8 | 26.7 | 23.4 | 22.3 | 21 | 24 | 27.6 | 27.7 | 25.2 | 22.3 | 22.8 | 25.9 | 27.3 | 26.5 | 25.2 | 26.1 | 25.4 | 23.8 | 25.8 | 27.7 | 27.7 | 24.8 | 26.6 | 23.5 | 24 | 26.3 | 26.7 | 24.1 | 23.1 | 26.3 | 24.9 | 23.9 | 16 | 27 | 24.3 | 27.3 | 24.5 | 28.2 | 27.1 | 24.6 | 0
6293 | 25.8 | 22.6 | 23.2 | 25.4 | 27.4 | 21.3 | 21.2 | 24.3 | 27.8 | 27.3 | 26 | 26.8 | 26 | 26.5 | 20.6 | 23.9 | 23 | 27.5 | 25.4 | 24 | 26.4 | 23.1 | 20.4 | 22.2 | 24.5 | 27.1 | 27 | 24.8 | 22.4 | 26.4 | 23.6 | 27.1 | 25.8 | 25.2 | 25.7 | 25.2 | 25.6 | 25.5 | 27.8 | 27.9 | 24.8 | 27 | 22.1 | 23.8 | 26.2 | 26 | 25.6 | 22.8 | 24.6 | 24.8 | 22.2 | 16 | 25.6 | 24 | 26.7 | 23.8 | 27.9 | 27 | 25.6 | 0
6294 | 25.5 | 22.1 | 23.1 | 24.9 | 27.3 | 21 | 21 | 24.2 | 27.5 | 27.2 | 25.2 | 27.5 | 26 | 26 | 19.8 | 23.8 | 23.7 | 27.5 | 26.3 | 24.8 | 26.1 | 23.1 | 22.3 | 21.9 | 24.9 | 26.6 | 26.2 | 26.2 | 23.4 | 27 | 24.9 | 27.1 | 25.4 | 26.5 | 25.2 | 25.2 | 25.6 | 25.5 | 27.8 | 27.3 | 24.8 | 27.7 | 22.6 | 23.6 | 25.7 | 25.9 | 25.7 | 23.7 | 24.8 | 24.6 | 22.9 | 17.5 | 25.7 | 24 | 26.2 | 25 | 29.7 | 26.4 | 27.1 | 0
6295 | 25.3 | 22.1 | 23.1 | 26.3 | 27.4 | 20.6 | 21 | 24.2 | 27.9 | 27.1 | 25.4 | 28.2 | 26.5 | 26.5 | 19.8 | 24.2 | 24.4 | 27.5 | 27.4 | 26.7 | 26 | 23.1 | 23.8 | 22.3 | 24.5 | 26.5 | 25.7 | 26.7 | 24.7 | 27.6 | 25.6 | 27.1 | 25 | 27.4 | 25.2 | 25.2 | 25.7 | 25.5 | 28.1 | 27.3 | 24.3 | 28.3 | 23.3 | 22.9 | 25.7 | 26.4 | 26.9 | 24.9 | 25.6 | 24.4 | 24.4 | 19 | 26 | 24 | 27 | 26.6 | 29.7 | 26 | 28.4 | 0
6296 | 25.9 | 24.3 | 23.6 | 28.4 | 28.6 | 21.6 | 21.2 | 24.2 | 29.3 | 27.2 | 26 | 29.1 | 28 | 27.7 | 20.1 | 25.3 | 25 | 27.5 | 28.4 | 29 | 26.1 | 23.1 | 26 | 23 | 28.2 | 26.6 | 28.5 | 28 | 26.4 | 27.8 | 26.6 | 27.6 | 26.5 | 29 | 26.1 | 25.8 | 26.4 | 26.9 | 28.7 | 27.3 | 24.6 | 29.2 | 24.4 | 24.2 | 25.7 | 27.8 | 28.2 | 26.4 | 26.4 | 24.6 | 25.8 | 20.8 | 27 | 25.1 | 28 | 27.8 | 28.6 | 26 | 30 | 0
6297 | 28.5 | 26 | 25.1 | 31.6 | 30.5 | 23.2 | 22.6 | 25.3 | 31.4 | 28.7 | 28 | 29.7 | 29.7 | 29.6 | 21.7 | 27.3 | 25.8 | 28.9 | 29.4 | 31.6 | 28.3 | 24.3 | 27 | 24.8 | 30.4 | 27.4 | 30.1 | 28.3 | 27.6 | 28.5 | 26.2 | 29.8 | 27.9 | 29.6 | 28.1 | 28 | 27.1 | 29.2 | 29.9 | 28.8 | 27 | 29.6 | 25.6 | 27.6 | 26.2 | 29.4 | 30.4 | 27.5 | 28 | 25.8 | 27.5 | 21.4 | 28.2 | 27 | 30 | 29.2 | 30.2 | 27.4 | 30.8 | 0
6298 | 29.3 | 28.2 | 27.4 | 33.4 | 31.7 | 25.4 | 24.3 | 26.8 | 32 | 30.1 | 30.1 | 30.6 | 31.8 | 31.6 | 22.6 | 27.7 | 26.7 | 30.2 | 30.1 | 33.7 | 30.3 | 25 | 28.4 | 26.7 | 32.4 | 29.6 | 31.7 | 29.7 | 28.8 | 29.3 | 26.2 | 30.6 | 29.5 | 30.8 | 29.5 | 29.3 | 28 | 30.4 | 30.3 | 30.7 | 28 | 30.1 | 26.8 | 28.8 | 26.2 | 31 | 32.2 | 28.5 | 29.2 | 27.5 | 28.7 | 21.9 | 29.7 | 28.7 | 30.6 | 29.9 | 30.8 | 27.7 | 31.9 | 0
6299 | 30.9 | 30.4 | 28.6 | 34 | 32.3 | 26.2 | 25.8 | 27.8 | 32.4 | 31.4 | 32.6 | 31.4 | 33.6 | 33 | 23.5 | 29.1 | 28 | 30.8 | 30.8 | 35.4 | 31.8 | 26.6 | 28.8 | 29 | 33.9 | 30.8 | 32.7 | 30.8 | 29.4 | 30.6 | 25.6 | 31.4 | 30.9 | 31.4 | 30.8 | 30.7 | 28.4 | 31.7 | 31.3 | 32.6 | 29 | 30.4 | 28 | 30.6 | 26.2 | 31.8 | 33.8 | 29 | 30.8 | 29.2 | 29.8 | 21.4 | 31 | 30.1 | 32 | 30.6 | 32 | 28.3 | 32.4 | 0
6300 | 31.8 | 31.1 | 29.4 | 32.1 | 33.3 | 27.3 | 26.6 | 28.9 | 31.5 | 32.5 | 34.2 | 32.5 | 35.2 | 34.6 | 25.2 | 30.7 | 29.2 | 32.2 | 31.3 | 36.4 | 33 | 27.6 | 29.9 | 30.6 | 34.9 | 32.9 | 34.2 | 33 | 30.2 | 31.5 | 26.3 | 31.6 | 32 | 32.9 | 31.5 | 31.1 | 28.7 | 32.2 | 32.5 | 33.3 | 30 | 31 | 29 | 31.6 | 26.1 | 31.9 | 34.1 | 29.6 | 31.6 | 30.3 | 30.4 | 21.4 | 32 | 31.1 | 32.9 | 30.6 | 33 | 29.6 | 33.1 | 0
6301 | 32.3 | 31.5 | 30 | 29.9 | 33.3 | 23.7 | 26.6 | 29.6 | 30.8 | 33.6 | 35.7 | 33.2 | 36.2 | 35.7 | 25.2 | 31 | 30.1 | 32.4 | 31.8 | 37.2 | 33.6 | 29.1 | 29.5 | 31.7 | 35.6 | 33.7 | 34.2 | 33.6 | 30.7 | 32.4 | 26.9 | 32.1 | 33.1 | 33.5 | 32.1 | 30.7 | 28.5 | 32.6 | 33.5 | 34.1 | 30 | 31.3 | 29.6 | 32.8 | 28.1 | 31 | 34 | 29.8 | 32.4 | 31.8 | 31.3 | 21 | 32.1 | 30.6 | 33.2 | 30.5 | 33.3 | 29.8 | 32.9 | 0
6302 | 32.8 | 32.1 | 30.4 | 27.4 | 33.8 | 24.6 | 26.7 | 30.3 | 31.5 | 34.1 | 36.2 | 33.6 | 36.8 | 34.5 | 25.8 | 31.3 | 30.2 | 32.6 | 32 | 37.6 | 34.1 | 29.6 | 29 | 32 | 36.4 | 34.7 | 35.7 | 33.6 | 31.2 | 32.4 | 28 | 31.2 | 33.9 | 34.2 | 32.5 | 30.8 | 28.4 | 33.1 | 33.8 | 34.7 | 30 | 31.6 | 29.8 | 33.8 | 28.5 | 30 | 33.2 | 30 | 32.4 | 32.3 | 32 | 21 | 31.6 | 30.5 | 33.5 | 29.8 | 33.5 | 29.9 | 32.2 | 0
6303 | 33.3 | 31.2 | 30.4 | 26.7 | 33.8 | 24.7 | 26.6 | 30.8 | 25.5 | 35.3 | 36.8 | 33 | 36.7 | 33.2 | 26.7 | 32.1 | 29.7 | 32.6 | 32.1 | 37.8 | 34.4 | 30 | 26.6 | 32 | 36.4 | 34.7 | 35.5 | 31.1 | 31.1 | 32.2 | 27.9 | 28.4 | 33.6 | 33.2 | 32.9 | 30.7 | 28.2 | 33.2 | 33.8 | 34.6 | 29.6 | 31.1 | 29.4 | 34.7 | 28.5 | 28.9 | 32.8 | 29.7 | 32.6 | 32.8 | 32.8 | 20.2 | 30.3 | 31.2 | 33.9 | 29.3 | 33.5 | 29.8 | 30.3 | 0
6304 | 33.4 | 32.6 | 30.4 | 26.7 | 33.8 | 24.7 | 26.6 | 30 | 26.4 | 35.6 | 36.6 | 31.9 | 36.5 | 31.8 | 26.7 | 32.1 | 28.5 | 32.6 | 31.6 | 37.2 | 34.3 | 30 | 24.6 | 31.3 | 36.4 | 34.7 | 36.2 | 28.6 | 30.7 | 31.1 | 28 | 28.4 | 34.5 | 32.3 | 32.7 | 30.3 | 28.2 | 33.4 | 33.4 | 34.6 | 27.5 | 30.4 | 28.6 | 35 | 28.5 | 28.4 | 31.9 | 29.3 | 31.9 | 33.1 | 32.6 | 19.7 | 29.1 | 30.8 | 33 | 28.2 | 33.3 | 29.7 | 28.7 | 0
6305 | 33.3 | 32.6 | 29.7 | 27.6 | 32.8 | 25.4 | 26.5 | 27 | 27 | 35.1 | 36.4 | 30.2 | 35.8 | 31.8 | 26.7 | 31.5 | 27.2 | 32.6 | 31 | 36 | 33.8 | 30 | 22.2 | 30.4 | 35.8 | 34.6 | 36 | 25.8 | 29.6 | 30.2 | 27 | 28.6 | 34.1 | 30.6 | 32.7 | 30.2 | 28.2 | 32.8 | 32.6 | 34.3 | 27.4 | 29.2 | 27.4 | 33.8 | 28.3 | 28.2 | 31.2 | 28.4 | 31.3 | 32.7 | 31.8 | 18.4 | 28 | 29.8 | 32 | 27.4 | 32.8 | 29.4 | 27.2 | 0
6306 | 32.5 | 31.8 | 28 | 27.4 | 31.8 | 24 | 25.9 | 26.9 | 27 | 33.8 | 35.3 | 28.7 | 35 | 30.6 | 26 | 30.6 | 26.1 | 31.3 | 30 | 33.9 | 32.3 | 26.6 | 21.7 | 28.9 | 34 | 34.6 | 35.2 | 25.3 | 28.5 | 29 | 26.8 | 27.9 | 33 | 30 | 32 | 29.3 | 28.2 | 31.9 | 31.5 | 34.2 | 27 | 28.2 | 26.1 | 32.4 | 27.6 | 28.4 | 29.8 | 27.5 | 29.9 | 31.3 | 29.8 | 17.6 | 27.7 | 28.5 | 31 | 26.3 | 31.3 | 29 | 27.2 | 0
6307 | 30.6 | 29.3 | 27.3 | 27 | 31.2 | 23.7 | 25.4 | 26.5 | 27 | 31.8 | 34.4 | 27.4 | 33.6 | 29.6 | 26 | 28.7 | 25.6 | 29.8 | 29.3 | 31.6 | 31.1 | 24.6 | 21.4 | 27.6 | 31.8 | 33.6 | 33 | 25.4 | 26.9 | 28.5 | 26.1 | 27.7 | 32 | 29 | 30.5 | 28.7 | 27.5 | 30.3 | 30.4 | 32.2 | 27 | 27.2 | 24.9 | 29.8 | 27.6 | 28.4 | 28.7 | 26.4 | 29 | 30.3 | 27.8 | 16.3 | 27.6 | 27.2 | 30.5 | 25.9 | 30.8 | 28.3 | 27.7 | 0
6308 | 29.2 | 27 | 26.4 | 25.4 | 30.8 | 23.4 | 24.9 | 26.3 | 27 | 30.4 | 33 | 26.8 | 32 | 29.1 | 26 | 26.6 | 25.6 | 29.4 | 28.6 | 29.4 | 30.5 | 24.1 | 22.4 | 26 | 30 | 32.4 | 31.5 | 27 | 25.8 | 28 | 26.2 | 27.7 | 30 | 28.8 | 29.6 | 28.1 | 26.6 | 29.6 | 27.4 | 31.7 | 25.6 | 26.8 | 24 | 28.5 | 27.6 | 28.2 | 27.4 | 25.6 | 28 | 29.8 | 25.8 | 15.6 | 27.9 | 26.7 | 29.7 | 25.6 | 29.8 | 27.7 | 29 | 0
6309 | 28.5 | 25.6 | 25 | 24.7 | 30.3 | 22.5 | 24.2 | 26 | 26.9 | 29.1 | 32.2 | 26.5 | 30.1 | 28.6 | 26 | 25.6 | 25.9 | 28.5 | 28.3 | 28.1 | 29.6 | 23.7 | 22.3 | 24.9 | 29.2 | 31.2 | 30.6 | 27.4 | 24.7 | 28.1 | 25.6 | 27.9 | 29 | 27.6 | 29 | 27.6 | 25.2 | 28.9 | 26.5 | 30.8 | 25 | 26.4 | 23.3 | 27.6 | 26.5 | 27.6 | 27 | 24.7 | 27.9 | 29.1 | 24.9 | 14.7 | 27.9 | 26 | 29.4 | 26 | 29.3 | 27.5 | 29.6 | 0
6310 | 28.2 | 24.9 | 25 | 24.1 | 29.8 | 22.5 | 22.3 | 25.5 | 26.9 | 28.3 | 31.2 | 26.8 | 28.7 | 28.6 | 24.5 | 25.2 | 25.8 | 28.7 | 28 | 27.4 | 28.9 | 23.7 | 22.7 | 23.9 | 28.4 | 30.6 | 29.5 | 28 | 24.3 | 27.6 | 25.7 | 27.7 | 28.5 | 27.1 | 28.7 | 27.5 | 24.2 | 28.5 | 24.3 | 30.8 | 25 | 26.6 | 23 | 26.8 | 26.6 | 27.2 | 26.5 | 24.3 | 27.6 | 28.6 | 24.5 | 14.6 | 27.8 | 25.5 | 29 | 26.1 | 29.1 | 27.6 | 29.9 | 0
6311 | 28 | 24.4 | 25 | 25 | 29.4 | 22.4 | 22.1 | 25.4 | 26.9 | 27.6 | 30.6 | 27 | 27.6 | 28.4 | 24.4 | 24.6 | 25.4 | 28.5 | 27.6 | 27.4 | 28.3 | 23.6 | 22 | 23.4 | 26.7 | 30.4 | 29 | 27 | 24 | 27 | 25.2 | 27.7 | 28 | 26 | 28.5 | 27.2 | 23.6 | 27.6 | 24.1 | 29.9 | 25 | 26.8 | 22.8 | 26.2 | 26.6 | 27 | 26.6 | 24 | 27.6 | 28 | 24.8 | 14.6 | 27.5 | 25.2 | 28.5 | 26 | 28.9 | 27.5 | 29 | 0
6312 | 27.5 | 23.9 | 24.3 | 25.8 | 28.8 | 21.6 | 21.6 | 25.3 | 26.7 | 27.1 | 29.6 | 27.3 | 27.4 | 28.1 | 23 | 24.2 | 24.4 | 28.2 | 26.8 | 27.3 | 27.5 | 23.6 | 22 | 22.8 | 26.1 | 29.2 | 29 | 26.6 | 24.2 | 25.7 | 25.5 | 27.9 | 27.9 | 26 | 28 | 27.1 | 23.9 | 27.2 | 24 | 29.5 | 24.6 | 27.3 | 22.7 | 25.2 | 25.5 | 27.3 | 26.2 | 24 | 26.8 | 27.3 | 24.6 | 15.4 | 27.4 | 25 | 28 | 25 | 28.8 | 26.8 | 28.1 | 0
6313 | 27.2 | 23.4 | 24.3 | 27.1 | 28.8 | 21.9 | 21.3 | 25.3 | 26.6 | 27.1 | 29 | 27.1 | 27.4 | 28.1 | 22.9 | 24.2 | 23.3 | 27.8 | 25.9 | 26.9 | 27.3 | 23.6 | 21.2 | 22.7 | 25.3 | 29.2 | 28.7 | 25.4 | 23.9 | 24.7 | 24.9 | 27.9 | 28.1 | 25.6 | 27.7 | 27.1 | 24.5 | 26.7 | 24.1 | 29.6 | 24.5 | 27.3 | 22.6 | 24.9 | 25.5 | 27.6 | 26.1 | 23.7 | 26.1 | 26.5 | 24.2 | 15.6 | 27.1 | 25 | 27.6 | 24 | 28.8 | 26.2 | 26.7 | 0
6314 | 26.7 | 23.1 | 24 | 27.2 | 28.6 | 21.9 | 21.3 | 24.8 | 26.6 | 26.7 | 28 | 27 | 27.6 | 28.1 | 22 | 23.7 | 22.4 | 27.7 | 25 | 26 | 26.9 | 23.6 | 21 | 22.4 | 25 | 28.8 | 28.7 | 25.2 | 23.6 | 24 | 24.8 | 26.5 | 27.8 | 25.8 | 27.5 | 27 | 25.4 | 26.3 | 24.3 | 28.9 | 24.5 | 27.4 | 22.4 | 24.4 | 25.5 | 27.8 | 25.6 | 23.4 | 25 | 26 | 23.2 | 16 | 26.9 | 25.1 | 27.4 | 22.8 | 28.7 | 25.6 | 25.8 | 0
6315 | 26.2 | 22.6 | 23.4 | 27.2 | 28.3 | 21.9 | 21.1 | 24.8 | 26.5 | 26.6 | 27.5 | 26.6 | 27.2 | 27.5 | 21.7 | 23.3 | 22.1 | 27.7 | 24.6 | 25 | 26.5 | 23.1 | 20 | 22.5 | 24.9 | 28.5 | 28.7 | 24.3 | 22.8 | 24.4 | 23.8 | 26.8 | 27.5 | 25.1 | 27.3 | 26.7 | 25.8 | 26.2 | 24.3 | 28.4 | 24.4 | 27 | 22.1 | 23.8 | 25.5 | 27.4 | 25.6 | 22.8 | 24.6 | 25.8 | 22.5 | 15.6 | 26.4 | 24.8 | 27 | 22.5 | 28.4 | 25.4 | 24.9 | 0
6316 | 25.6 | 22.5 | 22.9 | 26 | 27.8 | 21.8 | 21.1 | 24.5 | 26.3 | 26.2 | 26.6 | 26.6 | 26.7 | 26.8 | 21.7 | 23.2 | 22.3 | 27.7 | 24.7 | 24.1 | 26.6 | 22.9 | 20.2 | 22.3 | 24.1 | 28.5 | 28.7 | 24.8 | 22.4 | 25.2 | 23.7 | 26.9 | 26.9 | 25.3 | 27 | 26.5 | 25.9 | 26.1 | 24.3 | 28.3 | 24.3 | 27 | 22 | 23.5 | 25.5 | 26.8 | 25.3 | 22.7 | 24.3 | 25.3 | 21.9 | 15.7 | 26.1 | 24.6 | 26.9 | 22.7 | 28.3 | 25.4 | 25.1 | 0
6317 | 25.6 | 22.2 | 22.5 | 24.2 | 27.8 | 21.5 | 21.1 | 24.5 | 26.2 | 26.1 | 27 | 26.6 | 25 | 26.2 | 21.8 | 23 | 24.2 | 27.5 | 25 | 26.4 | 26.2 | 22.7 | 21.8 | 21.4 | 23.4 | 28.5 | 28.5 | 24 | 22 | 25.6 | 23.6 | 27 | 26.2 | 25 | 26.5 | 26.3 | 25 | 26 | 24.4 | 28 | 24.2 | 25.2 | 20.4 | 23.3 | 25.5 | 26 | 25.6 | 22.4 | 25.4 | 24.8 | 23.6 | 16.2 | 26.2 | 24.3 | 26.4 | 26 | 28.3 | 24.8 | 25.2 | 0
6318 | 25.6 | 21.8 | 22.5 | 25.8 | 27.8 | 21.3 | 21.1 | 24.5 | 26.1 | 26.1 | 26.6 | 26.7 | 25.4 | 26 | 21.1 | 22.5 | 24.9 | 27.4 | 26 | 27.3 | 25.8 | 22.7 | 22.7 | 21.4 | 23.6 | 28.4 | 27.5 | 24.2 | 23.7 | 26.1 | 25.1 | 27 | 25.6 | 25.6 | 26 | 26 | 25.9 | 25.1 | 24.5 | 27.5 | 24 | 25.3 | 21.2 | 23.1 | 25.5 | 26.3 | 25.8 | 23.5 | 26.3 | 24.2 | 24 | 17.8 | 26.4 | 24.3 | 25.6 | 26.7 | 28.2 | 24.9 | 24.7 | 0
6319 | 25.1 | 21.5 | 22.7 | 26.5 | 27.8 | 21.3 | 21.2 | 24.4 | 26.9 | 26.1 | 26.8 | 27 | 26.8 | 26.5 | 21.2 | 22.5 | 25.6 | 27.2 | 27.2 | 28.7 | 25.8 | 22.7 | 23.5 | 22.6 | 23.9 | 28.4 | 27.5 | 24.8 | 25.7 | 26.8 | 26.4 | 26.9 | 25.5 | 26.7 | 25.9 | 26.3 | 26.8 | 24.7 | 24.6 | 27.6 | 24 | 25.4 | 22.5 | 22.7 | 25.5 | 27.5 | 27.6 | 24.7 | 27.5 | 23.8 | 24.8 | 19 | 27.3 | 24.2 | 25.3 | 27.5 | 27.8 | 24.8 | 25.4 | 0
6320 | 26.6 | 23.4 | 23.6 | 28.1 | 28.2 | 21.8 | 21.7 | 24.8 | 28.2 | 26.2 | 26.8 | 28.2 | 28.2 | 28.3 | 21.3 | 23.1 | 26.6 | 27.2 | 29 | 30.6 | 25.9 | 22.9 | 24.4 | 24.4 | 25.9 | 28.5 | 28.2 | 25.8 | 27.8 | 28 | 28 | 27.1 | 26.6 | 28.4 | 26 | 27.6 | 27.4 | 26.9 | 24.6 | 27.8 | 24 | 26 | 24.1 | 23.2 | 25.5 | 29 | 29.4 | 26.4 | 28.8 | 24.1 | 26 | 20 | 28.4 | 25.6 | 26.9 | 28.4 | 28.3 | 25.1 | 26.8 | 0
6321 | 28.4 | 26.8 | 26.5 | 28.7 | 29.1 | 23.4 | 23.6 | 27 | 29.3 | 27.4 | 28.3 | 29.8 | 30.6 | 30.6 | 22.3 | 25.2 | 27.2 | 30 | 30.1 | 32.7 | 27.6 | 25.1 | 24.9 | 27 | 27.7 | 29.8 | 31 | 27.1 | 29 | 29 | 28.6 | 28.1 | 28.2 | 29.8 | 28.9 | 28.2 | 28 | 28.5 | 25.8 | 29.2 | 26.4 | 26.4 | 25.5 | 26.1 | 27 | 30.6 | 31.9 | 27.3 | 30 | 25.9 | 27.5 | 19.9 | 29.8 | 27.5 | 29.3 | 29.1 | 28.9 | 26.6 | 28.6 | 0
6322 | 30.8 | 29.6 | 27.7 | 30.6 | 29.6 | 24.6 | 24.6 | 28.2 | 29.9 | 29 | 29.9 | 31.9 | 32.2 | 32.5 | 22.5 | 27.5 | 27.9 | 30.7 | 31.2 | 34.7 | 29.6 | 25.7 | 25.7 | 29.4 | 30 | 31.3 | 33.2 | 28.4 | 29.8 | 30.2 | 29.1 | 29.6 | 29.2 | 31.1 | 30.7 | 29.1 | 28.4 | 30 | 26.3 | 30.8 | 26.2 | 27.2 | 26.9 | 27.8 | 27.8 | 31.1 | 32.8 | 28.4 | 31.1 | 27.7 | 28.9 | 19.7 | 30.8 | 29.4 | 31.2 | 29.8 | 29.5 | 27.6 | 30.1 | 0
6323 | 32.3 | 31.2 | 28.7 | 32 | 30.7 | 26 | 25.5 | 28.5 | 31.5 | 30.9 | 32.6 | 33.6 | 34 | 33.9 | 23.6 | 29 | 28.4 | 32 | 31.4 | 36.4 | 31.6 | 27.6 | 26.4 | 31.4 | 32.4 | 32 | 35 | 29.8 | 30 | 31 | 29 | 30.1 | 30.3 | 32 | 32.1 | 29.5 | 29 | 30.9 | 27.1 | 32.2 | 26.6 | 28 | 27.8 | 29.8 | 28.8 | 30.6 | 33 | 28.8 | 32 | 29.2 | 30.2 | 19.2 | 31.4 | 30 | 32.7 | 30.2 | 30.5 | 29.7 | 30.8 | 0
6324 | 33.8 | 31.7 | 29 | 34.6 | 31.6 | 27.4 | 26 | 29.1 | 32.8 | 32.3 | 34.5 | 34.7 | 34.5 | 35.5 | 25 | 30 | 29.1 | 32 | 31.8 | 37.5 | 32.9 | 28.2 | 27.5 | 32.4 | 33.6 | 34.4 | 36 | 31 | 30.4 | 31.7 | 29.3 | 30.1 | 32 | 33.1 | 33.2 | 30.1 | 29.5 | 31.9 | 29.5 | 33.4 | 27.9 | 29.3 | 28.7 | 31.6 | 29.6 | 28.7 | 31.3 | 29.6 | 32.8 | 30.9 | 31.1 | 19.6 | 31.4 | 30.4 | 33.7 | 30.4 | 31.5 | 30.4 | 30.6 | 0
6325 | 34.8 | 33 | 31.3 | 35.3 | 31.6 | 26.6 | 26.2 | 29 | 31.9 | 33 | 36.6 | 34.3 | 35.3 | 36.5 | 24.8 | 29 | 29.6 | 32.6 | 31.7 | 37.9 | 33.7 | 29.2 | 28.1 | 33.1 | 34.5 | 35.5 | 38 | 32 | 30.8 | 31.8 | 29.1 | 30.2 | 33 | 33.9 | 33.4 | 30.1 | 29.9 | 32.3 | 31 | 34 | 28.4 | 30.1 | 29.2 | 33.1 | 29.6 | 26.7 | 30.1 | 29.6 | 33.5 | 32 | 31.7 | 19.9 | 31.1 | 30.9 | 34.5 | 30.4 | 31.7 | 30.5 | 29.9 | 0
6326 | 35 | 34 | 30.2 | 35.2 | 32.1 | 26.4 | 28.1 | 28.8 | 30.6 | 34.1 | 37.4 | 32.8 | 35.4 | 34 | 25 | 29.8 | 30 | 32.6 | 31.8 | 37.8 | 34.5 | 30 | 28.4 | 33 | 35.6 | 36.4 | 37.4 | 32.6 | 31.4 | 31.6 | 29 | 29.6 | 33.7 | 34.8 | 34.2 | 30 | 30 | 32.6 | 31.5 | 34.1 | 28.4 | 30.7 | 29.6 | 33.2 | 29.6 | 25 | 29 | 29.8 | 34 | 32.9 | 31.8 | 20.6 | 30.6 | 30.6 | 34.7 | 30 | 31.7 | 30.8 | 29 | 0
6327 | 35.8 | 34.2 | 30.6 | 32.2 | 32.1 | 26.5 | 28.6 | 23.5 | 31.9 | 34.6 | 38.2 | 30.3 | 36.2 | 33.5 | 27.1 | 26 | 29.8 | 32.6 | 31.2 | 37.2 | 35 | 31.2 | 27.6 | 32.9 | 35.9 | 36.9 | 38 | 32.8 | 31.4 | 30.8 | 28 | 29.1 | 34.3 | 35.1 | 34.5 | 30.1 | 29.8 | 32.9 | 31.6 | 35.2 | 27.4 | 30.3 | 29.5 | 34.1 | 29.5 | 24.6 | 29.9 | 29 | 34 | 33.4 | 31.6 | 20.4 | 30.3 | 30.5 | 34.8 | 29.2 | 31.7 | 31.2 | 28.5 | 0
6328 | 35.6 | 34.2 | 30.1 | 29.4 | 31.6 | 25.8 | 28.6 | 28.1 | 31.4 | 34.4 | 37.7 | 28 | 36.1 | 32.6 | 27 | 24 | 29.4 | 30.1 | 30.9 | 36.3 | 34.9 | 30.2 | 26.5 | 32.2 | 35.9 | 37 | 39 | 32.3 | 30.9 | 30.2 | 27.3 | 29.2 | 34.4 | 35.1 | 34.5 | 30.1 | 29.1 | 33 | 31.5 | 34.7 | 27.2 | 29.5 | 28.9 | 34.2 | 29.5 | 24.7 | 30.7 | 28.2 | 33.5 | 33.2 | 31 | 20 | 30 | 30.4 | 34.7 | 28.2 | 31.7 | 30.8 | 28.2 | 0
6329 | 35.3 | 33.5 | 29.1 | 26.2 | 31.2 | 25.6 | 27.6 | 25 | 29.4 | 33.9 | 37.2 | 26.2 | 36 | 31.6 | 26.9 | 24 | 28.4 | 29.2 | 30 | 35.2 | 34.4 | 28.7 | 25 | 31.2 | 35.3 | 36.9 | 38.4 | 31.2 | 29.6 | 29.4 | 26 | 29.2 | 34.2 | 34.4 | 34.2 | 29.6 | 28.2 | 32.4 | 30.6 | 31.6 | 27.3 | 28.1 | 27.8 | 34.2 | 27.9 | 25.4 | 31.8 | 27 | 32.4 | 32.9 | 30 | 18.8 | 29.8 | 30 | 34.2 | 27 | 31 | 30.4 | 28 | 0
6330 | 34.6 | 33 | 27.5 | 25.7 | 30.6 | 24.4 | 26.5 | 25.1 | 28.8 | 33.1 | 35.7 | 25.7 | 34.4 | 30.5 | 26.5 | 23.5 | 27.5 | 29.1 | 29.6 | 33.9 | 33 | 27.7 | 24.1 | 29.4 | 33.9 | 36.8 | 36.6 | 29.6 | 28.1 | 29.1 | 25.5 | 29.1 | 33.2 | 33.5 | 32 | 28.6 | 27.2 | 30.1 | 27.9 | 30 | 26.9 | 27 | 26.5 | 33.7 | 26.9 | 25.4 | 31 | 26.4 | 31 | 31 | 28.6 | 18 | 29.3 | 28.5 | 33.7 | 25.9 | 30.5 | 29.5 | 27.6 | 0
6331 | 31.9 | 30.2 | 27 | 25.6 | 29.1 | 24 | 25.5 | 25.1 | 28.2 | 31.1 | 35.1 | 25.8 | 32.9 | 29.6 | 25.8 | 23.4 | 26.5 | 28.7 | 28.7 | 32.7 | 31.5 | 27.2 | 23.4 | 27.6 | 31.7 | 35.7 | 35 | 28 | 26.4 | 28.7 | 24.9 | 28.6 | 32.3 | 32.1 | 30.5 | 28.4 | 26.7 | 29 | 26.7 | 29.2 | 26.7 | 25.9 | 25 | 30.8 | 26.9 | 25 | 29.7 | 25.6 | 29.6 | 29.8 | 27.3 | 17.2 | 28.8 | 27.6 | 31.7 | 25 | 30.5 | 29.4 | 27.1 | 0
6332 | 30.5 | 28 | 25.7 | 27.2 | 29.1 | 23 | 24.4 | 25 | 28 | 29.6 | 34.4 | 26.4 | 30.8 | 29.5 | 25.2 | 23.4 | 26 | 28.6 | 28.2 | 31.4 | 30.5 | 28.7 | 23.4 | 25.6 | 31 | 34.6 | 32.7 | 26.6 | 25.4 | 28.4 | 25 | 28.1 | 31.2 | 31 | 29.2 | 28.1 | 26.4 | 27.9 | 26.5 | 28.6 | 26.4 | 25.4 | 23.8 | 29.1 | 26.9 | 24 | 27.4 | 25.4 | 28.5 | 29.7 | 26 | 17.2 | 28.2 | 27.5 | 31.4 | 24.4 | 29.5 | 28.3 | 26.4 | 0
6333 | 29.8 | 27 | 25.6 | 27.3 | 29.1 | 21.9 | 24 | 25 | 27.9 | 28.5 | 34.8 | 26.6 | 29.8 | 29.1 | 23.9 | 23 | 25.6 | 28.4 | 27.3 | 30.3 | 29.7 | 22 | 23.3 | 24.4 | 30 | 33 | 32 | 25.8 | 24.7 | 27.8 | 24.7 | 27.6 | 30.7 | 29.9 | 28.7 | 27.8 | 26.6 | 28 | 26.5 | 28.2 | 26.1 | 25 | 22.9 | 28.1 | 26.7 | 23.5 | 26.3 | 24.8 | 27.9 | 29.4 | 25.2 | 17 | 27.8 | 27.5 | 31.2 | 24.2 | 28.8 | 28.2 | 26.1 | 0
6334 | 28.7 | 26.6 | 25.4 | 27.6 | 29.1 | 21.9 | 24 | 25 | 27.8 | 27.8 | 34.3 | 26.7 | 28.6 | 29.1 | 24 | 22.8 | 25.5 | 28.2 | 27 | 29.3 | 29.3 | 21.9 | 23.4 | 23.7 | 28.5 | 32.3 | 31.4 | 25.4 | 24.7 | 27.3 | 24.9 | 27.4 | 30.7 | 29.4 | 28.2 | 27.8 | 26.6 | 26.7 | 26.5 | 27.7 | 26 | 25.2 | 22.6 | 27.1 | 26.7 | 23.3 | 25.5 | 24.6 | 27.6 | 29 | 24.7 | 17.3 | 27.6 | 27.1 | 30.4 | 24.2 | 28.2 | 28.3 | 26.3 | 0
6335 | 25.8 | 26.2 | 25 | 26.2 | 28.6 | 22.2 | 23.6 | 25.4 | 27.6 | 27.4 | 33.8 | 26.4 | 28.2 | 28.8 | 24 | 22.8 | 25.4 | 28.2 | 26.6 | 28.4 | 28.8 | 21.9 | 23 | 23.8 | 27.4 | 31.5 | 31.3 | 25.4 | 24.8 | 26.6 | 24.6 | 27.4 | 29.8 | 29 | 27.8 | 27.8 | 26.4 | 26.4 | 26.5 | 27.2 | 25.9 | 25.4 | 22.4 | 26.7 | 26.7 | 24 | 26.2 | 24.2 | 27.4 | 28.2 | 24.6 | 17 | 27.6 | 27 | 29.7 | 24.4 | 28.2 | 28.5 | 27 | 0
6336 | 27.3 | 26 | 24.6 | 25.7 | 28.1 | 22.2 | 22.7 | 25.4 | 27.6 | 26.8 | 31.7 | 26.3 | 27.1 | 28.4 | 22.7 | 22.5 | 25.4 | 27.9 | 26.9 | 27.6 | 28.1 | 21.7 | 22.8 | 23.8 | 26.7 | 30.3 | 30.6 | 25.4 | 24.9 | 26.4 | 24.7 | 27.1 | 28.7 | 29 | 27.2 | 27.2 | 25.6 | 26.3 | 26.5 | 27 | 25.7 | 26 | 22.4 | 26.3 | 26.8 | 24.8 | 26.4 | 24.3 | 27.1 | 27.7 | 24.4 | 16.8 | 27.6 | 26.5 | 29.2 | 24.7 | 27.7 | 27.1 | 27.9 | 0
6337 | 27.3 | 26.1 | 24.3 | 24.4 | 27.8 | 22 | 22.7 | 25.4 | 27.4 | 27.6 | 29.9 | 26.3 | 26.4 | 28.3 | 22.5 | 22.1 | 25.1 | 27.7 | 26.7 | 27 | 27.7 | 21.7 | 22.1 | 23.9 | 25.4 | 30.2 | 31.3 | 25.4 | 24.3 | 26 | 24.2 | 27.1 | 28 | 28.5 | 27.2 | 27.4 | 24.8 | 26.3 | 26.5 | 26.7 | 25.5 | 26.2 | 22.1 | 25.6 | 26.8 | 25.8 | 27.1 | 23.8 | 26.5 | 26.9 | 24.3 | 16.1 | 27.5 | 26.5 | 28.7 | 24.8 | 27.5 | 27 | 28.5 | 0
6338 | 27.3 | 22.7 | 23.7 | 24.4 | 27.6 | 22 | 22.5 | 25.3 | 26.9 | 26.4 | 27.7 | 26.6 | 25.2 | 28.1 | 22.2 | 22.3 | 24.8 | 27.6 | 26.6 | 26.4 | 27.4 | 21.7 | 21.8 | 23.4 | 25 | 30 | 31 | 25 | 23.4 | 26 | 24 | 26.7 | 27.7 | 27.8 | 26.5 | 27.1 | 24 | 26.1 | 26.5 | 26.6 | 25.4 | 26.4 | 21.6 | 25.1 | 26.8 | 26.2 | 26.6 | 23.6 | 25.8 | 26.4 | 24 | 15.6 | 27.2 | 26.5 | 28.2 | 25 | 27.5 | 26.9 | 28.4 | 0
6339 | 27.4 | 22.5 | 23.1 | 23.6 | 27.1 | 22 | 22.5 | 25.2 | 26.6 | 26.4 | 27.1 | 26.7 | 24.9 | 27.8 | 21.8 | 22.3 | 24.3 | 27.6 | 25.7 | 26.1 | 27.1 | 21.7 | 21.3 | 22.8 | 24.5 | 29.6 | 30.7 | 24.6 | 22.1 | 25.7 | 23.3 | 26.6 | 27.2 | 26.5 | 26.5 | 26.7 | 23.8 | 25.6 | 26.5 | 26.2 | 25.4 | 26 | 20.8 | 25 | 26.7 | 26.4 | 26.4 | 22.7 | 25.2 | 25.7 | 23.7 | 15 | 26.8 | 26.3 | 27.3 | 25.2 | 27.4 | 26.8 | 27.6 | 0
6340 | 27.4 | 21.4 | 23 | 24.1 | 27.1 | 21.9 | 22.3 | 24.5 | 26.4 | 26 | 26.6 | 26.8 | 24.5 | 27.7 | 21.8 | 22.2 | 24.1 | 27.5 | 25.3 | 26 | 26.8 | 21.7 | 21.5 | 21.8 | 24.5 | 29.4 | 30.1 | 24.1 | 21.7 | 25.7 | 23.3 | 26.6 | 26.8 | 25.6 | 26.2 | 26.7 | 24.1 | 25.1 | 26.5 | 25.8 | 25.1 | 25.7 | 20.4 | 24.6 | 25.8 | 26 | 25.5 | 22.5 | 25 | 25.2 | 23.5 | 15.4 | 26.3 | 25.8 | 26.7 | 25.5 | 27.2 | 26.8 | 26.3 | 0
6341 | 27.4 | 22.9 | 22.6 | 25 | 27.1 | 21.9 | 22.2 | 24.5 | 26.2 | 25.9 | 28.8 | 26.6 | 27 | 27.5 | 21.8 | 22 | 24 | 27.5 | 24.8 | 26.4 | 26.7 | 21.8 | 21.4 | 21.2 | 24.2 | 29 | 29 | 23.8 | 23.2 | 24.4 | 23 | 26.2 | 26.7 | 26.4 | 26 | 26.7 | 25.4 | 24.9 | 26.6 | 25.8 | 25 | 26 | 20.1 | 24.3 | 25.8 | 24 | 27.2 | 23 | 24.6 | 24.7 | 23.4 | 16.6 | 26.8 | 25.7 | 26.7 | 23.8 | 27.1 | 26.8 | 27.4 | 0
6342 | 27 | 20.3 | 22.6 | 25.7 | 27.1 | 22 | 22 | 24.5 | 26.4 | 25.9 | 27.9 | 26.7 | 26.2 | 27.1 | 21.6 | 21.8 | 24.4 | 27.4 | 25.5 | 27.3 | 26.2 | 22 | 21.3 | 21.7 | 23.6 | 28 | 27.9 | 24.3 | 24.7 | 24.6 | 23.4 | 26.1 | 26.2 | 27.2 | 25.5 | 26.8 | 25.6 | 24.6 | 26.4 | 25.7 | 24.9 | 25.8 | 20.3 | 23.9 | 25.8 | 24.7 | 27.4 | 24.4 | 25.3 | 24.4 | 24.4 | 18 | 26.8 | 25.5 | 25.9 | 24.3 | 27 | 26.8 | 26.9 | 0
6343 | 26.9 | 19.7 | 22.6 | 26.2 | 27.1 | 22.3 | 22 | 24.5 | 27.4 | 26 | 28 | 27.5 | 26.8 | 27.2 | 21.9 | 22 | 25 | 27.4 | 26.6 | 28.4 | 26.2 | 22.2 | 21.6 | 23.4 | 23 | 28 | 28.3 | 25.2 | 26.2 | 25.4 | 24.5 | 26.9 | 25.7 | 28.3 | 25.5 | 26.6 | 26.2 | 24.8 | 26.4 | 25.3 | 24.9 | 26 | 21.6 | 23.6 | 25.8 | 26.1 | 27.2 | 25.8 | 26.8 | 24.2 | 25.7 | 19.6 | 26.5 | 25.5 | 26.2 | 24.5 | 27 | 26.9 | 26.8 | 0
6344 | 27.3 | 19.5 | 23.6 | 28 | 27.6 | 22.8 | 22.1 | 24.5 | 29.1 | 26.5 | 29 | 28.6 | 28 | 28.6 | 22.3 | 22.5 | 26 | 27.1 | 27.8 | 29.8 | 26.3 | 23.2 | 22.4 | 25.4 | 25 | 29.3 | 29.5 | 26.4 | 28.2 | 27 | 26 | 28.1 | 26.6 | 29.4 | 26.6 | 24.6 | 27 | 26.1 | 26.6 | 25.7 | 24.9 | 26 | 23.3 | 24 | 25.2 | 27.7 | 27.8 | 27.4 | 28.4 | 24.5 | 27.4 | 21 | 26.2 | 26.3 | 27.2 | 24.8 | 27 | 27 | 26.8 | 0
6345 | 29.4 | 26.6 | 25.6 | 29.4 | 28.3 | 23.5 | 23 | 24.7 | 30.1 | 28.6 | 31.3 | 30.5 | 30.8 | 30.3 | 22.5 | 24 | 26.8 | 29.2 | 28.6 | 30.8 | 28.5 | 24.7 | 23.4 | 28 | 27.4 | 29.4 | 31.1 | 27.8 | 29.2 | 28.6 | 27.5 | 30.2 | 29 | 30.3 | 29 | 26 | 27.9 | 27.2 | 28.2 | 28 | 24.9 | 27 | 25.3 | 26.3 | 24.9 | 29.8 | 28.6 | 28.1 | 30.3 | 26.5 | 28.9 | 21.5 | 25.6 | 29.1 | 29.7 | 24.6 | 28.4 | 27.3 | 27.4 | 0
6346 | 31.5 | 27.6 | 26.4 | 32.1 | 29 | 24.2 | 24.4 | 24.8 | 30.6 | 28.5 | 33.9 | 32.3 | 33.6 | 31.6 | 23 | 25.5 | 27.8 | 30.3 | 29 | 31.8 | 31 | 25 | 24.6 | 30.2 | 29.5 | 30.5 | 33 | 29.2 | 30 | 30.1 | 28.5 | 31.7 | 30.2 | 31.1 | 31.2 | 24.8 | 28.9 | 28.7 | 30.6 | 30.1 | 26 | 28 | 26.6 | 29.6 | 24.8 | 31.3 | 30.5 | 28.8 | 31.8 | 28 | 30.5 | 21.2 | 25.4 | 30.5 | 31.6 | 24.6 | 28.7 | 27.4 | 28 | 0
6347 | 33.5 | 29.2 | 28.3 | 34 | 30.1 | 24.2 | 25.8 | 26.8 | 32.1 | 30.8 | 36.4 | 34 | 36.4 | 33.1 | 23.4 | 27 | 28.6 | 31.6 | 29 | 32.6 | 32.9 | 25.6 | 25.6 | 32 | 31.4 | 32.2 | 34.9 | 30.4 | 30 | 31 | 28.8 | 32.6 | 31.5 | 32 | 32.5 | 26 | 29.6 | 29.8 | 30.5 | 31.8 | 27.8 | 29.4 | 27.4 | 30.9 | 24.8 | 32.6 | 32.2 | 28.8 | 33 | 29.5 | 31.6 | 20 | 25.4 | 31.7 | 33.4 | 24.4 | 29.6 | 29 | 28.8 | 0
6348 | 34.8 | 30.6 | 29.2 | 36.3 | 30.4 | 26 | 26.5 | 28.3 | 32.1 | 33.8 | 37.8 | 34.6 | 37.7 | 34.5 | 25.1 | 28.5 | 29.5 | 32 | 28.9 | 33.7 | 34.3 | 26.2 | 26.3 | 32.8 | 32.5 | 35.1 | 36.6 | 31.3 | 30.2 | 31.6 | 28.3 | 33.2 | 32 | 33.1 | 32.9 | 27 | 30 | 30.9 | 31.2 | 33.2 | 27.9 | 29.9 | 27.4 | 32.8 | 24.3 | 32.8 | 33.8 | 29.2 | 33.4 | 30.6 | 32.7 | 18.8 | 26.1 | 31 | 34.5 | 24.7 | 31.4 | 31.1 | 29.1 | 0
6349 | 35.8 | 32.5 | 29.9 | 36.6 | 30.6 | 27.8 | 26.6 | 29.3 | 32.6 | 35.5 | 38.7 | 34.7 | 38.4 | 35 | 25.3 | 29.4 | 29.9 | 33.4 | 28.8 | 34.6 | 34.5 | 27.4 | 26.3 | 33.4 | 34.1 | 36.1 | 37.8 | 32 | 29.8 | 31.5 | 27.3 | 33.7 | 32.1 | 34.4 | 33.3 | 27.7 | 30 | 31.5 | 31.2 | 33.7 | 28.4 | 30.3 | 27.6 | 33.6 | 26.2 | 32.6 | 33.8 | 29.2 | 33.6 | 31.8 | 33.2 | 17.9 | 26.8 | 31.7 | 35 | 24.8 | 31.8 | 31 | 29.6 | 0
6350 | 36.1 | 33.6 | 30.3 | 36 | 30.6 | 28 | 27 | 29.8 | 30.5 | 36.5 | 38.6 | 33.8 | 38 | 33.1 | 25.4 | 29 | 30.2 | 33.4 | 29 | 35.4 | 34.9 | 29.2 | 26 | 33.4 | 34.5 | 36.6 | 38.5 | 32.2 | 29.6 | 31.4 | 26.2 | 33.4 | 32.9 | 35.6 | 33.5 | 28 | 29.6 | 31.7 | 32.3 | 33.8 | 27 | 29.8 | 27.8 | 33.6 | 27.1 | 31.6 | 32.8 | 29.4 | 33.4 | 33.3 | 33.4 | 17.6 | 27.8 | 31.6 | 36 | 25 | 32.4 | 31 | 29.6 | 0
6351 | 36.8 | 33.9 | 31.5 | 33.2 | 30.4 | 28 | 27.5 | 25.1 | 31.2 | 37.2 | 38.6 | 32.9 | 38 | 32.7 | 26.3 | 29.2 | 29.9 | 33.4 | 29.2 | 35.4 | 35.7 | 29.2 | 25.2 | 33.5 | 35.4 | 36.6 | 38.7 | 32.2 | 28.5 | 30.9 | 25.3 | 31.4 | 33.5 | 36.2 | 33.5 | 28.7 | 29 | 31.4 | 32.3 | 33.8 | 26.9 | 29.7 | 28.7 | 34 | 27.7 | 30.5 | 30.3 | 28.8 | 33.2 | 33 | 32.8 | 17.7 | 28.2 | 31.3 | 36 | 24.7 | 32.3 | 31.1 | 29.8 | 0
6352 | 36.7 | 33.6 | 30.6 | 30.7 | 30 | 28 | 27.4 | 27 | 31 | 36.6 | 38.2 | 31.7 | 37.4 | 32 | 26.3 | 28.5 | 29.4 | 33.4 | 29.3 | 35.1 | 35.3 | 25.7 | 24.4 | 32.9 | 35.5 | 36.7 | 38.3 | 31.7 | 27.7 | 30.6 | 24.8 | 30.7 | 32.6 | 36 | 33.6 | 28.4 | 28.3 | 31.4 | 32.7 | 33.8 | 27.1 | 29 | 29.1 | 33.2 | 27.3 | 28.9 | 27.9 | 28.3 | 32.7 | 33 | 31.8 | 18 | 28.4 | 30.9 | 30.8 | 24.5 | 31.9 | 31.1 | 29.4 | 0
6353 | 36.2 | 33 | 29.8 | 28.2 | 29.9 | 27 | 26.7 | 27.9 | 29.7 | 35.5 | 38 | 31 | 37.2 | 31 | 25.2 | 27.9 | 28.6 | 32.7 | 29 | 34 | 34.1 | 24.9 | 23.6 | 32 | 35 | 36.6 | 37.6 | 31 | 26.4 | 30 | 24.6 | 30 | 32.5 | 34.8 | 33.4 | 28 | 27.6 | 31.4 | 32.5 | 33.8 | 26.9 | 28.9 | 29 | 32.6 | 26.6 | 27.4 | 26 | 27.2 | 32 | 32.8 | 30.2 | 18 | 28 | 29.8 | 35 | 24 | 31.1 | 31.8 | 28.8 | 0
6354 | 35.3 | 30.9 | 28.5 | 27.8 | 29.4 | 25.2 | 26 | 27.3 | 25.1 | 34.2 | 37.1 | 30.2 | 36 | 29.9 | 25.1 | 27.2 | 28 | 31.4 | 28.5 | 33 | 32.9 | 24.9 | 23.1 | 30.1 | 33.5 | 37.1 | 36.5 | 30 | 25.8 | 29.5 | 24.6 | 29.3 | 31.5 | 33.1 | 31 | 27.9 | 27.1 | 30.2 | 32.3 | 33.3 | 26.8 | 28.3 | 27.5 | 31.6 | 24.7 | 25.6 | 25.7 | 26.7 | 30.8 | 32 | 28.7 | 17.8 | 27.7 | 29 | 33 | 24 | 30.8 | 31.1 | 27.5 | 0
6355 | 31.3 | 27.8 | 27.2 | 27.6 | 29.3 | 24.1 | 25 | 25.9 | 28.8 | 32.5 | 36 | 30 | 34.9 | 28.9 | 24.9 | 25.4 | 27.2 | 30.3 | 27.7 | 31.6 | 31.8 | 24.7 | 22.6 | 28.1 | 31.6 | 35.6 | 35.8 | 29 | 25.1 | 28.6 | 24.4 | 28.7 | 31 | 31.4 | 29.6 | 27.4 | 26.8 | 28.8 | 30.4 | 32.1 | 26.4 | 28.3 | 25.5 | 31.1 | 24.7 | 24.3 | 25.8 | 26 | 29.7 | 30.9 | 27.2 | 17.2 | 27.2 | 28.5 | 30 | 24 | 30.8 | 31.1 | 26.5 | 0
6356 | 29.3 | 25.4 | 26.4 | 28.4 | 29 | 23.6 | 24.5 | 25.5 | 28.7 | 30.7 | 34.4 | 29.6 | 33 | 28.7 | 24.9 | 24.9 | 26.8 | 29.9 | 27 | 30.6 | 30.8 | 24.7 | 22.4 | 26 | 29.6 | 34.7 | 33.7 | 28 | 25 | 27.6 | 24.2 | 28.4 | 30.6 | 30.2 | 29 | 27 | 26.6 | 28.5 | 30 | 30.8 | 26.4 | 28 | 23 | 28.9 | 24.7 | 23.4 | 26.6 | 25.8 | 28.6 | 29.5 | 26.2 | 16.6 | 27 | 28.1 | 28.2 | 24.2 | 29.6 | 31 | 25.4 | 0
6357 | 27.7 | 24.3 | 25.7 | 27.8 | 28.9 | 23.3 | 24.1 | 24.9 | 28.5 | 29.6 | 33 | 29.6 | 31.8 | 28.5 | 23.2 | 24.9 | 26.3 | 29.7 | 26.5 | 29.5 | 30.1 | 23.7 | 22.1 | 24.8 | 28.5 | 34.1 | 31.7 | 27.3 | 24.5 | 26.4 | 23.9 | 28.4 | 30.5 | 29.8 | 28.3 | 26.7 | 26.5 | 27.4 | 29.3 | 29.2 | 26.4 | 28.2 | 21.4 | 27.6 | 24.7 | 23.5 | 26.5 | 25.3 | 28 | 28.6 | 25.4 | 16.1 | 26.6 | 27.8 | 27 | 24 | 29.3 | 30.7 | 25.2 | 0
6358 | 26.8 | 23.6 | 25.1 | 27.5 | 28.9 | 23.1 | 24 | 24.9 | 28 | 28.6 | 31.7 | 29.2 | 30.4 | 28.4 | 23.1 | 24.4 | 26 | 29.5 | 26.4 | 29 | 29.6 | 23.2 | 22 | 24.1 | 27.2 | 33.2 | 30.7 | 26.7 | 24.6 | 25.7 | 23.8 | 28 | 30 | 29.8 | 28 | 26.5 | 26.5 | 26.4 | 29 | 28.3 | 26.3 | 27.7 | 20.6 | 26.7 | 24.7 | 23.7 | 26.2 | 25.2 | 27.4 | 28 | 25.2 | 16.2 | 26.7 | 27.5 | 27.1 | 24.1 | 29.7 | 30.1 | 25.3 | 0
6359 | 26.9 | 23.2 | 24.8 | 26.2 | 28.8 | 23.1 | 23.9 | 24 | 27.7 | 27.8 | 31 | 28.8 | 29.8 | 28.3 | 23 | 24.2 | 25.6 | 28.9 | 26.4 | 28.4 | 29.1 | 23.2 | 22 | 24 | 26.5 | 32.6 | 30.7 | 26.2 | 24.4 | 25.4 | 23.8 | 27.7 | 29.8 | 30 | 27.8 | 26.3 | 26.4 | 25.3 | 29.5 | 27.5 | 25.9 | 27.4 | 21 | 26.1 | 24.7 | 24.4 | 25.2 | 24.8 | 27.2 | 27.7 | 25 | 16.4 | 26.6 | 27.1 | 27.5 | 23.8 | 27.9 | 30.1 | 26 | 0
6360 | 27.2 | 22.6 | 24.2 | 26.1 | 28.4 | 22 | 23.6 | 22.7 | 27.5 | 27 | 30.5 | 27.9 | 29 | 28 | 22.2 | 23.4 | 25.4 | 28.5 | 26.5 | 28.3 | 28.2 | 22.8 | 22.2 | 23.6 | 26.4 | 31.1 | 30.7 | 25.6 | 24.6 | 25.9 | 24 | 27.6 | 29.5 | 29.7 | 27.5 | 25.8 | 26.4 | 24.9 | 28.3 | 26.8 | 25.7 | 26.3 | 21.4 | 25 | 24.8 | 24.5 | 25 | 24.7 | 26.6 | 27 | 25 | 16.8 | 26.9 | 26.8 | 27.3 | 23.9 | 27.9 | 28.2 | 26.5 | 0
6361 | 26.2 | 22.6 | 23.9 | 25.5 | 28 | 22 | 23.1 | 23.3 | 27.4 | 27 | 30.6 | 27.3 | 28.9 | 28 | 22.2 | 23 | 25.1 | 28.2 | 26.3 | 27.8 | 28.1 | 22.8 | 22.3 | 23.3 | 26.4 | 30.9 | 30 | 25.1 | 24.2 | 26.2 | 24.1 | 27.2 | 29.1 | 29 | 27 | 25.7 | 26.2 | 24.8 | 28.3 | 26.7 | 25.6 | 25.7 | 22 | 24.9 | 24.8 | 24.5 | 24.9 | 24 | 26.1 | 26.5 | 24.6 | 16.8 | 27 | 26.6 | 27 | 23.7 | 27.7 | 28 | 27.2 | 0
6362 | 25.3 | 22.1 | 23.7 | 26 | 27.7 | 22 | 23 | 23.3 | 27.3 | 26.8 | 30.4 | 26.6 | 28.4 | 27.9 | 22.2 | 22.4 | 24.8 | 27.9 | 25.8 | 27.4 | 27.8 | 22.8 | 22.4 | 22.4 | 26.1 | 30.7 | 29.9 | 24.4 | 24 | 26.4 | 24 | 27.1 | 28.6 | 27.8 | 26.7 | 25.3 | 26 | 24.6 | 27.8 | 26.4 | 25.5 | 25 | 21.7 | 24.6 | 24.8 | 24 | 25.8 | 23.6 | 25.2 | 25.9 | 24.2 | 16.6 | 27.2 | 26.3 | 27 | 23.8 | 27.4 | 28 | 27.4 | 0
6363 | 24.7 | 21.5 | 23.3 | 25.5 | 27.4 | 22 | 22.9 | 23.3 | 27.2 | 26.4 | 30.3 | 26.5 | 28.3 | 27.5 | 22.1 | 22 | 24.3 | 27.8 | 25.1 | 26.6 | 27.4 | 22.9 | 22.1 | 21.8 | 25.3 | 30.6 | 29.2 | 23.9 | 23.1 | 25.8 | 23.6 | 27 | 28 | 26.8 | 26.5 | 25.3 | 25.7 | 24.3 | 26.6 | 26 | 25.5 | 25.3 | 21.2 | 24.4 | 24.8 | 23.8 | 26.4 | 22.8 | 24.7 | 25.1 | 23.5 | 16.1 | 27 | 26.3 | 26.9 | 23.6 | 27.3 | 27.7 | 27.7 | 0
6364 | 23.2 | 21.1 | 22.9 | 25.6 | 27.2 | 21.9 | 22.6 | 23.2 | 27.2 | 26 | 29.6 | 26.3 | 27.5 | 27.4 | 22.1 | 21.6 | 24.1 | 27.7 | 24.7 | 26.4 | 26.9 | 23 | 21.8 | 21.1 | 24.1 | 30.6 | 29 | 23.7 | 23 | 25.1 | 23.2 | 26.7 | 27.6 | 26.2 | 26.2 | 25.3 | 25.5 | 24.3 | 26.3 | 26 | 25.5 | 25.5 | 20.4 | 24 | 24.8 | 23.6 | 27.2 | 22.7 | 24.3 | 24.7 | 23.3 | 16.1 | 27 | 26.1 | 26.9 | 23.8 | 26.9 | 27.7 | 27.5 | 0
6365 | 21.8 | 21 | 22.9 | 24.4 | 26.9 | 21.9 | 22.1 | 23.2 | 27.2 | 25.9 | 28.6 | 27.8 | 24.6 | 27.2 | 22.1 | 21.4 | 24.4 | 27.7 | 25.4 | 25 | 26.5 | 23 | 21.2 | 21.4 | 23.7 | 30.5 | 28.4 | 24.4 | 23.4 | 23.8 | 23.6 | 26.6 | 27.9 | 26.8 | 25.7 | 25.4 | 25.2 | 23.8 | 26.3 | 26 | 25.5 | 26.6 | 20.7 | 23.6 | 24.8 | 23.8 | 25 | 23 | 25 | 24 | 25 | 16 | 25.8 | 26 | 26.8 | 24 | 26.9 | 27.7 | 24.8 | 0
6366 | 21.7 | 20.8 | 22.9 | 23.9 | 26.9 | 21.8 | 22 | 22.8 | 27.2 | 25.5 | 27.7 | 28.2 | 25.2 | 27.1 | 22.1 | 21 | 24.5 | 27.7 | 25.9 | 26.2 | 26.3 | 22.9 | 21.5 | 22.2 | 23 | 30.4 | 28.2 | 24.6 | 24.8 | 24.7 | 23.5 | 26.6 | 27.9 | 27.3 | 25.3 | 25.3 | 25.7 | 23.8 | 26.3 | 25.9 | 25.4 | 26.3 | 21 | 23.4 | 24.1 | 24.4 | 25 | 23.7 | 26.3 | 24 | 26.7 | 16.8 | 26.3 | 25.8 | 26.4 | 24.5 | 27 | 27.6 | 25 | 0
6367 | 23.8 | 20.9 | 22.9 | 25.8 | 26.9 | 21.8 | 21.9 | 22.8 | 28 | 25.5 | 27.9 | 28.8 | 26.4 | 27.4 | 22.1 | 20.8 | 24.9 | 27.7 | 26.5 | 27.6 | 26.3 | 22.8 | 22 | 23.7 | 22.2 | 30.4 | 28 | 25.2 | 26.1 | 25.9 | 24 | 27.2 | 27.5 | 28.3 | 25.3 | 25.3 | 26.3 | 23.9 | 26.3 | 25.8 | 25.4 | 26.4 | 22 | 23.5 | 24.1 | 25.1 | 25.5 | 23.8 | 27.7 | 24.7 | 27.3 | 17.8 | 26.8 | 25.8 | 26.4 | 24.7 | 27.1 | 27.3 | 24.9 | 0
6368 | 26.4 | 23.4 | 23.7 | 27.6 | 27.8 | 22 | 22.5 | 23.8 | 29.2 | 25.6 | 28.4 | 29.8 | 28 | 29 | 22.1 | 21.4 | 25.4 | 27.7 | 27 | 29.4 | 26.3 | 23.1 | 23 | 26 | 24 | 30.4 | 28.6 | 26.4 | 28 | 27.6 | 24.6 | 29 | 27.8 | 29.4 | 26.5 | 26 | 27 | 25.8 | 26.3 | 25.8 | 25.4 | 26.8 | 23 | 25 | 24.1 | 26.2 | 26 | 25.2 | 29.6 | 24.2 | 27.6 | 18.8 | 27.8 | 26.8 | 27.5 | 25 | 27.4 | 27.4 | 25 | 0
6369 | 29.9 | 25.8 | 25.3 | 31.2 | 28.9 | 24.2 | 23.9 | 27.4 | 29.7 | 27.2 | 30.6 | 31.1 | 29.9 | 30.7 | 22.4 | 24 | 26.3 | 28.7 | 27.5 | 30.7 | 28 | 23 | 24.1 | 28.1 | 27 | 30.4 | 30.7 | 27.7 | 28.7 | 29 | 26.2 | 31.5 | 29.3 | 30.7 | 28.5 | 27 | 27.5 | 28 | 27 | 29.2 | 27 | 27.8 | 24.6 | 27.1 | 26.3 | 27.4 | 27.1 | 25.8 | 30.7 | 25.4 | 25.8 | 19.2 | 28.4 | 28.3 | 29 | 24.9 | 30 | 29.4 | 25.1 | 0
6370 | 31.9 | 28.7 | 26.2 | 32.5 | 29.3 | 25.2 | 25 | 28.8 | 30.7 | 28.2 | 32.9 | 32.7 | 31.8 | 32 | 22.5 | 26.3 | 27.5 | 29.3 | 27.8 | 32.2 | 30.3 | 24 | 25.4 | 30.2 | 29.1 | 33.4 | 33.2 | 29.3 | 29.4 | 30.6 | 27.9 | 32 | 29.9 | 31.8 | 30.5 | 27.5 | 28 | 29.1 | 27.8 | 31.1 | 27.7 | 29.1 | 25.5 | 29.1 | 26.3 | 29 | 28 | 27.7 | 31.7 | 27 | 24.3 | 19.1 | 29.2 | 30 | 30.7 | 25 | 30.6 | 29.5 | 25.8 | 0
6371 | 33.9 | 31 | 26.6 | 33 | 29.8 | 25.2 | 25.8 | 29.9 | 31.7 | 31.4 | 35.8 | 34.4 | 33.6 | 33 | 22.4 | 27.5 | 28.8 | 31 | 28 | 33.2 | 31.9 | 25.5 | 26.4 | 31.6 | 30.5 | 34.9 | 35.6 | 30.6 | 29 | 31.6 | 29.8 | 33.1 | 31.4 | 32.8 | 32.2 | 28 | 28.2 | 30 | 29 | 32.3 | 27.6 | 30.4 | 26.4 | 31.3 | 27.8 | 30.4 | 29.4 | 28.8 | 32 | 28.4 | 22.6 | 18.4 | 29.6 | 30 | 32.1 | 25.2 | 31.5 | 29.7 | 26.6 | 0
6372 | 35.2 | 32.2 | 26.5 | 30 | 31.3 | 24.8 | 26.6 | 31 | 31.2 | 34.2 | 37.4 | 36 | 35.2 | 34 | 22.5 | 29.4 | 29.9 | 31.5 | 27.9 | 34.4 | 32.8 | 26.5 | 27.3 | 32.9 | 31.9 | 36.9 | 37 | 31.9 | 29 | 32.7 | 30.7 | 34 | 32.1 | 33.6 | 32.9 | 28.9 | 28.5 | 30.5 | 30 | 33.7 | 28.6 | 31.3 | 26.3 | 32.8 | 27.8 | 31.8 | 30.4 | 30.7 | 32.7 | 29.9 | 23.1 | 17.7 | 30 | 30.1 | 33.5 | 25.9 | 33.5 | 30.7 | 27.8 | 0
6373 | 36.2 | 33.7 | 27.4 | 27.7 | 31.7 | 25.3 | 27.4 | 31.2 | 30.4 | 35.7 | 38.7 | 36.9 | 36.4 | 33.9 | 23.6 | 29.4 | 30.6 | 31.5 | 27.8 | 35 | 33.1 | 27 | 27.4 | 33.7 | 33 | 37.3 | 36.6 | 32.6 | 28.3 | 33 | 31.1 | 32 | 33.4 | 34.5 | 33.5 | 29 | 28.5 | 31.2 | 31.5 | 33.8 | 29 | 31.7 | 26.1 | 34.9 | 29.1 | 32.3 | 31.4 | 30.7 | 33.1 | 30.3 | 23.9 | 17.1 | 29.7 | 31.1 | 34.4 | 26.5 | 33.4 | 30.9 | 28.5 | 0
6374 | 37.1 | 33.7 | 28.7 | 25 | 32.2 | 25.7 | 27.9 | 28.8 | 30.4 | 37 | 38.8 | 37 | 37.2 | 33.4 | 23.6 | 30.3 | 30.6 | 31.5 | 27.6 | 35.4 | 33.7 | 27.5 | 27 | 34.4 | 34.4 | 37.4 | 37.9 | 33 | 28 | 33 | 30.4 | 28.7 | 33.4 | 35.2 | 33.8 | 29.5 | 28.4 | 31.7 | 32.1 | 34 | 28.5 | 31.6 | 25.6 | 35.6 | 28.6 | 32 | 31.8 | 30 | 33.8 | 30.9 | 26 | 17 | 29.2 | 31.1 | 34.5 | 27 | 34 | 31.4 | 28.8 | 0
6375 | 37.6 | 33.8 | 28.7 | 25.7 | 32.4 | 26.7 | 27.9 | 29.3 | 28.3 | 37.8 | 39.2 | 36.2 | 37.5 | 32.7 | 23.8 | 30 | 30.1 | 31.9 | 27.4 | 34.8 | 34.3 | 28 | 25.9 | 34.4 | 34.4 | 37.9 | 38 | 32.7 | 26.8 | 32.1 | 29.6 | 30 | 31 | 35.8 | 33.8 | 27.4 | 28 | 32.2 | 32.6 | 34.2 | 29.5 | 31.2 | 25.7 | 35.9 | 28.2 | 30.6 | 32 | 26.9 | 33.7 | 31.7 | 26.7 | 17 | 27.9 | 31.1 | 35 | 26.8 | 33.8 | 31.6 | 28.1 | 0
6376 | 37.6 | 33.2 | 28 | 26.6 | 32.6 | 27.2 | 27.8 | 29.3 | 29.2 | 37.8 | 38.6 | 34.9 | 37.3 | 31.6 | 23.8 | 29.4 | 29.2 | 31.9 | 27.1 | 34 | 34.2 | 27.5 | 24.7 | 34.1 | 34.8 | 37.9 | 37.2 | 32.1 | 25.9 | 31.2 | 28.3 | 30.2 | 32.4 | 36 | 33.8 | 28.3 | 27.5 | 32.2 | 32.4 | 34 | 28.9 | 30.6 | 25.4 | 34.8 | 28.2 | 29 | 31.2 | 24.3 | 33.4 | 31.9 | 27.3 | 17.2 | 26.8 | 31 | 35 | 26.5 | 33.5 | 31.6 | 27.1 | 0
6377 | 37.4 | 31.9 | 23.7 | 29 | 31.8 | 27.1 | 27.4 | 29.3 | 29.2 | 37.7 | 38.4 | 33.4 | 36.6 | 31 | 23.8 | 28.4 | 28.2 | 32.1 | 26.8 | 32.6 | 34 | 27.5 | 23.4 | 32.8 | 34.4 | 37.7 | 37 | 31 | 24.6 | 30 | 27.6 | 30 | 32.6 | 35.6 | 33.3 | 28.5 | 27 | 32.1 | 32.1 | 34 | 27.4 | 30.1 | 25.4 | 35.5 | 27.8 | 27.2 | 30 | 21.4 | 32.2 | 31.9 | 26.4 | 17 | 25.6 | 29.9 | 34.6 | 25.8 | 33 | 31.6 | 26 | 0
6378 | 35.7 | 31 | 23.7 | 28.8 | 28.8 | 25.7 | 26.5 | 28.9 | 29 | 37.4 | 37.2 | 32.2 | 35.6 | 29.6 | 23.8 | 27 | 27.3 | 31.7 | 26.4 | 31.6 | 32.8 | 27.5 | 22.6 | 31.1 | 32.9 | 37.4 | 33 | 29.8 | 24.1 | 29.3 | 26.9 | 29.1 | 31.9 | 34.5 | 31.4 | 28.2 | 26.7 | 31 | 31.6 | 33.7 | 26.8 | 29.5 | 24.7 | 35.4 | 27 | 26.2 | 28.1 | 20.9 | 31 | 29.9 | 26.1 | 16.5 | 25.2 | 28.9 | 33.5 | 25.4 | 31.4 | 31.6 | 25.6 | 0
6379 | 31.4 | 29 | 23.8 | 28.5 | 28.8 | 24.9 | 25.5 | 28 | 28.8 | 36.5 | 36.3 | 31.4 | 34.3 | 28.9 | 23.8 | 25.9 | 26.7 | 30.5 | 26.2 | 30.5 | 31.6 | 26.7 | 22 | 28.7 | 31.4 | 36.4 | 31 | 28.3 | 23.4 | 28.4 | 27 | 28.5 | 31.4 | 33 | 29.5 | 28 | 26.5 | 28.5 | 30.5 | 32.5 | 26.5 | 29.1 | 24.1 | 32.6 | 26.8 | 25.7 | 26.5 | 20.7 | 29.4 | 27.6 | 25 | 15.7 | 25 | 28.4 | 32 | 25.1 | 29 | 31.4 | 25.5 | 0
6380 | 28.9 | 26.2 | 24.2 | 26.2 | 28.8 | 24.2 | 24.9 | 27.4 | 27.8 | 35.2 | 34.8 | 31 | 33 | 28.5 | 23.8 | 24.6 | 26.4 | 30 | 26 | 30 | 30.2 | 26.7 | 21.8 | 26.4 | 30.4 | 35.8 | 29.5 | 27 | 23.4 | 28 | 27 | 28.2 | 30.4 | 31.4 | 28.8 | 28 | 26.6 | 27.7 | 29.8 | 31.1 | 26.5 | 28.6 | 23.2 | 30 | 26.7 | 25.8 | 25.2 | 22 | 28.2 | 27.3 | 25 | 15 | 25.2 | 27 | 30.9 | 25.2 | 28.6 | 31.3 | 26 | 0
6381 | 27.6 | 24.6 | 24.1 | 25.6 | 28.8 | 22 | 24.6 | 26.8 | 27.2 | 33.5 | 34.1 | 30.7 | 31.7 | 28.1 | 22.8 | 23.6 | 26.4 | 29 | 26.1 | 29.3 | 29.5 | 26.7 | 21.5 | 24.3 | 28.7 | 34.9 | 29.2 | 25.8 | 23 | 27.2 | 27.4 | 28 | 29.9 | 30 | 28.3 | 27.9 | 26.5 | 27.1 | 29 | 29.8 | 26.2 | 28.3 | 22.9 | 28.4 | 25.8 | 25.7 | 25 | 22 | 26.9 | 26.6 | 24.4 | 14.5 | 25.1 | 27 | 29.9 | 25.1 | 28.5 | 29.7 | 26.2 | 0
6382 | 26.9 | 23.8 | 23.8 | 24.5 | 28.4 | 22 | 23 | 26.3 | 27.2 | 32.2 | 33 | 30.5 | 30.5 | 28.1 | 22.8 | 23 | 26.3 | 29 | 26 | 28.9 | 29 | 26.5 | 21.5 | 23.1 | 27.5 | 34.4 | 28.5 | 25.1 | 23.3 | 26.7 | 27.1 | 27.9 | 29.5 | 29 | 28 | 27.8 | 26.6 | 27 | 29 | 28.8 | 26.2 | 27.9 | 22.4 | 27.4 | 25.8 | 25.7 | 25.1 | 22.6 | 26.5 | 26.2 | 24.8 | 14.6 | 25.3 | 26.3 | 29.3 | 25.1 | 28.5 | 29.7 | 26.4 | 0
6383 | 25.8 | 23.2 | 23.7 | 25.4 | 28.2 | 21.9 | 22.4 | 25.8 | 27.1 | 31.3 | 32.4 | 30 | 29.4 | 28 | 22.8 | 22.5 | 26.2 | 29 | 26 | 28.2 | 28.4 | 25.7 | 21.4 | 22.6 | 26.9 | 33 | 28 | 24.8 | 23.4 | 26 | 26.6 | 27.8 | 29.5 | 28.4 | 27.8 | 27.8 | 26.4 | 26.1 | 29 | 26.9 | 26.4 | 27.6 | 22.3 | 26.7 | 25.8 | 25.2 | 25.6 | 22.2 | 26.2 | 25.6 | 24.6 | 15 | 25.2 | 26 | 29 | 24.8 | 28.5 | 29.7 | 26 | 0
6384 | 27.2 | 22.6 | 23.7 | 25.1 | 27.3 | 21.8 | 20.9 | 25.3 | 27 | 30.7 | 31.1 | 29.4 | 28.3 | 27.8 | 21.8 | 21.7 | 25.8 | 28.7 | 25.7 | 27.7 | 27.8 | 24.9 | 21.6 | 22.9 | 26.9 | 32.8 | 27.5 | 25 | 24.2 | 25.7 | 25.4 | 27.3 | 29 | 28 | 27.3 | 27.5 | 26.3 | 25.7 | 27.8 | 26.9 | 26 | 27.3 | 21.6 | 25.9 | 25.1 | 24.8 | 25.6 | 23 | 26.5 | 25.4 | 25.3 | 15.7 | 25.6 | 25.8 | 28.4 | 24.6 | 28.5 | 28.4 | 25.7 | 0
6385 | 28.6 | 22.3 | 23.6 | 25.8 | 27.3 | 21.7 | 20.8 | 25.3 | 26.9 | 29.7 | 30.5 | 28.7 | 27.1 | 27.7 | 21.8 | 21.4 | 25.3 | 28.7 | 25.4 | 26.8 | 27.9 | 24.5 | 21.7 | 23 | 26.4 | 32.5 | 27 | 25.2 | 24.2 | 25.1 | 24.5 | 27 | 28.5 | 27.6 | 27.2 | 27.5 | 25.9 | 25.2 | 27.6 | 27 | 26 | 27.1 | 21.2 | 25.8 | 25.1 | 24.3 | 25.7 | 23.1 | 26.2 | 25 | 24.9 | 16.1 | 25.7 | 25.3 | 28 | 24.2 | 28.4 | 28.3 | 25.2 | 0
6386 | 27.9 | 22.2 | 23.2 | 25 | 27.3 | 21.5 | 20.8 | 25.3 | 26.6 | 29.3 | 29.6 | 28.2 | 26 | 27.5 | 21.7 | 21 | 24.8 | 28.3 | 25 | 26 | 27.8 | 24 | 21.8 | 23 | 25.9 | 32.4 | 26.8 | 25.4 | 24.4 | 24.8 | 23.6 | 27 | 28.2 | 27.2 | 26.6 | 27.5 | 25.6 | 25.1 | 27.4 | 27.1 | 26 | 27 | 20.5 | 24.9 | 25.1 | 24 | 25.2 | 24 | 26 | 24.7 | 25 | 16.2 | 26 | 25.2 | 27.8 | 24 | 28 | 28.3 | 25 | 0
6387 | 27.2 | 21.8 | 23 | 25.3 | 27.3 | 21 | 20.7 | 25 | 26.6 | 29.2 | 29.5 | 27.8 | 25.1 | 27 | 21.7 | 20.8 | 24.5 | 28.1 | 24.9 | 25 | 27.6 | 23.7 | 21.6 | 22.3 | 24.9 | 32.4 | 26 | 25.1 | 23.6 | 24.1 | 23.5 | 26.9 | 27.7 | 26.9 | 26.2 | 27.5 | 25.2 | 24.8 | 27.4 | 26.8 | 26 | 27 | 20.4 | 24.5 | 25.1 | 23.6 | 25.1 | 23.5 | 25.2 | 24.4 | 24.2 | 15.9 | 25.8 | 25 | 27.5 | 23.7 | 28 | 28.3 | 24.7 | 0
6388 | 26.5 | 21.5 | 22.2 | 24.1 | 27.3 | 20.7 | 20.6 | 24.7 | 26.6 | 28.9 | 28.8 | 27.7 | 24.6 | 26.5 | 21.6 | 20.5 | 24.4 | 27.9 | 25 | 24.8 | 27.1 | 23.6 | 21.4 | 21.7 | 24.4 | 32.2 | 25.8 | 24.8 | 23.5 | 23.9 | 23.3 | 26.8 | 27.3 | 26.6 | 25.8 | 27.1 | 25.1 | 24.2 | 27.2 | 26.3 | 26 | 26.8 | 20.2 | 24.1 | 25 | 23.7 | 24.8 | 23.7 | 24.9 | 23.9 | 24.6 | 15.8 | 25.9 | 25 | 27.3 | 23.8 | 28 | 28.3 | 24.9 | 0
6389 | 26.1 | 21.2 | 21.7 | 23.6 | 27.3 | 20.7 | 20.6 | 24.7 | 26.6 | 28.6 | 27 | 28.6 | 25.4 | 26.5 | 21.6 | 20.4 | 24.2 | 27.6 | 25.8 | 24.2 | 26.7 | 23.6 | 21 | 21 | 23.9 | 31.8 | 25.5 | 23 | 22.4 | 24 | 24.6 | 26.6 | 26.8 | 26.4 | 25.7 | 27 | 24.8 | 23.8 | 26.9 | 26.3 | 25.8 | 26.6 | 21.2 | 23.8 | 24.8 | 24.6 | 25.2 | 22.6 | 24.4 | 23.8 | 23.8 | 14.4 | 25 | 24.9 | 27.3 | 23.8 | 28 | 28.3 | 25.6 | 0
6390 | 25.6 | 21.2 | 21.7 | 24.3 | 27.3 | 20.7 | 20.4 | 24.4 | 26.6 | 28.1 | 26.4 | 28.9 | 25.6 | 26.5 | 21 | 20.4 | 25.9 | 27.4 | 26.4 | 25.1 | 26.5 | 23.5 | 21 | 22.1 | 23.4 | 31.5 | 25 | 22.9 | 23.4 | 24.1 | 25.9 | 26.5 | 26.4 | 26.3 | 25.4 | 26.5 | 24.9 | 23.7 | 26.3 | 26.2 | 25 | 26.4 | 22 | 23.5 | 24.8 | 25.3 | 25.6 | 23 | 25.5 | 23.4 | 23.8 | 16 | 24.8 | 24.7 | 26.5 | 23.6 | 27.9 | 28.2 | 25.8 | 0
6391 | 25.6 | 21.2 | 21.7 | 25.4 | 27.2 | 20.7 | 20.1 | 24.3 | 27.1 | 27.6 | 26.4 | 29.7 | 26.8 | 27 | 21 | 20.4 | 27.4 | 27.1 | 26.6 | 26 | 26.1 | 23.5 | 21.2 | 24.4 | 23.4 | 31.5 | 25 | 23.5 | 24.6 | 25.2 | 27.2 | 27.1 | 26.4 | 28.5 | 25.6 | 26.5 | 25.5 | 23.8 | 26.4 | 26.1 | 25 | 26.4 | 22.9 | 23.5 | 24.8 | 26.8 | 25.9 | 23.7 | 26.9 | 23.4 | 24.1 | 17.7 | 25.1 | 24.6 | 26.2 | 24.3 | 28 | 28.2 | 26 | 0
6392 | 26.3 | 23.2 | 21.8 | 27 | 27.8 | 20.7 | 20.1 | 24.6 | 29 | 27.7 | 27.2 | 31 | 28.8 | 28.6 | 21.3 | 21.3 | 29.6 | 27 | 26.4 | 28 | 26.1 | 23.6 | 21.6 | 26.6 | 26.3 | 31.6 | 26 | 24.4 | 25.8 | 26.2 | 28.8 | 28.6 | 27.4 | 30.4 | 27 | 27.1 | 26.4 | 26.1 | 26.6 | 26.5 | 25.2 | 26.8 | 24.2 | 24.9 | 24.8 | 28.3 | 26.6 | 24.4 | 28.8 | 24 | 24.6 | 19.4 | 25.8 | 25.6 | 27.3 | 25 | 28.6 | 28.2 | 26 | 0
6393 | 27.8 | 26.8 | 22.4 | 28.6 | 30.1 | 22.4 | 21.6 | 26.3 | 30.6 | 28.4 | 28.3 | 32.6 | 31.4 | 30.2 | 24 | 23.9 | 30.5 | 29.6 | 25.8 | 29.3 | 28.7 | 23.9 | 22.4 | 29.5 | 28.8 | 30.6 | 29.8 | 26 | 26.9 | 28 | 29.4 | 30.2 | 29.4 | 33.2 | 28.8 | 27.8 | 27.4 | 28.9 | 27 | 29.2 | 25.5 | 27 | 25.2 | 27.3 | 26.8 | 30 | 27.3 | 25.2 | 30.2 | 25.9 | 25.1 | 19.8 | 27.2 | 27.7 | 30 | 26.7 | 31.1 | 28.5 | 25.9 | 0
6394 | 30.3 | 30 | 22.7 | 30.4 | 31 | 24.3 | 23.8 | 28.7 | 31 | 29.5 | 29.9 | 34.4 | 33.9 | 32 | 24.3 | 25.7 | 31.5 | 30.6 | 25.4 | 31.1 | 31.1 | 25.5 | 23.4 | 31.6 | 30.7 | 33.2 | 32.7 | 27.5 | 28 | 29 | 30.1 | 30.6 | 31.3 | 33.4 | 30.4 | 28.2 | 28.4 | 29.9 | 29.4 | 31.7 | 27.4 | 27.3 | 26.3 | 29.9 | 28.3 | 30.9 | 28.5 | 25.8 | 31.5 | 27.5 | 25.4 | 19.6 | 28.6 | 29.3 | 31.7 | 27.8 | 31.7 | 28.6 | 25.7 | 0
6395 | 31.8 | 32.2 | 23.7 | 32 | 31.9 | 24.3 | 25 | 29.8 | 27.5 | 32 | 31.4 | 36 | 36 | 32.4 | 24.9 | 27.2 | 31.4 | 32.6 | 25.4 | 32 | 32.9 | 27 | 24.6 | 33.6 | 32.1 | 35.4 | 35.1 | 29 | 29 | 30.2 | 30.2 | 31.5 | 32 | 32.6 | 32.3 | 28.7 | 29 | 31.5 | 31 | 33.4 | 28.4 | 27 | 27 | 32.3 | 29.1 | 31.4 | 29.8 | 26.6 | 32.2 | 29.1 | 25.4 | 18.4 | 30 | 30.6 | 33.3 | 29 | 31.9 | 30.3 | 25.6 | 0
6396 | 33.3 | 33.5 | 24 | 33.6 | 32.4 | 27.3 | 26.6 | 30.8 | 24.5 | 35.4 | 33 | 37.2 | 37.2 | 33.2 | 27.1 | 28.7 | 32 | 32.9 | 26.1 | 33.2 | 34.8 | 28.4 | 25.6 | 34.3 | 33.1 | 37.3 | 36.5 | 29.8 | 29.9 | 30.5 | 30.9 | 32.7 | 33.2 | 29.3 | 33.7 | 29.5 | 29.4 | 32 | 31.4 | 34.3 | 27.8 | 26.7 | 27.9 | 33.9 | 29.5 | 30.9 | 31.4 | 27.4 | 33 | 30.1 | 25.3 | 17.7 | 30.9 | 30.8 | 34.5 | 28.8 | 33.2 | 31.8 | 25.7 | 0
6397 | 34.5 | 34.3 | 24.8 | 34.5 | 32.1 | 28 | 26.7 | 31.4 | 25 | 37.7 | 34.3 | 37.6 | 37.8 | 33.1 | 27.4 | 29.9 | 31.8 | 33.2 | 27 | 33.2 | 35.4 | 29 | 26.2 | 35.1 | 33.9 | 37.6 | 37.6 | 30.5 | 30.6 | 31.3 | 31.3 | 32.8 | 34 | 27.4 | 33.8 | 29.5 | 29.5 | 33.2 | 32 | 35.5 | 29.2 | 26 | 28.3 | 34.9 | 29.5 | 30.3 | 32.3 | 28.3 | 33.4 | 30.6 | 25.1 | 17.2 | 31.6 | 30.6 | 35.6 | 28.6 | 33.2 | 32.3 | 26.1 | 0
6398 | 35.3 | 34.3 | 24.3 | 35 | 32.5 | 28.1 | 27.2 | 32.3 | 25.8 | 37.8 | 35.6 | 37.4 | 37.8 | 33.4 | 27.8 | 29.7 | 32 | 33.1 | 28 | 33 | 35.7 | 29.6 | 26.2 | 35 | 34.6 | 38.3 | 38.6 | 30.6 | 30.8 | 31.8 | 31.8 | 32.7 | 34.4 | 26.4 | 33.4 | 30.1 | 29.4 | 33.4 | 31.9 | 35.7 | 30.8 | 25.6 | 28.6 | 36.6 | 29.5 | 29.4 | 32.8 | 29 | 33.8 | 31.1 | 25 | 17.6 | 32 | 30.2 | 36.1 | 27.8 | 33.2 | 32.4 | 26.8 | 0
6399 | 35.9 | 35.8 | 25.2 | 34.4 | 32.1 | 28.4 | 27.2 | 32.3 | 26.6 | 38.9 | 36.4 | 36.5 | 37.7 | 33.1 | 28.5 | 30 | 31.1 | 33.1 | 28.3 | 31.3 | 36.5 | 30 | 25.7 | 35.2 | 35.6 | 39.1 | 38.8 | 30.8 | 30.5 | 33 | 31.3 | 31.4 | 34.3 | 29.1 | 33.4 | 30.1 | 29.1 | 33.4 | 32.1 | 35.7 | 30.9 | 25.3 | 28.1 | 36.3 | 29.5 | 29 | 32.2 | 29.3 | 33.5 | 31.6 | 25 | 17.8 | 32.5 | 29.7 | 36.2 | 27.9 | 33.3 | 32.5 | 27.6 | 0
6400 | 36.2 | 35.3 | 25.5 | 33.4 | 31.9 | 28.3 | 26.3 | 32.3 | 26.6 | 38.6 | 37 | 35.3 | 37.4 | 32.6 | 28.6 | 29.2 | 30.7 | 33.1 | 28.2 | 30 | 36.1 | 30.4 | 24.9 | 34.2 | 35.5 | 39.3 | 39.5 | 30.6 | 29.6 | 33.4 | 30.7 | 30.7 | 33.8 | 32 | 33.1 | 30 | 28.7 | 33.3 | 32.1 | 35.7 | 30.9 | 25.6 | 27.4 | 36.3 | 29.5 | 28.6 | 31.3 | 28.6 | 32.9 | 31.1 | 25 | 18.2 | 32.7 | 28.6 | 35.7 | 27.7 | 33.2 | 32.1 | 28.1 | 0
6401 | 35.8 | 35.3 | 25.4 | 31.8 | 31.3 | 27.3 | 25.4 | 31.9 | 26.7 | 34.1 | 37 | 34 | 36.8 | 31.8 | 23.9 | 28.3 | 29.6 | 33.1 | 27.4 | 28.2 | 35.3 | 30.4 | 24 | 33 | 35.1 | 38.8 | 38.5 | 30.2 | 28.4 | 33.4 | 29.4 | 30.5 | 29.4 | 35.4 | 33.1 | 29.2 | 28.2 | 32.6 | 31.1 | 35.5 | 30.5 | 25.9 | 26.1 | 36.8 | 29.5 | 28.4 | 30 | 27.2 | 31.5 | 30.9 | 24.8 | 17.8 | 32.7 | 28.3 | 35.1 | 28 | 32.7 | 31.8 | 28.2 | 0
6402 | 35.9 | 33.2 | 25.1 | 30.4 | 30.7 | 26.3 | 25 | 30.4 | 26.6 | 35 | 36.6 | 33 | 35.7 | 31 | 23.6 | 27.2 | 29.4 | 31.6 | 26.7 | 27.7 | 33.4 | 30 | 23.2 | 30.4 | 33.6 | 38.2 | 37.4 | 29.2 | 27.2 | 31.7 | 28.7 | 29.8 | 28 | 35.5 | 31.6 | 29 | 27.7 | 30.7 | 30 | 34.2 | 29.3 | 26.5 | 25.1 | 36.4 | 28.5 | 27.7 | 29.2 | 25 | 30.1 | 30.4 | 24.4 | 17.2 | 32 | 28.1 | 34.3 | 27.4 | 31.7 | 30.9 | 27.8 | 0
6403 | 31.9 | 30.1 | 24.8 | 28.9 | 30 | 24.9 | 24.1 | 28.8 | 26.6 | 23.9 | 35.5 | 32 | 34.3 | 29.2 | 23.6 | 26.1 | 28.5 | 30.6 | 26 | 26.9 | 32 | 28.5 | 22.8 | 28.4 | 31.5 | 36.7 | 34.5 | 28.2 | 26.2 | 29.9 | 27.8 | 29.2 | 28.7 | 34.5 | 29.8 | 28.8 | 27.1 | 29.1 | 29.5 | 32.7 | 28.2 | 26.5 | 23.8 | 33.4 | 28.3 | 27.2 | 28.4 | 22.9 | 28.3 | 29.6 | 23.7 | 15.8 | 30.8 | 27.9 | 32.2 | 27.2 | 31.1 | 30.5 | 27.2 | 0
6404 | 29.3 | 27.8 | 24.2 | 28 | 29.5 | 23.7 | 23.6 | 28 | 26.6 | 27.5 | 34.2 | 31.4 | 32.6 | 28.6 | 23.6 | 24.9 | 28.2 | 30.4 | 25.8 | 27 | 30.8 | 27.7 | 22.5 | 26.4 | 30.1 | 36.2 | 32.1 | 27 | 25.6 | 27.6 | 27.6 | 28.7 | 28.9 | 31.2 | 29.2 | 28.6 | 26.6 | 27.6 | 27 | 31.5 | 27.5 | 26.2 | 23 | 31.5 | 26.9 | 26.4 | 28 | 21.2 | 27 | 29.1 | 23 | 14.8 | 29 | 27.3 | 31.6 | 26.4 | 30.4 | 29.9 | 26.6 | 0
6405 | 27.9 | 26.4 | 23.2 | 27.1 | 29 | 22.8 | 22.7 | 27.3 | 26.6 | 28.4 | 32.6 | 30.8 | 31.2 | 28.1 | 23.1 | 23.6 | 27 | 30.2 | 25.7 | 26.3 | 30 | 27 | 22.4 | 25.9 | 29.7 | 35.3 | 31 | 26.4 | 25.3 | 26.6 | 27.1 | 28.2 | 29.3 | 29.5 | 28.3 | 28.6 | 26.2 | 26.6 | 26.9 | 29.8 | 27.4 | 25.3 | 22.1 | 29.8 | 26 | 26.1 | 27.3 | 20.5 | 25.8 | 28.3 | 22.3 | 13.7 | 27.3 | 26.8 | 28.4 | 26.5 | 29.7 | 29.4 | 26.3 | 0
6406 | 30.1 | 25.8 | 22.7 | 26.7 | 28.7 | 22.8 | 22.3 | 26.6 | 26.6 | 28.9 | 31.4 | 30.4 | 29.9 | 28 | 23.1 | 23.2 | 26.5 | 30 | 25.9 | 26.2 | 29.1 | 26.5 | 22.2 | 25.5 | 28.1 | 35.2 | 29.6 | 25.8 | 25.2 | 25.9 | 27.3 | 27.8 | 29.3 | 27.9 | 28.2 | 27.6 | 26 | 26.2 | 26.9 | 29.1 | 27.4 | 24.8 | 21.7 | 28.3 | 26 | 25.8 | 26.8 | 20.5 | 25.4 | 28.1 | 22.2 | 13.6 | 25.8 | 26.5 | 25.6 | 26.1 | 29.2 | 29.6 | 26.2 | 0
6407 | 29.8 | 25.1 | 22.6 | 26.2 | 28.5 | 22.8 | 22.1 | 26 | 26.6 | 28.4 | 30.6 | 30 | 29.2 | 28 | 23 | 22.7 | 25.6 | 29.7 | 25.8 | 25.6 | 28.8 | 26 | 22 | 25.6 | 27.6 | 34.3 | 30 | 25.6 | 24.8 | 26.2 | 27 | 27.7 | 28.4 | 28.6 | 27.8 | 27.4 | 26 | 26.3 | 26.8 | 28.2 | 26.5 | 24.6 | 21.4 | 27.3 | 26 | 25.8 | 26 | 21.2 | 25.2 | 27.8 | 22.4 | 13.8 | 25 | 26.2 | 26.6 | 26.2 | 28.7 | 29.5 | 26.2 | 0
6408 | 28.8 | 24.7 | 22.2 | 25.9 | 27.9 | 21.6 | 22.1 | 25.2 | 26.8 | 27.9 | 30.4 | 29.8 | 28.6 | 27.6 | 22 | 22.2 | 25.7 | 28.6 | 25.6 | 26 | 28 | 25.8 | 21.7 | 24.5 | 26.6 | 32.8 | 29 | 25.1 | 24.1 | 25.9 | 27.1 | 27.5 | 27.4 | 28.4 | 27 | 27 | 26.1 | 26.1 | 25.9 | 27.5 | 26 | 25.3 | 21.6 | 26.3 | 24.7 | 25.5 | 25.5 | 21.8 | 25.5 | 27.6 | 23.1 | 14.7 | 24.6 | 26 | 26.6 | 25.4 | 28.2 | 29.1 | 26.1 | 0
6409 | 28.4 | 24.1 | 22 | 25.3 | 27.5 | 21.4 | 21.8 | 24.4 | 26.7 | 27.6 | 30.2 | 29.6 | 28.1 | 27.6 | 22 | 21.9 | 25.2 | 28.6 | 25.2 | 25.8 | 28 | 25 | 21.4 | 23.3 | 26.6 | 32.6 | 28 | 24.7 | 23.3 | 25.9 | 26.5 | 27.2 | 26.5 | 29.1 | 26.8 | 27 | 26.2 | 25.8 | 25.6 | 27.2 | 26 | 26.1 | 21.5 | 26.2 | 24.7 | 25.2 | 25.1 | 22.3 | 25.4 | 27.4 | 23.7 | 14.9 | 24.8 | 26 | 26.6 | 25 | 27.9 | 28.9 | 25.9 | 0
6410 | 27.2 | 23.8 | 22.1 | 24.8 | 27.1 | 21.3 | 21.7 | 24.1 | 26.5 | 27.4 | 30 | 29.4 | 27.4 | 27.1 | 21.9 | 21.4 | 25.2 | 28.3 | 25 | 26 | 28 | 24.5 | 21.2 | 21.4 | 26.1 | 32.3 | 27.6 | 24 | 22.4 | 25 | 26 | 26.8 | 24 | 28 | 26.7 | 26.9 | 26 | 25.4 | 25.4 | 26.5 | 26 | 27 | 21.6 | 26 | 24.7 | 24.6 | 25 | 22.4 | 25.2 | 27.1 | 24.2 | 15 | 25 | 25.7 | 26.4 | 24 | 27.7 | 28.9 | 25.6 | 0
6411 | 26.8 | 23.4 | 21.8 | 24 | 27 | 21.3 | 21.7 | 23.6 | 26.5 | 27.3 | 29.2 | 29 | 26.7 | 26.8 | 21.9 | 21.2 | 24.2 | 28.1 | 24.9 | 25.1 | 27.7 | 24 | 21.1 | 20.6 | 25.2 | 32.3 | 27.6 | 23.6 | 21.9 | 24.6 | 24.9 | 26.7 | 23.9 | 27.7 | 26.3 | 26.9 | 25.6 | 25 | 25.3 | 26.6 | 26.1 | 27.2 | 21.2 | 25.3 | 24.7 | 24.3 | 24.9 | 22.4 | 24.6 | 25.8 | 24.2 | 14.3 | 25.3 | 25.5 | 26.3 | 23.9 | 27.2 | 28.9 | 25.5 | 0
6412 | 26.4 | 23.3 | 21.7 | 23.7 | 26.6 | 21.3 | 21.7 | 23.3 | 26.5 | 26.9 | 28.2 | 28.8 | 25.8 | 26.7 | 21.9 | 20.9 | 24.2 | 28 | 25.3 | 24.8 | 27.5 | 23.5 | 21 | 20 | 25.1 | 31.8 | 27 | 23.1 | 21.8 | 23.9 | 24.6 | 26.6 | 23.9 | 26.2 | 25.9 | 26.7 | 25.1 | 24.6 | 25.4 | 26.2 | 26.1 | 27.1 | 21.2 | 24.8 | 24.7 | 24.1 | 25.1 | 22.3 | 24.3 | 25.6 | 24.1 | 14.2 | 25.1 | 25.3 | 26.3 | 23.5 | 27.2 | 28.7 | 25.4 | 0
6413 | 25.9 | 23.1 | 21.7 | 23.6 | 26.5 | 21.3 | 21.7 | 23.2 | 26.5 | 26.9 | 25.4 | 28.4 | 24.4 | 26.6 | 21.9 | 20.9 | 24.8 | 27.8 | 24.6 | 24 | 26.9 | 23.3 | 21.2 | 23.4 | 24.7 | 31.3 | 26.6 | 23.4 | 23 | 23.8 | 25 | 26.3 | 23.9 | 26.6 | 25.8 | 26.5 | 24.4 | 24.6 | 25.4 | 25.7 | 26 | 26 | 19.8 | 24.3 | 24.6 | 24.6 | 25.4 | 22.2 | 22 | 25.6 | 21.8 | 13.6 | 25 | 25 | 26.1 | 23.6 | 27.2 | 28.6 | 24.6 | 0
6414 | 25.8 | 23.1 | 21.7 | 24 | 26.5 | 20.7 | 21.6 | 23.2 | 26.5 | 26.9 | 25.2 | 29 | 24.5 | 26.5 | 21.4 | 20.7 | 25.4 | 27.6 | 24.7 | 24.1 | 26.2 | 23.3 | 21.6 | 22.5 | 24.2 | 31.2 | 26.5 | 23.3 | 24.1 | 23.9 | 26.1 | 26.2 | 24 | 27.1 | 25.5 | 26.5 | 24.2 | 24.3 | 25.5 | 25.4 | 25.9 | 25.9 | 20.6 | 24 | 24.7 | 25.7 | 25.4 | 23 | 23.5 | 25.5 | 21.9 | 16.2 | 24.7 | 25 | 25.7 | 23.6 | 27.2 | 28.7 | 24.8 | 0
6415 | 25.6 | 22.9 | 21.7 | 25.2 | 26.9 | 20.3 | 21.5 | 23.1 | 26.3 | 26.9 | 25.7 | 29.9 | 25.5 | 27.1 | 21.4 | 20.6 | 26.3 | 27.6 | 24.8 | 24.8 | 25.7 | 23 | 22 | 22.5 | 24.1 | 31.2 | 26.3 | 23.6 | 25.3 | 24.9 | 27.3 | 26.6 | 24.4 | 28.1 | 25.8 | 26.1 | 24.3 | 25 | 25.5 | 25.4 | 25.8 | 26.3 | 22.1 | 23.8 | 24.6 | 27.2 | 26.1 | 23.8 | 25.8 | 25.3 | 22.7 | 18.8 | 25.1 | 25 | 25.6 | 23.5 | 26.7 | 28.5 | 24.9 | 0
6416 | 26.3 | 26 | 22.2 | 27 | 26.2 | 21.1 | 21.6 | 24 | 26.2 | 27 | 27 | 31.6 | 27 | 28.6 | 21.6 | 21.7 | 27.4 | 27.6 | 25 | 26 | 25.6 | 23.5 | 22.8 | 23.6 | 24.9 | 31.2 | 27.6 | 24.4 | 27 | 26.2 | 29 | 27.2 | 25 | 29.4 | 27.6 | 26.8 | 25 | 27.6 | 26.8 | 26.7 | 25.9 | 26.8 | 23.4 | 24.7 | 24.6 | 28.6 | 27 | 24.2 | 28 | 25.3 | 23.6 | 21 | 25.4 | 25.4 | 26.9 | 23.6 | 27.2 | 28.8 | 25.4 | 0
6417 | 27.7 | 28.6 | 23.8 | 29.1 | 26.7 | 23 | 24.1 | 26.8 | 26.6 | 28.4 | 28.7 | 33.3 | 29.4 | 30 | 23.8 | 25.1 | 28.4 | 28.3 | 25.3 | 27.3 | 26.3 | 25.4 | 23.6 | 25.9 | 30.5 | 31.9 | 31 | 25.7 | 28.1 | 28.2 | 30 | 31 | 27.1 | 30.8 | 30 | 28.4 | 26.2 | 28.1 | 27 | 30 | 26.5 | 27.8 | 25.2 | 27.4 | 25.3 | 29.9 | 28.6 | 24.8 | 29.9 | 26 | 25.5 | 21.5 | 26.7 | 26.9 | 29.4 | 23.6 | 27.8 | 29.2 | 26 | 0
6418 | 29.5 | 31.7 | 24 | 31.2 | 27.6 | 24.9 | 25.4 | 28.8 | 27.6 | 29.9 | 30.7 | 35.2 | 31.7 | 31.4 | 24.6 | 27.1 | 29.1 | 29.7 | 25.6 | 28.5 | 28 | 26.6 | 24.8 | 28.7 | 32.3 | 34.4 | 34 | 27 | 29.4 | 30.1 | 31 | 30.9 | 29 | 32 | 31.7 | 29.7 | 27.5 | 30 | 28.5 | 31.8 | 27.6 | 28.4 | 26.6 | 30.5 | 27.3 | 31 | 30.2 | 25.2 | 31.1 | 28 | 27.3 | 21.2 | 27.9 | 28.1 | 31.5 | 24.1 | 28.3 | 29.5 | 27.1 | 0
6419 | 31 | 33.6 | 23.7 | 33 | 28.2 | 25.9 | 26.1 | 30.4 | 29.2 | 30.9 | 32.6 | 36.4 | 34 | 33 | 25.1 | 29 | 29.4 | 31 | 25.8 | 29.6 | 29.8 | 28.1 | 25.8 | 31.4 | 33.5 | 36.4 | 36.1 | 28.4 | 30 | 32.2 | 31.4 | 31.3 | 30.6 | 33 | 33.2 | 30.2 | 28.6 | 30.9 | 29.9 | 33.7 | 28.5 | 29 | 28 | 32.6 | 27.3 | 32 | 31.8 | 26 | 32 | 29.5 | 29.4 | 20 | 29.6 | 29.9 | 32.8 | 24.8 | 28.6 | 30 | 28.4 | 0
6420 | 31.3 | 34.3 | 24 | 34.4 | 28.2 | 27.3 | 27.1 | 31.6 | 29 | 32.8 | 34.4 | 37.4 | 35.4 | 33.4 | 26.4 | 30.2 | 29.4 | 31.8 | 25.9 | 30.7 | 31.3 | 29.9 | 26.8 | 33.3 | 34.5 | 38.3 | 37.6 | 29.4 | 30.9 | 33.6 | 32.1 | 30.7 | 31.4 | 33.9 | 34 | 31.2 | 29.1 | 31.8 | 31.2 | 34.7 | 30.5 | 28.7 | 28.7 | 33.9 | 28.3 | 32.8 | 32.7 | 26.7 | 32.6 | 31 | 30.5 | 19.4 | 30.5 | 30.9 | 34 | 26 | 29.8 | 31.5 | 29.9 | 0
6421 | 32.2 | 35.2 | 24.5 | 35.3 | 28.6 | 27.8 | 28.1 | 32 | 28.9 | 33.6 | 35.9 | 37.4 | 36.3 | 33.2 | 27.1 | 30.6 | 29.4 | 32.1 | 26 | 31.9 | 32.3 | 30.4 | 27.1 | 34.4 | 35.1 | 38.8 | 38.3 | 30.1 | 31.2 | 34.8 | 32.2 | 30 | 32.2 | 34.6 | 34.6 | 31.2 | 29 | 32.1 | 32.3 | 35.7 | 30.5 | 28.4 | 29.3 | 35.5 | 28.5 | 33.5 | 33.3 | 27.6 | 33.4 | 31.6 | 31.4 | 18.9 | 31.5 | 30.8 | 34.9 | 26.8 | 30.3 | 31.5 | 30.9 | 0
6422 | 32.5 | 35.7 | 26.4 | 35.6 | 28.6 | 27.9 | 28.6 | 32.8 | 28.8 | 34.6 | 37 | 37 | 36.4 | 33 | 27.1 | 30.6 | 29.2 | 32.4 | 26 | 33 | 33.1 | 31.4 | 27 | 34.6 | 35.5 | 38.9 | 39.5 | 30.4 | 31.4 | 35.2 | 32.4 | 29 | 32.8 | 35.2 | 35.4 | 31.2 | 28.4 | 32.5 | 33.1 | 36.3 | 30.6 | 27.6 | 29.2 | 37.1 | 28.4 | 33.8 | 33.2 | 28.2 | 34 | 31.3 | 31.2 | 19.2 | 31.6 | 30.7 | 36 | 27.4 | 30.3 | 31.6 | 31.4 | 0
6423 | 33.2 | 36 | 26.2 | 35.2 | 27.6 | 28.3 | 29 | 33 | 28.2 | 36.1 | 37.5 | 35.8 | 36.4 | 32.5 | 28.1 | 30.8 | 29 | 31 | 26 | 33.7 | 34.1 | 31.3 | 26 | 34.4 | 35.9 | 39.4 | 39.6 | 30.4 | 30.7 | 35.3 | 31.6 | 28.5 | 33.4 | 35.5 | 31.8 | 30.6 | 27.6 | 33.4 | 33.4 | 36.8 | 30.6 | 27.2 | 28.9 | 37.5 | 28.1 | 33.7 | 33 | 28.7 | 34.3 | 26 | 31 | 19 | 31.9 | 30.3 | 36.2 | 27.2 | 29.8 | 32.5 | 31 | 0
6424 | 33.5 | 36.3 | 26.1 | 34 | 28.1 | 28.4 | 28.5 | 33 | 27.8 | 35.9 | 37.6 | 34.7 | 35.9 | 32 | 28.1 | 30.1 | 28.6 | 31 | 26 | 33.5 | 34 | 31.3 | 25 | 33.6 | 35.7 | 39.4 | 39 | 29.9 | 30 | 34.5 | 30.8 | 28.4 | 33.9 | 35.4 | 31 | 29.7 | 26.7 | 32.5 | 33.3 | 36.7 | 30.5 | 26.7 | 28 | 36.7 | 27.3 | 33 | 32.3 | 28.5 | 33.9 | 25 | 30.1 | 18.9 | 31.2 | 30.2 | 35.5 | 26.8 | 29.6 | 32.4 | 30.1 | 0
6425 | 33.2 | 35.7 | 26 | 32.2 | 28.1 | 28 | 27.5 | 32.6 | 27.7 | 35.5 | 37 | 33.4 | 35.4 | 31.4 | 28.1 | 29.4 | 28 | 31.1 | 26 | 32.2 | 33.4 | 30.6 | 23.8 | 32.4 | 35.4 | 39.5 | 39 | 29.2 | 28.6 | 33.4 | 29.4 | 28 | 32.5 | 34.8 | 29.6 | 29.7 | 26 | 32.5 | 33.3 | 36.4 | 29.5 | 26.6 | 27 | 37 | 26.3 | 32 | 31.4 | 28 | 32.6 | 24 | 29.2 | 18 | 30.4 | 29.8 | 35.3 | 26 | 29.3 | 32.4 | 28.8 | 0
6426 | 33.4 | 34 | 26.3 | 30 | 27.4 | 24.9 | 27 | 30.9 | 27.1 | 31 | 36 | 32.7 | 34.4 | 29.8 | 28 | 28 | 27.2 | 31.1 | 26 | 29.9 | 32.1 | 29.4 | 23.2 | 30.5 | 34 | 38.7 | 37.2 | 28.1 | 27.6 | 31.7 | 28.6 | 27.5 | 31 | 33.7 | 27.6 | 29.7 | 25.4 | 31.5 | 31.8 | 35.1 | 28.5 | 26.1 | 25.6 | 35.7 | 25.7 | 30.8 | 30 | 27 | 30.6 | 24 | 27.7 | 17.5 | 28.6 | 28.4 | 34.7 | 25.7 | 28.2 | 32 | 27.8 | 0
6427 | 31.8 | 30.7 | 25.9 | 27.9 | 27.1 | 24.4 | 26.5 | 28.9 | 27 | 23 | 34.7 | 31.7 | 33.3 | 29.2 | 27.1 | 26.6 | 26.3 | 30.6 | 25.9 | 27 | 30.8 | 27.4 | 22.8 | 28.3 | 31.4 | 36.9 | 34.5 | 26.9 | 26.3 | 30.2 | 27.6 | 27.2 | 30 | 32.3 | 27 | 28.8 | 25 | 28.2 | 29.8 | 32.5 | 28.2 | 25.9 | 24.8 | 33.9 | 25.6 | 29.7 | 28.7 | 26.2 | 28.7 | 24.2 | 26.6 | 16.7 | 27.2 | 27.5 | 32.8 | 25.5 | 27.6 | 32.4 | 27.2 | 0
6428 | 31.1 | 28.4 | 25.6 | 26.2 | 27.1 | 23.7 | 26 | 27.4 | 26.8 | 22 | 33.4 | 31 | 32 | 28.9 | 26.4 | 25.1 | 25.6 | 29.1 | 25.8 | 24.4 | 29.8 | 26.9 | 22.8 | 25.8 | 30.6 | 35.8 | 33 | 25.8 | 25.6 | 28.8 | 27.2 | 26.9 | 29.3 | 31 | 26.3 | 28.6 | 24.6 | 26.8 | 29.3 | 31.4 | 28 | 25.6 | 24.2 | 32 | 25.3 | 29 | 27.4 | 25.4 | 27.2 | 24.5 | 25.4 | 16.6 | 25.8 | 27.2 | 31.4 | 25.6 | 27.3 | 31.5 | 27 | 0
6429 | 30.1 | 27.3 | 25.1 | 25.2 | 27 | 22.3 | 25.5 | 26.9 | 26.5 | 23.2 | 32.2 | 29.8 | 31 | 28.8 | 25.6 | 24.1 | 25.3 | 28.8 | 25.6 | 22.6 | 29 | 26.3 | 22.6 | 23.7 | 29.6 | 34 | 31.6 | 25 | 24.7 | 28.2 | 26.5 | 26.7 | 28.9 | 30 | 25.6 | 28.5 | 24.3 | 26.2 | 28.9 | 30.7 | 26.3 | 25.8 | 24.3 | 29.7 | 25.3 | 28.7 | 26.7 | 25.1 | 26.6 | 24.5 | 25 | 16.4 | 25.5 | 26.9 | 28.8 | 25.4 | 27.3 | 29.9 | 27 | 0
6430 | 29.7 | 26.7 | 25 | 25.1 | 26.7 | 22.2 | 25.4 | 26.3 | 26.5 | 24 | 31.3 | 29.1 | 29.9 | 28.5 | 25 | 23.6 | 25.2 | 28.6 | 25.3 | 22.1 | 28.2 | 25.6 | 22.6 | 22.3 | 28.1 | 33.9 | 32 | 24.5 | 24.4 | 27.7 | 26.5 | 26.5 | 28.7 | 29.4 | 25.5 | 28.6 | 24 | 26 | 28.6 | 29.4 | 23.5 | 25.8 | 24.2 | 28.5 | 25.3 | 28.4 | 26.1 | 24.6 | 26.5 | 24.5 | 24.4 | 16.7 | 25.2 | 26.5 | 24.6 | 25.4 | 27.3 | 29.9 | 27 | 0
6431 | 28.8 | 26 | 24.7 | 25.4 | 26.6 | 22.1 | 24.9 | 24.9 | 26.5 | 24.5 | 30.6 | 28.4 | 29 | 28.5 | 24 | 23 | 25.4 | 28.6 | 25 | 22.6 | 27.8 | 25.2 | 22.2 | 22 | 27.3 | 32.6 | 30.6 | 24.4 | 24 | 27.6 | 26.2 | 26.5 | 28.4 | 29 | 25.1 | 28.7 | 24 | 25.4 | 28.4 | 27.7 | 23.5 | 26.2 | 24 | 27.4 | 25.1 | 28 | 26 | 24 | 26.6 | 24.5 | 24.2 | 16.4 | 25.6 | 26.2 | 23.8 | 25 | 27.3 | 29.9 | 26.8 | 0
6432 | 28 | 25.1 | 24.2 | 25.9 | 26 | 21.5 | 23.4 | 24 | 26.2 | 25.4 | 30.1 | 28.5 | 27.9 | 28.1 | 22.6 | 22.1 | 25.5 | 28.5 | 24.8 | 23.7 | 26.9 | 24.8 | 22 | 22.5 | 27 | 30.9 | 29.6 | 24.4 | 24.2 | 27 | 26.5 | 26.4 | 28.3 | 28.7 | 24.7 | 28.7 | 24.2 | 24.9 | 27.7 | 26.9 | 23.5 | 26.1 | 22.9 | 26.5 | 24.7 | 27.2 | 25.8 | 22.9 | 26.2 | 24.5 | 23.3 | 16.2 | 25.3 | 25.9 | 24.7 | 24.9 | 27.1 | 29.4 | 26.5 | 0
6433 | 27.7 | 24.7 | 24 | 26 | 26.1 | 21.5 | 23 | 24 | 26.3 | 25.4 | 29.5 | 28.6 | 27 | 28 | 22.6 | 22.1 | 25.5 | 28.3 | 24.7 | 24.7 | 26.3 | 24.4 | 21.7 | 23.6 | 26 | 30.4 | 29 | 24.5 | 23.9 | 26.4 | 26.3 | 26.1 | 28.3 | 28.2 | 24.7 | 28.6 | 24.5 | 25 | 27.7 | 26.9 | 23.6 | 26.2 | 21.7 | 26 | 24.7 | 26.1 | 25.8 | 21.9 | 25.2 | 24.3 | 22.7 | 14.9 | 25.3 | 25.7 | 24.8 | 24.5 | 26.8 | 29.4 | 25.9 | 0
6434 | 27.3 | 24.2 | 24.1 | 25.6 | 26.1 | 21.5 | 23 | 23.9 | 26.1 | 25.5 | 28.6 | 29 | 26 | 27.5 | 22.6 | 21.6 | 25.2 | 28.2 | 24.6 | 25.2 | 25.8 | 23.9 | 21.6 | 24.4 | 26 | 30.3 | 28 | 24.4 | 23.8 | 25.4 | 26.2 | 26 | 27.4 | 27.6 | 24.8 | 28.2 | 24.8 | 24.6 | 27.7 | 26.5 | 23.7 | 26 | 20.2 | 25.4 | 24.7 | 25 | 25.6 | 21 | 23.6 | 24 | 21.8 | 13.8 | 24.8 | 25.4 | 25 | 24.4 | 26.6 | 29.3 | 25.4 | 0
6435 | 26.8 | 23.7 | 23.6 | 24.8 | 26.1 | 20.8 | 22.4 | 23.8 | 26.1 | 25.5 | 27.4 | 28.8 | 25.3 | 27 | 21.9 | 21.6 | 24.9 | 28.1 | 24.6 | 25 | 25.3 | 23.9 | 21.3 | 24.8 | 25 | 29.4 | 27.6 | 24.2 | 23.1 | 24.7 | 25.4 | 26 | 26.9 | 27 | 24.8 | 27.9 | 24.9 | 24.5 | 27.6 | 25.9 | 24 | 26.1 | 19.5 | 24.8 | 24.6 | 24.2 | 25.6 | 20.9 | 22.2 | 24 | 21.7 | 12.5 | 25 | 25.3 | 25.3 | 24 | 26.4 | 29.3 | 24.9 | 0
6436 | 26.2 | 23.6 | 23.5 | 24 | 26 | 20.8 | 22.4 | 23.4 | 26.2 | 25.5 | 26.3 | 28.7 | 24.6 | 27 | 21.9 | 21.3 | 24.6 | 28.1 | 24.6 | 24.4 | 25.4 | 23.9 | 21.3 | 24.3 | 24.9 | 28.9 | 27.6 | 23.7 | 23 | 23.9 | 25.1 | 25.9 | 26.5 | 26.6 | 25 | 27.5 | 24.7 | 24 | 27.4 | 26 | 23.9 | 25.9 | 19.2 | 24.2 | 24.6 | 24 | 25.4 | 21.3 | 21.5 | 24 | 21.4 | 12.6 | 24.7 | 25.2 | 25.1 | 23.9 | 26.3 | 29.2 | 24.7 | 0
6437 | 25.9 | 23.2 | 23.5 | 23.2 | 25.6 | 20.8 | 22.1 | 22.4 | 26.3 | 25.5 | 25 | 27.4 | 24.6 | 26.8 | 21.8 | 21.3 | 24.8 | 27.5 | 24.4 | 22 | 25.1 | 23.6 | 21.2 | 20.2 | 24.1 | 28.6 | 27.1 | 22.4 | 22.8 | 24 | 24 | 25.8 | 25.3 | 26 | 25 | 27.5 | 24 | 23.9 | 27.2 | 25.4 | 23.9 | 25.2 | 23.4 | 24 | 24.6 | 25.6 | 24.8 | 22.8 | 24.4 | 24 | 23.4 | 16 | 25.4 | 24.9 | 25.3 | 24.2 | 26.4 | 29.1 | 26.2 | 0
6438 | 25.5 | 23 | 23.6 | 24.1 | 25.6 | 20.8 | 22 | 22 | 26.4 | 25.5 | 23.9 | 27.3 | 24.2 | 26.5 | 21.7 | 21.1 | 26.2 | 23.6 | 24.4 | 23.3 | 24.8 | 23.5 | 21.6 | 21.2 | 23.7 | 27.5 | 27.1 | 22.9 | 23.5 | 24.1 | 25.4 | 25.1 | 24.8 | 27 | 25.1 | 27.4 | 24.4 | 24 | 26.6 | 25.4 | 23.9 | 25.3 | 22 | 23.8 | 24.7 | 26.2 | 25.3 | 23.3 | 24.6 | 24.1 | 23.3 | 17.5 | 25.5 | 24.7 | 25.3 | 24.4 | 26.3 | 29 | 26.2 | 0
6439 | 25 | 22.7 | 23.5 | 25.9 | 25.6 | 20.8 | 21.8 | 22 | 26.4 | 25.5 | 24.3 | 28 | 24.9 | 26.9 | 21.7 | 21.1 | 27 | 23.1 | 24.4 | 24.2 | 24.3 | 23 | 21.9 | 22.9 | 23.5 | 27.5 | 27.1 | 23.7 | 24.8 | 25 | 26.8 | 24.7 | 24.8 | 28.1 | 25.1 | 27.4 | 24.5 | 24.3 | 26.9 | 25.7 | 23.9 | 25.7 | 22 | 23.8 | 24.7 | 27.2 | 26.2 | 24.1 | 25.2 | 24.2 | 23.8 | 19 | 25.9 | 24.9 | 25.4 | 24.3 | 26.3 | 28.6 | 26.2 | 0
6440 | 26.5 | 25.4 | 24.6 | 28 | 26.1 | 20.9 | 22.4 | 23.4 | 26.4 | 25.7 | 25.4 | 29.2 | 26.4 | 28.6 | 21.7 | 22.1 | 28 | 23.1 | 24.4 | 26 | 24.5 | 23 | 22.4 | 24.6 | 26.3 | 27.5 | 28.2 | 25 | 26.4 | 26.6 | 28.6 | 24.5 | 25.8 | 29.6 | 26.1 | 27.7 | 24.4 | 26.3 | 28 | 26 | 24 | 26.2 | 24 | 24 | 24.7 | 28.6 | 27.8 | 25.4 | 26 | 24.2 | 24.2 | 20.4 | 26.2 | 25.9 | 27 | 25 | 26.8 | 28.3 | 26.8 | 0
6441 | 28.6 | 28.2 | 25.6 | 30 | 28.1 | 22.3 | 23.7 | 26.4 | 25.4 | 27 | 28.2 | 30.9 | 29 | 30.4 | 22.4 | 25.4 | 27.6 | 26.4 | 24.3 | 27.1 | 27.2 | 23.4 | 22.7 | 26.8 | 29.4 | 28.3 | 30.1 | 25.9 | 28.1 | 28.5 | 29.5 | 26 | 28 | 30.6 | 29 | 28.3 | 24.2 | 29.2 | 30 | 28.9 | 24.7 | 26.9 | 26.2 | 26.1 | 25.9 | 29.9 | 29.5 | 26.7 | 27.1 | 24.8 | 25.4 | 20.6 | 27 | 28.3 | 28.2 | 25.6 | 28.6 | 28.3 | 27.5 | 0
6442 | 29.3 | 31.8 | 26.6 | 31.5 | 28.9 | 24.4 | 24.7 | 29.2 | 26 | 28.3 | 30.9 | 32.6 | 31.6 | 32.1 | 23.2 | 27.5 | 27.6 | 27.6 | 24.4 | 28.9 | 29.7 | 25.6 | 23.4 | 28.8 | 31.8 | 31.9 | 32.7 | 26.9 | 29.4 | 30.3 | 30.4 | 26.8 | 29.5 | 31.8 | 31.2 | 29 | 24.1 | 30.9 | 31.3 | 31.3 | 26.5 | 27.7 | 28.1 | 28.2 | 28.1 | 31.1 | 31.5 | 28.1 | 28.1 | 25.8 | 26.5 | 20.2 | 27.7 | 29.5 | 29.8 | 26.9 | 29 | 28.9 | 28.8 | 0
6443 | 31.7 | 34.1 | 27.8 | 32.4 | 29.8 | 25.8 | 25.2 | 30 | 26.4 | 29.6 | 33.8 | 33.8 | 34 | 33.7 | 25 | 29.2 | 27.2 | 28.3 | 24.4 | 30 | 32.4 | 27.1 | 24 | 31 | 33.2 | 33.5 | 34.5 | 27.4 | 30.4 | 31.8 | 30.6 | 26.9 | 30.4 | 32.6 | 32.9 | 29.5 | 24.4 | 31.9 | 32.5 | 33.8 | 28.1 | 28.6 | 28.5 | 30.2 | 30.3 | 32 | 33.2 | 29.2 | 29 | 27 | 28 | 19.2 | 28.8 | 30.2 | 31.1 | 28 | 30 | 31.5 | 30 | 0
6444 | 30.9 | 35.8 | 28.3 | 33 | 30.6 | 26.8 | 26.1 | 31.1 | 27 | 30.8 | 35.3 | 34.2 | 35.4 | 34.6 | 27 | 29.8 | 28.1 | 29.1 | 24.6 | 31.6 | 33.9 | 28.4 | 24.9 | 32.5 | 34.4 | 35 | 37 | 28.2 | 30.9 | 32.9 | 31.1 | 26.7 | 31.3 | 33.8 | 33.9 | 30 | 25.1 | 32.6 | 33.6 | 35.1 | 30.6 | 29.4 | 27.9 | 32.2 | 31.4 | 32.8 | 34.7 | 30.1 | 29.5 | 28.3 | 29.1 | 18.7 | 29.5 | 30.8 | 33.2 | 29.3 | 31.4 | 32.1 | 31.4 | 0
6445 | 31.8 | 37 | 27 | 33.6 | 31 | 27.5 | 27.1 | 32.4 | 27.8 | 31.5 | 36.5 | 33.9 | 36.1 | 34.3 | 27.7 | 29.3 | 28.8 | 30.5 | 24.8 | 31.6 | 34.7 | 29.5 | 25.4 | 33.7 | 35.9 | 36.9 | 37.5 | 28.5 | 31.1 | 33.8 | 31 | 26.4 | 31.5 | 34.6 | 34.5 | 28.5 | 26 | 33.1 | 34.4 | 36.3 | 30.3 | 30 | 26.4 | 34.8 | 31.4 | 33.2 | 35.5 | 30.4 | 29.6 | 29 | 30.3 | 18.2 | 30.3 | 30.6 | 34.4 | 29.4 | 31.8 | 32 | 32.1 | 0
6446 | 32.3 | 37.6 | 24.5 | 34.2 | 31.4 | 26 | 26.6 | 32.4 | 28 | 32 | 36.6 | 33.1 | 36 | 33.6 | 28.2 | 30.2 | 30 | 30.5 | 25 | 31 | 35.2 | 30.6 | 25.6 | 34 | 36.4 | 37.6 | 39 | 29 | 31 | 34.4 | 31 | 26.3 | 32 | 35.4 | 34.8 | 30.4 | 26.8 | 33.1 | 34.9 | 37 | 30.1 | 30.2 | 25.3 | 35.8 | 31.3 | 33.4 | 35.6 | 30.2 | 29.4 | 29.9 | 30.8 | 18.4 | 30.6 | 30.3 | 35.5 | 29 | 31.2 | 31.9 | 32.4 | 0
6447 | 32.7 | 37.6 | 24 | 34.7 | 31.9 | 25 | 26.4 | 32.9 | 28.3 | 32.4 | 37 | 32.1 | 35.9 | 32.6 | 29.1 | 29.8 | 29.8 | 32.5 | 25 | 28.4 | 35.6 | 30.8 | 25 | 33.8 | 35.5 | 38.8 | 39 | 28.7 | 30.7 | 34.7 | 30 | 25.8 | 32.7 | 35.4 | 34.9 | 29.9 | 27.2 | 33.3 | 35.2 | 37 | 30.5 | 30.1 | 24.5 | 35.6 | 31.3 | 33.1 | 34.7 | 29.3 | 29.1 | 29.5 | 31.3 | 18.3 | 31 | 30 | 35.9 | 27.3 | 31.2 | 31.9 | 31.7 | 0
6448 | 32.8 | 37.1 | 24 | 34.9 | 31.4 | 24 | 26.3 | 32.9 | 28.3 | 32.6 | 36.6 | 31 | 35.4 | 31.8 | 29.3 | 29.3 | 29.4 | 32.5 | 25.1 | 26.1 | 35.5 | 30.7 | 24.3 | 32.6 | 36.4 | 38.8 | 39 | 28.4 | 30.2 | 34.4 | 29.2 | 25.3 | 33 | 35.3 | 34.9 | 29.9 | 27 | 33.2 | 35.1 | 36.9 | 30 | 29.7 | 24.9 | 36.1 | 30.7 | 32.4 | 33.4 | 28.3 | 28.6 | 27.3 | 30.8 | 18.3 | 30.8 | 29.8 | 35.7 | 25.8 | 30.8 | 31.9 | 30.7 | 0
6449 | 32.7 | 35.8 | 23.6 | 34.4 | 30.9 | 23.5 | 25.7 | 32.9 | 28.4 | 32.2 | 36.4 | 30 | 35 | 30.8 | 29.3 | 28.5 | 27.8 | 32 | 25 | 23.6 | 35 | 29.6 | 23.4 | 31 | 35.6 | 38.8 | 38.6 | 27.4 | 29.4 | 33.6 | 28 | 25.3 | 31.8 | 34.6 | 34 | 29.3 | 26.4 | 32.8 | 33.9 | 36.8 | 28.6 | 29.1 | 25.1 | 35.6 | 30.7 | 31.4 | 31.6 | 27 | 28.2 | 27.3 | 30 | 17.8 | 30.5 | 28 | 35.4 | 24.4 | 31.3 | 32.1 | 29.4 | 0
6450 | 31.3 | 33 | 23 | 33.2 | 29.9 | 22.8 | 25.2 | 30.8 | 28.2 | 27.7 | 35.1 | 28.9 | 34.1 | 29.6 | 29.6 | 27.9 | 26.9 | 31 | 25 | 23 | 33.8 | 28.6 | 23 | 28.9 | 34.4 | 39.3 | 37.4 | 26.6 | 28.4 | 32.2 | 27.6 | 25.3 | 30.8 | 34.1 | 31.9 | 28.5 | 25.7 | 30.6 | 31.5 | 36.6 | 27.6 | 28.6 | 25.3 | 34 | 29.2 | 30.3 | 30 | 26.1 | 27.7 | 27.3 | 28.3 | 17.5 | 29.6 | 27.8 | 32.3 | 24.3 | 30.4 | 31.1 | 28.6 | 0
6451 | 30.1 | 29.3 | 22.9 | 31.3 | 29.1 | 22.5 | 24.1 | 28.6 | 27.8 | 26.5 | 34 | 27.8 | 33.2 | 29.1 | 29.6 | 26.6 | 25.6 | 30.4 | 25 | 22.7 | 32.2 | 27.6 | 22.8 | 27.3 | 32 | 37.2 | 35.4 | 25.4 | 27.3 | 30.6 | 27.2 | 25.5 | 29.9 | 33 | 30.4 | 28.1 | 25.2 | 29.2 | 30.6 | 34.9 | 27.3 | 28.2 | 24.3 | 30.7 | 29.2 | 29.2 | 28.4 | 25.2 | 27.4 | 26.9 | 26.8 | 16.8 | 29.1 | 27.6 | 30.9 | 24.5 | 29.6 | 30.5 | 27.7 | 0
6452 | 29.3 | 26.7 | 22.9 | 29.4 | 28.9 | 22.5 | 23.6 | 27.3 | 27.3 | 26.4 | 32.6 | 26.8 | 31.8 | 29.1 | 29.1 | 25 | 25.4 | 30 | 25 | 23.6 | 31.1 | 27.1 | 23 | 26 | 30.6 | 35.3 | 34 | 24.6 | 26.4 | 29 | 27.4 | 25.8 | 29.4 | 32.2 | 29.4 | 27.9 | 25 | 28.1 | 30 | 31.6 | 26.1 | 28 | 23 | 29.1 | 28.7 | 28.4 | 27.2 | 24.8 | 27 | 26.7 | 25.4 | 16.6 | 28.4 | 27.3 | 30.6 | 25.2 | 28.8 | 29.5 | 27.2 | 0
6453 | 28.8 | 25.6 | 22.9 | 27.8 | 28.8 | 21.9 | 23 | 26.4 | 27.2 | 26.3 | 32.2 | 26.2 | 30.6 | 28.8 | 27.2 | 24.5 | 24.8 | 29.8 | 24.9 | 23.5 | 29.8 | 26.3 | 23 | 25.4 | 29.4 | 33.8 | 32.8 | 23.7 | 25.8 | 27.9 | 27.2 | 25.7 | 29 | 30.9 | 28.8 | 27.9 | 25.1 | 27.7 | 29.7 | 29.7 | 25.7 | 27.8 | 21.5 | 28.1 | 27.7 | 27.8 | 26.2 | 24.4 | 26.8 | 26.5 | 25 | 16.2 | 28.3 | 27.1 | 30.4 | 25.1 | 28 | 29.3 | 26.5 | 0
6454 | 28.3 | 24.6 | 23 | 26.8 | 28.4 | 21.9 | 22.7 | 25.9 | 27 | 26.4 | 31.6 | 26 | 29.4 | 28.8 | 27.1 | 23.9 | 25.1 | 29.6 | 24.9 | 23.8 | 29.3 | 26 | 23 | 24.8 | 28.4 | 32.6 | 31.7 | 23.5 | 25.4 | 27.4 | 27.3 | 25.4 | 28.5 | 29.9 | 28.2 | 27.6 | 25.2 | 27 | 29.5 | 28.3 | 25.6 | 27.7 | 21.5 | 27 | 27.7 | 27.6 | 25.7 | 24.2 | 26.5 | 26 | 24.6 | 16.5 | 28 | 26.7 | 29.3 | 25.1 | 28 | 29.4 | 26.2 | 0
6455 | 27.5 | 24.1 | 23 | 26.4 | 27.9 | 21.9 | 22.6 | 25.4 | 26.6 | 25.1 | 31.6 | 26.4 | 28.6 | 28.8 | 27.1 | 23.3 | 25 | 29.3 | 24.8 | 23 | 28.6 | 25.6 | 22.6 | 24.2 | 27.4 | 31.3 | 31.1 | 23.4 | 25.2 | 27.4 | 26.8 | 25.3 | 28.5 | 28.8 | 27.6 | 27.4 | 25.2 | 26.2 | 29.3 | 27.8 | 25.4 | 27.4 | 22.7 | 26.1 | 27.7 | 27.4 | 25.4 | 24 | 26.2 | 25.5 | 24.8 | 16.6 | 27.8 | 26.3 | 27 | 24.4 | 27.6 | 29.7 | 25.8 | 0
6456 | 28.3 | 23.1 | 23 | 26.2 | 27.8 | 21.5 | 22.6 | 24.4 | 26.4 | 24.5 | 30.7 | 27 | 27.8 | 28.6 | 25.2 | 22.6 | 25.5 | 29.1 | 24.8 | 23 | 27.8 | 25.4 | 22.4 | 22.9 | 27.4 | 30.7 | 30 | 23.9 | 24.9 | 27.4 | 26.6 | 25.3 | 27.9 | 28.3 | 26.9 | 27.2 | 24.9 | 25.7 | 28.5 | 26.8 | 25 | 27 | 25.5 | 25.1 | 26.4 | 27.3 | 25.5 | 24 | 25.8 | 25.5 | 24.4 | 17 | 27 | 25.8 | 26.8 | 24.4 | 27.5 | 28.7 | 26 | 0
6457 | 28 | 22.7 | 23 | 25.8 | 27.5 | 21.5 | 22.5 | 24.6 | 26 | 24.5 | 30.1 | 27.7 | 27.3 | 28.6 | 25.2 | 22.4 | 25.2 | 29 | 24.8 | 22.3 | 27.1 | 24.7 | 21.8 | 21.6 | 27.2 | 30.4 | 28.6 | 24 | 24.5 | 27.3 | 25.7 | 24.8 | 27.8 | 27.5 | 26.8 | 27.2 | 24.3 | 25.6 | 28.5 | 26.8 | 24.9 | 26.5 | 28 | 24.6 | 26.4 | 27 | 25.4 | 23.8 | 25.4 | 25.3 | 24.2 | 16.7 | 26.3 | 25.8 | 26.6 | 24.2 | 26.8 | 28.3 | 26.2 | 0
6458 | 27.8 | 22.6 | 23 | 25 | 27.5 | 21.4 | 22.3 | 24.6 | 25.8 | 24.5 | 28.6 | 28 | 26.6 | 28.6 | 25.2 | 22.3 | 25.2 | 28.9 | 24.8 | 22.4 | 26.7 | 24.3 | 21.6 | 20.2 | 28 | 30.3 | 28.6 | 24 | 23.8 | 26.6 | 25 | 24.9 | 27.4 | 27 | 26.4 | 27.4 | 23.8 | 25.1 | 28.5 | 26.8 | 24.7 | 26 | 29.4 | 24.1 | 26.4 | 26.6 | 25.4 | 23.6 | 25 | 25 | 23.6 | 16.4 | 25.4 | 25.4 | 26.5 | 24.6 | 26.5 | 28 | 26.6 | 0
6459 | 27.6 | 22.2 | 22.9 | 24 | 27.4 | 21.3 | 22.1 | 24.5 | 25.8 | 24.6 | 27.6 | 28.1 | 26 | 28.3 | 24.6 | 21.9 | 24.4 | 28.8 | 24.6 | 21.8 | 26 | 24 | 21.2 | 19.6 | 27.4 | 30.3 | 27.4 | 23.3 | 23.1 | 25.6 | 24 | 24.8 | 25.9 | 26.2 | 25.9 | 27.4 | 23.6 | 25.1 | 28.3 | 26.8 | 24.7 | 25.6 | 28.5 | 23.8 | 25.7 | 26 | 25.1 | 23.1 | 24.7 | 24.5 | 23.5 | 15.6 | 25.2 | 25.2 | 26.2 | 24.4 | 26.4 | 27.8 | 26.6 | 0
6460 | 27.6 | 21.8 | 22.9 | 23.3 | 26.9 | 21.3 | 21.7 | 23.5 | 25.4 | 24.6 | 25.9 | 27.7 | 25.2 | 27.7 | 24.6 | 21.5 | 24.6 | 28.6 | 24.6 | 22 | 25.7 | 24.1 | 21.2 | 19.4 | 27.2 | 30.2 | 27.2 | 22.8 | 22.7 | 24.6 | 23.8 | 24.8 | 25 | 26 | 25.8 | 24 | 23.7 | 25.3 | 28.3 | 26.8 | 24.8 | 25.3 | 26.3 | 23.7 | 25.7 | 25.6 | 24.9 | 22.9 | 24.4 | 24.3 | 23.2 | 15.6 | 25 | 24.8 | 26 | 24.6 | 26.3 | 27.6 | 26.6 | 0
6461 | 27.2 | 21.6 | 22.8 | 24.6 | 26.8 | 21.2 | 21.6 | 23.5 | 25.4 | 24.7 | 25.2 | 26 | 25 | 27.1 | 24.6 | 21 | 24.6 | 28.5 | 24.6 | 23 | 25.2 | 23.3 | 22 | 21 | 27 | 29.9 | 26.6 | 21.8 | 22.4 | 24.4 | 25 | 24.8 | 25.3 | 26.6 | 25.5 | 24.4 | 23.4 | 25 | 28.1 | 27.1 | 24.8 | 26 | 21.4 | 23.6 | 25.7 | 25.6 | 24.4 | 22.4 | 25.5 | 24.3 | 21.8 | 15.2 | 26.8 | 24.8 | 25.8 | 24.4 | 26.3 | 27.3 | 24.8 | 0
6462 | 27 | 21.7 | 22.9 | 24.4 | 26.4 | 21.1 | 21.6 | 23.1 | 25.4 | 24.8 | 24.5 | 26.5 | 25.3 | 26.6 | 23.5 | 20.8 | 25.7 | 28.5 | 25 | 23.1 | 24.5 | 23.1 | 22 | 21.2 | 26.5 | 29.8 | 26.2 | 22.3 | 23.5 | 24.9 | 26.4 | 24.6 | 25 | 27.5 | 25.4 | 24.9 | 23.3 | 24.5 | 28 | 27.3 | 25 | 26.5 | 22.2 | 23.1 | 25.7 | 26.4 | 25 | 23.6 | 25.7 | 24.3 | 21.7 | 17.4 | 27.1 | 24.8 | 25.3 | 24.7 | 26.3 | 27 | 25.7 | 0
6463 | 26.8 | 21.8 | 23 | 25.4 | 26.6 | 21.1 | 21.5 | 23 | 25.7 | 24.8 | 24.5 | 27.2 | 25.8 | 27 | 23.4 | 20.5 | 27.1 | 28.5 | 25.2 | 23.7 | 24.5 | 23.1 | 22.5 | 22.4 | 26.4 | 29.6 | 25.8 | 23.1 | 24.8 | 25.9 | 27.4 | 24.6 | 25.1 | 28.7 | 25.4 | 25.4 | 23.5 | 24.9 | 28 | 27.3 | 25.1 | 27 | 22.7 | 23 | 25.7 | 27 | 26.3 | 24.9 | 26.5 | 24.3 | 22.6 | 19.3 | 27.8 | 24.9 | 25.6 | 25.4 | 26.4 | 26.9 | 26.9 | 0
6464 | 27.7 | 24.4 | 23 | 27 | 27.6 | 21.3 | 22 | 24.1 | 28 | 25 | 25.4 | 28.4 | 27 | 28.1 | 24 | 20.8 | 28.8 | 28.5 | 25.4 | 24.4 | 24.7 | 23.5 | 23.4 | 24.4 | 28.5 | 29.5 | 26.7 | 24 | 26.4 | 27.4 | 28.8 | 25.3 | 25.5 | 30.2 | 25.8 | 25.4 | 24 | 27.1 | 28.9 | 27.3 | 25.2 | 28 | 24.1 | 23 | 25.7 | 28.4 | 28 | 26.8 | 27.4 | 24.3 | 24 | 21.4 | 28.4 | 26.2 | 26.7 | 26.2 | 27.2 | 27.2 | 28.6 | 0
6465 | 28.3 | 26.7 | 24.3 | 29.8 | 29.1 | 22.5 | 23.4 | 26.3 | 29.9 | 27.3 | 27.2 | 29.6 | 28.1 | 29.4 | 25.3 | 23.7 | 30 | 29 | 25.5 | 25.8 | 27.4 | 24.6 | 24.7 | 26.7 | 30.8 | 26.9 | 30.2 | 25 | 27.6 | 29.3 | 29.2 | 26.7 | 25.7 | 31.5 | 29.3 | 26.8 | 25.2 | 29.2 | 30.5 | 28.1 | 25.8 | 28.6 | 25.2 | 26.3 | 26.4 | 29.5 | 30 | 28.1 | 28.8 | 26 | 26.3 | 21.9 | 29.4 | 27.6 | 28.9 | 27.3 | 29.1 | 28.7 | 30 | 0
6466 | 30.1 | 30.6 | 24.8 | 32.1 | 30.3 | 23.6 | 25.6 | 28.3 | 31.5 | 29.3 | 29.7 | 30.7 | 29.6 | 31.4 | 26.2 | 26.3 | 30.7 | 29.8 | 25.9 | 27.1 | 30.5 | 25.7 | 25.7 | 28.8 | 32.2 | 28 | 32.5 | 25.9 | 29 | 31.5 | 29.8 | 28.2 | 27.8 | 32.8 | 30.6 | 27.1 | 26.5 | 30.8 | 31.9 | 28.6 | 26.2 | 29.6 | 27.1 | 27.1 | 26.4 | 31.5 | 31.9 | 29.4 | 29.9 | 27.5 | 28.3 | 22.2 | 30.1 | 29.8 | 30.7 | 28.4 | 30.2 | 30.6 | 31.3 | 0
6467 | 31.6 | 33.6 | 26.7 | 33.8 | 31.2 | 25.1 | 25.9 | 29.8 | 32.3 | 30.8 | 32.4 | 31.2 | 31 | 32.5 | 27.2 | 27.5 | 30.6 | 30.7 | 26.6 | 28.6 | 32.3 | 27.3 | 26.4 | 30.4 | 33.4 | 30.8 | 34.1 | 26.8 | 30 | 33.6 | 30 | 29.2 | 29 | 33.8 | 31.4 | 26.8 | 28 | 31.7 | 33.5 | 30.6 | 27.2 | 30.2 | 28.6 | 29.8 | 26.3 | 33 | 33.6 | 30 | 31 | 28.7 | 30.4 | 21.6 | 31 | 29.7 | 31.9 | 29.4 | 31.6 | 32.2 | 32.2 | 0
6468 | 32.6 | 35.6 | 27.3 | 33.7 | 31.9 | 25.6 | 27.6 | 30.8 | 32.8 | 31.7 | 35 | 31.2 | 32.7 | 33.6 | 29 | 29.3 | 30.1 | 31.7 | 27.5 | 29.3 | 34 | 27.9 | 26.3 | 31.5 | 34.9 | 33.4 | 36.2 | 27.5 | 31.3 | 35.3 | 30.9 | 29.7 | 31.3 | 34.9 | 33.1 | 26.8 | 29 | 32.6 | 33.5 | 32 | 27.8 | 31.2 | 30.2 | 31.9 | 27 | 34.9 | 34.7 | 30.7 | 31.4 | 30 | 31.5 | 22 | 31.5 | 30.2 | 33.4 | 30.2 | 32.6 | 33.5 | 32.9 | 0
6469 | 33.7 | 36.4 | 27.4 | 32.8 | 32.4 | 25.9 | 27.6 | 31.3 | 33.2 | 32.6 | 36.9 | 30.4 | 33.9 | 33.4 | 29.2 | 30.2 | 29.2 | 32.4 | 28.2 | 29.7 | 34.2 | 28.3 | 25.8 | 32.2 | 35.4 | 34.1 | 37.6 | 28 | 31.9 | 36.2 | 31.2 | 29.7 | 31 | 35.6 | 32.7 | 27.3 | 29.7 | 32.8 | 34.6 | 33.5 | 28.7 | 31.6 | 30.3 | 34.1 | 27.9 | 35.3 | 35.4 | 30.7 | 31.9 | 31 | 32.2 | 22 | 32.2 | 30.6 | 34.5 | 30.6 | 33.1 | 35.3 | 33 | 0
6470 | 34.2 | 37 | 26.6 | 31 | 32.4 | 26.5 | 27.5 | 31.8 | 32.9 | 33.6 | 38 | 29.2 | 35 | 33 | 29.7 | 30.4 | 28.4 | 32.4 | 28.6 | 29.4 | 35.3 | 28.9 | 25 | 32.6 | 36.2 | 34.9 | 38.2 | 28.4 | 32.2 | 36.2 | 31.6 | 29.2 | 31.9 | 36.2 | 33.3 | 25.5 | 29.6 | 32.6 | 34.7 | 34.1 | 28.5 | 32 | 29.4 | 35.3 | 27.9 | 35 | 35.4 | 30.6 | 32 | 32 | 32.2 | 22.6 | 32.6 | 30.3 | 35.3 | 30.6 | 33.3 | 34.6 | 32.8 | 0
6471 | 33.5 | 36.7 | 25.4 | 29.7 | 28.9 | 23.5 | 27.7 | 31.8 | 32.8 | 33.5 | 38.2 | 27.6 | 35.1 | 33.5 | 29.9 | 30.1 | 27.6 | 32.4 | 28.4 | 29 | 36.3 | 29.8 | 24.3 | 32.7 | 36.4 | 35.9 | 39 | 28.6 | 31.3 | 35.2 | 30.6 | 30.7 | 32.4 | 36.2 | 33.8 | 25.5 | 29.3 | 25.3 | 34.1 | 34.4 | 29 | 31.6 | 26.8 | 35.5 | 28.9 | 32.8 | 34.9 | 29.6 | 32.3 | 32.5 | 32.2 | 21.9 | 33 | 30.5 | 35.4 | 30.1 | 30.1 | 33.8 | 31.9 | 0
6472 | 33.1 | 36.9 | 26.3 | 28.6 | 30.2 | 21.5 | 28 | 31.8 | 32.2 | 33.6 | 37.7 | 26.4 | 34.9 | 32.1 | 30 | 29.9 | 27 | 32.4 | 27.8 | 28 | 36 | 30.3 | 23.8 | 32.4 | 34.6 | 36 | 39.3 | 28.5 | 29.9 | 33.7 | 29.7 | 30.7 | 32.5 | 35.9 | 31.8 | 25.4 | 28.5 | 26.6 | 33 | 34.8 | 28.9 | 31.2 | 24.4 | 35.7 | 28.9 | 30.8 | 33.7 | 28.7 | 32 | 30.3 | 31.5 | 21 | 32.7 | 29 | 34.4 | 29.2 | 29.2 | 33.7 | 31 | 0
6473 | 33.2 | 36.4 | 25.9 | 28.2 | 30.4 | 22.5 | 27.6 | 30.9 | 32.6 | 33.6 | 36.8 | 25.6 | 34 | 31.3 | 30 | 29 | 26.4 | 31.9 | 27 | 27 | 34.7 | 29.9 | 23.6 | 31.6 | 31.4 | 36 | 39 | 28 | 28 | 32 | 28.2 | 30.2 | 32.3 | 35.2 | 30.6 | 25.4 | 27.8 | 27.8 | 30.4 | 34.9 | 28.1 | 30.3 | 22 | 34.3 | 28.9 | 28.6 | 32.2 | 27.4 | 31.6 | 30.8 | 30.6 | 19 | 32.2 | 28.2 | 33.4 | 28 | 29.6 | 33.6 | 30 | 0
6474 | 33.1 | 34.9 | 25.3 | 27.5 | 29.9 | 22.5 | 26.8 | 29.7 | 29.8 | 33.3 | 35.7 | 25.5 | 33.1 | 29.9 | 30.5 | 27.8 | 26 | 31 | 26.5 | 25.5 | 33.2 | 29.4 | 23.3 | 30.3 | 29.9 | 36 | 37.6 | 27.2 | 26.6 | 30.6 | 27.7 | 29.2 | 31.2 | 34.5 | 29.1 | 25.3 | 26.8 | 27.7 | 30.4 | 32.5 | 27.5 | 29.9 | 21.4 | 32 | 28.5 | 28.2 | 30.3 | 26.6 | 30.4 | 28.8 | 28.9 | 17.6 | 31 | 28 | 33.4 | 26.7 | 29.1 | 31.4 | 29.5 | 0
6475 | 32 | 30.2 | 24.4 | 27.1 | 29.1 | 21.8 | 25.7 | 27.8 | 28.8 | 31.7 | 34.6 | 25.6 | 31.6 | 29.3 | 30.2 | 26.3 | 25.5 | 30.5 | 26.4 | 24.5 | 31.9 | 28.4 | 22.9 | 28.4 | 28.9 | 35.4 | 35.2 | 26.2 | 25.4 | 29.7 | 27.3 | 28.2 | 30.4 | 33.6 | 27.8 | 24.9 | 26.2 | 27.1 | 30.2 | 31.4 | 27.2 | 29.1 | 21.3 | 29.8 | 28.5 | 28 | 28.6 | 25.6 | 29.3 | 27.5 | 27.3 | 15.9 | 29.9 | 27.5 | 31.4 | 25.6 | 28.6 | 31.4 | 28.9 | 0
6476 | 30.7 | 27.9 | 23.4 | 26.2 | 28.8 | 21.7 | 24.8 | 26.8 | 28.3 | 30.6 | 33.6 | 26 | 30.4 | 29.3 | 27.6 | 25 | 25.2 | 29.7 | 26.6 | 23.6 | 30.7 | 27.4 | 22.4 | 26.4 | 28.3 | 33.3 | 33.6 | 25.2 | 25 | 29.2 | 27.8 | 27.7 | 29.5 | 33 | 27 | 24.9 | 25.6 | 26.4 | 29.9 | 30.1 | 26.7 | 28.6 | 22.2 | 29 | 28.4 | 28.8 | 27.2 | 25 | 28 | 27.3 | 25.6 | 15.4 | 28.8 | 27.2 | 31.4 | 24.8 | 28.2 | 31.4 | 28.8 | 0
6477 | 30 | 26.4 | 22.9 | 25.7 | 28.4 | 21.7 | 24.5 | 26 | 27.9 | 29.9 | 32.7 | 26.1 | 28.9 | 29 | 26 | 23.9 | 25 | 29.7 | 26.8 | 23.5 | 29.7 | 26.8 | 21.9 | 24.7 | 28.2 | 32.2 | 32.7 | 24.4 | 24.6 | 28.9 | 27.7 | 27.3 | 29.3 | 32.3 | 26.3 | 24.9 | 25.5 | 26.1 | 29.5 | 29.6 | 26.4 | 27.7 | 22.3 | 28 | 27.9 | 28.6 | 26.4 | 24 | 27.4 | 27 | 24.7 | 14.8 | 28.5 | 27 | 30.3 | 24.4 | 28.1 | 30.6 | 28.4 | 0
6478 | 29.2 | 25.3 | 22.9 | 25 | 28.4 | 21.5 | 24 | 25.9 | 27.7 | 29.4 | 31.9 | 26.1 | 27.9 | 28.9 | 26 | 23.7 | 25.1 | 29.4 | 26.8 | 23.4 | 29 | 26.3 | 21.6 | 23.7 | 28.1 | 32.1 | 32.4 | 23.7 | 24.8 | 28.5 | 28.1 | 27.1 | 28.9 | 31.6 | 26 | 24.9 | 25.2 | 26.2 | 29.5 | 28 | 26.4 | 27.2 | 22.4 | 27.4 | 27.9 | 28.5 | 26 | 23.6 | 27 | 26.5 | 24 | 15.4 | 28.3 | 26.2 | 28.8 | 24.3 | 27.6 | 30.5 | 28.2 | 0
6479 | 28.7 | 24.4 | 23 | 25 | 27.9 | 20.8 | 23.9 | 25.4 | 27.3 | 28.4 | 31.2 | 26 | 27 | 28.9 | 26 | 23.1 | 25.2 | 29.4 | 26.4 | 23.6 | 28.2 | 25.2 | 21.6 | 23.4 | 27.9 | 31.4 | 31.6 | 23.2 | 24.6 | 28 | 27.6 | 26.7 | 28.4 | 30.8 | 26 | 24.9 | 25 | 26 | 29.3 | 27.6 | 26.2 | 26.6 | 21.6 | 26.4 | 27.9 | 27.4 | 26 | 23 | 27 | 25.9 | 24 | 15.6 | 28.4 | 25.5 | 27.9 | 24.4 | 27.1 | 30.5 | 27.6 | 0
6480 | 28 | 23.9 | 22.8 | 24.8 | 27.4 | 20 | 23 | 24.4 | 26.8 | 28 | 30.5 | 26.1 | 26.8 | 28.9 | 24.7 | 22.3 | 25.4 | 28.5 | 25.8 | 23.3 | 27.3 | 24.9 | 21.8 | 23.7 | 28.2 | 30.7 | 30.8 | 22.7 | 24.6 | 27.3 | 27.5 | 26.5 | 27.9 | 29.9 | 25.8 | 24.9 | 24.5 | 25.7 | 28.7 | 26.8 | 26 | 26.7 | 21.4 | 25.9 | 26.9 | 27 | 25.8 | 23.1 | 26.6 | 25.5 | 23.7 | 16.4 | 28 | 25.2 | 27.6 | 24.5 | 27.1 | 29.2 | 27.2 | 0
6481 | 28.2 | 23.7 | 22.8 | 25.1 | 27.4 | 20 | 22.6 | 24.4 | 27 | 27.7 | 29.7 | 26.1 | 26.5 | 27 | 24.7 | 21.9 | 25.3 | 28.5 | 25 | 23.2 | 27 | 24.6 | 22.2 | 23.8 | 27.9 | 29.9 | 28.6 | 22.2 | 23.9 | 26.4 | 26.5 | 26.1 | 27.8 | 28.8 | 25.7 | 24.9 | 24.1 | 25.7 | 28.6 | 26.6 | 25.9 | 26.6 | 20.9 | 25.4 | 26.9 | 26.2 | 25.5 | 22.8 | 26.4 | 25 | 23.6 | 16.1 | 27.7 | 24.8 | 27.3 | 24.5 | 26.6 | 29.2 | 26.4 | 0
6482 | 28.2 | 23.4 | 22.7 | 25 | 27.2 | 20 | 22.4 | 24.4 | 26.7 | 27.3 | 28.8 | 26.2 | 26.4 | 23.9 | 24.7 | 21.7 | 25 | 28.5 | 24.4 | 22.8 | 26.8 | 24.6 | 22.4 | 23.6 | 27.4 | 29.4 | 28.6 | 21.8 | 23.4 | 25.6 | 26 | 26 | 27.4 | 27.8 | 25.3 | 24.9 | 23.6 | 25.1 | 28.4 | 26.6 | 25.8 | 26.8 | 21.2 | 25 | 26.9 | 26.2 | 25 | 22.8 | 25.8 | 24.8 | 23 | 15.8 | 27 | 24.7 | 26.9 | 24.4 | 26.6 | 29.2 | 25.8 | 0
6483 | 28.2 | 23.4 | 22.7 | 25.2 | 26.9 | 20 | 21.6 | 23.4 | 26.4 | 27 | 27.6 | 26.1 | 25.8 | 23.7 | 23.7 | 21.5 | 24.5 | 28.4 | 24.1 | 22.8 | 26.4 | 24.4 | 22.5 | 22.7 | 27.4 | 29.3 | 27.4 | 21.6 | 22.5 | 24.8 | 24.9 | 25.7 | 27.4 | 26.8 | 25 | 24.9 | 23.5 | 25.1 | 28.1 | 26.7 | 25.7 | 26.4 | 21 | 24.8 | 26.9 | 25.6 | 24.5 | 22.3 | 25.6 | 24.5 | 22.6 | 14.7 | 26.7 | 24.8 | 27.4 | 24.3 | 26.6 | 29.2 | 25 | 0
6484 | 28.1 | 23.4 | 22.7 | 24.7 | 26.9 | 20 | 21.2 | 23.3 | 26 | 26.8 | 26.4 | 26 | 25.4 | 23.5 | 23.7 | 20.8 | 24.3 | 28.3 | 24.3 | 22.7 | 26 | 24.4 | 22.2 | 21.7 | 27.4 | 29.2 | 27.2 | 21.5 | 22.3 | 24.5 | 24.9 | 25.3 | 27 | 26.5 | 24.8 | 25 | 23.3 | 24.8 | 27.8 | 26.7 | 25.7 | 26.3 | 21.4 | 24.4 | 26.9 | 25.8 | 24.2 | 22.3 | 25.3 | 24.3 | 22 | 14.7 | 26.5 | 24.6 | 27.4 | 24.3 | 26.5 | 29.2 | 24.7 | 0
6485 | 27.7 | 23.3 | 22.7 | 22 | 26.4 | 20 | 21.1 | 22.9 | 25.7 | 26.6 | 24.6 | 26.4 | 22.8 | 23.3 | 23.7 | 20.7 | 24.2 | 28.2 | 25.4 | 22 | 25.8 | 23.9 | 19.8 | 21.4 | 27.4 | 29 | 26.6 | 21.4 | 23 | 22.4 | 24.2 | 25.7 | 26.9 | 27.4 | 24.7 | 25 | 25 | 24.7 | 26.6 | 26.2 | 25.7 | 25.6 | 22.1 | 24.4 | 27 | 26 | 24 | 21.4 | 25 | 24.2 | 20.2 | 15 | 26.4 | 24.5 | 27 | 23.6 | 26.1 | 29 | 26 | 0
6486 | 27 | 22.5 | 22.8 | 23 | 26.4 | 20 | 21.1 | 22.9 | 25.4 | 26.4 | 23.9 | 27.2 | 22.7 | 23.6 | 22.7 | 20.4 | 24.5 | 28 | 26.3 | 22.6 | 25.5 | 23.4 | 20.4 | 22.5 | 27 | 28.9 | 26.2 | 21.6 | 23.7 | 21.9 | 24.2 | 25.2 | 26.8 | 28.1 | 24.5 | 25.1 | 25.5 | 24.7 | 25.5 | 26.6 | 24.7 | 26.3 | 22.5 | 24 | 26.9 | 26.3 | 24.1 | 22.7 | 26.2 | 24 | 21.2 | 16.8 | 26.6 | 24.1 | 26.4 | 24.3 | 26.1 | 28.7 | 26.5 | 0
6487 | 26.7 | 22.3 | 22.8 | 24.6 | 26.3 | 20 | 20.9 | 22.9 | 26.2 | 26.4 | 24.3 | 28.1 | 23.6 | 23.6 | 22.7 | 20.3 | 24.7 | 27.8 | 27.2 | 23.5 | 25.3 | 22.9 | 21.8 | 24.5 | 26.9 | 28.9 | 25.8 | 22.4 | 25 | 22.8 | 23.5 | 25.4 | 26.4 | 28.6 | 24.6 | 25.2 | 26.3 | 24.7 | 25.4 | 25.2 | 24.7 | 27.3 | 23 | 24 | 26.9 | 27.2 | 25 | 24.5 | 27.6 | 24 | 23.2 | 18.1 | 27 | 24 | 26.4 | 25.2 | 26.1 | 28.5 | 27.5 | 0
6488 | 27.4 | 24.7 | 22.8 | 26.2 | 27.4 | 20.3 | 20.8 | 23.8 | 27.4 | 26.6 | 25.4 | 29 | 25.2 | 23.9 | 23 | 20.8 | 25 | 27.8 | 28.6 | 24.8 | 25.7 | 23.9 | 23.4 | 26.4 | 28.6 | 28.9 | 26.7 | 23.4 | 27 | 24.8 | 24 | 26.7 | 27.4 | 29.8 | 25.8 | 25.8 | 27.2 | 26.7 | 26.4 | 24.7 | 25.1 | 28.4 | 23.8 | 24.1 | 26.9 | 28.4 | 27 | 26.4 | 29.4 | 24.3 | 25.6 | 19.4 | 27.8 | 25.2 | 26.9 | 26.2 | 27.1 | 28.2 | 29 | 0
6489 | 28.8 | 25.9 | 23.2 | 28.1 | 29.8 | 21.3 | 21 | 25.4 | 29 | 27.5 | 27.9 | 29.8 | 27.6 | 24.2 | 25 | 24.3 | 25 | 28.5 | 29.2 | 25.8 | 28.7 | 25 | 25.2 | 28.8 | 29.9 | 27.4 | 30.2 | 25 | 28.8 | 27.6 | 24.1 | 29.9 | 29 | 30.7 | 28.5 | 27.7 | 27.9 | 28.7 | 28.8 | 28 | 26.3 | 29.6 | 24.7 | 26.6 | 27.2 | 29.9 | 29.3 | 27.9 | 30.6 | 25.3 | 28 | 19.2 | 28.5 | 28.1 | 28 | 27.3 | 28.5 | 29.2 | 30.7 | 0
6490 | 30 | 29.8 | 23.8 | 29.9 | 31 | 23.9 | 22.3 | 27.7 | 30.6 | 29 | 30.6 | 30.8 | 29.9 | 24.4 | 25.8 | 27.1 | 25.4 | 29.5 | 29.9 | 26.6 | 31.4 | 26.5 | 26.5 | 30.5 | 31.6 | 29.6 | 32.5 | 26.4 | 30.1 | 30.3 | 25.7 | 31.4 | 29.2 | 32.3 | 29.8 | 29.7 | 28.4 | 30.6 | 30.7 | 29.6 | 28 | 30.7 | 26.1 | 27.6 | 28.5 | 31.3 | 31.8 | 28.9 | 31.5 | 26.9 | 29.9 | 19 | 29.2 | 30.1 | 29 | 28.3 | 30.1 | 31 | 32.1 | 0
6491 | 31.4 | 32.7 | 25.8 | 32 | 32.3 | 25.1 | 24.5 | 28.7 | 32.1 | 30 | 33.6 | 31.8 | 32 | 24.9 | 27.4 | 29.4 | 25.8 | 31.3 | 29.8 | 26.8 | 33.9 | 28.5 | 27.4 | 32 | 33.6 | 32.2 | 34.1 | 28 | 30.6 | 32.4 | 27.2 | 32.3 | 29.4 | 33.4 | 31.3 | 30.8 | 28.6 | 31.6 | 32.3 | 31.5 | 29.2 | 31.6 | 27.6 | 29.5 | 30.2 | 32.6 | 33.6 | 29.2 | 31.8 | 28.5 | 31.2 | 18.4 | 29.8 | 29.9 | 30.5 | 29.2 | 31.7 | 31.7 | 33.2 | 0
6492 | 32.9 | 34.1 | 27.7 | 33.9 | 32.5 | 25.5 | 25.4 | 29.9 | 33.3 | 31.1 | 35.7 | 32.8 | 33.2 | 25 | 29.2 | 30.3 | 26.8 | 32 | 30 | 26.7 | 35.3 | 29.5 | 27.7 | 32.5 | 34.6 | 34.2 | 36.2 | 29.1 | 30.5 | 33.6 | 29.9 | 33.2 | 29.9 | 34.9 | 31.8 | 31.2 | 28.7 | 32.7 | 33.5 | 32.8 | 30.4 | 32.2 | 29.2 | 31.8 | 30.2 | 33.6 | 34.8 | 29.3 | 32.2 | 30.2 | 31.9 | 19 | 30.5 | 30.7 | 33.5 | 29.8 | 33.4 | 32.7 | 33.6 | 0
6493 | 33.5 | 34.8 | 28.1 | 35.6 | 32.5 | 26.4 | 26.2 | 29.9 | 33.8 | 32 | 37.4 | 33.3 | 33.8 | 25.2 | 29.6 | 31.1 | 27.6 | 32.5 | 29.9 | 26.4 | 35.6 | 30.6 | 27.7 | 32.9 | 35.6 | 35.9 | 37.6 | 30.1 | 29.9 | 34 | 31.2 | 33.6 | 30.6 | 35.2 | 32.8 | 32.1 | 28.7 | 32.8 | 34.6 | 34 | 31 | 32.5 | 30.3 | 32.7 | 30.2 | 34.5 | 35.2 | 29.1 | 32.2 | 31.7 | 32.5 | 19.5 | 31.1 | 30.7 | 34.5 | 30.1 | 33.7 | 32.6 | 33.6 | 0
6494 | 34.5 | 35.8 | 29.2 | 36.6 | 33.3 | 27.2 | 26.2 | 30.3 | 33.8 | 34 | 38 | 33.4 | 33.8 | 25.4 | 29.8 | 31.7 | 28.4 | 32.5 | 30 | 26.2 | 36 | 30.5 | 27.4 | 32.8 | 36 | 36.9 | 38.2 | 30.6 | 29.4 | 33.8 | 31.9 | 33.9 | 29.9 | 35.2 | 32.9 | 32.2 | 28.8 | 33.1 | 35 | 34.4 | 31.7 | 32.4 | 30.6 | 33.6 | 30.2 | 34.8 | 35 | 29 | 32.4 | 32.6 | 32.8 | 20.6 | 31.8 | 30.9 | 34.5 | 30 | 33.7 | 32.3 | 33 | 0
6495 | 34.5 | 35.5 | 29.6 | 36.9 | 33.3 | 27 | 25.8 | 30.6 | 33.2 | 34.6 | 38.3 | 32.7 | 33.8 | 25.3 | 30.7 | 31.7 | 28.4 | 29.5 | 29.6 | 25.9 | 36.3 | 31.4 | 27.2 | 33.1 | 31.6 | 37.8 | 39 | 30.9 | 28.8 | 33.4 | 30.2 | 33.7 | 29.5 | 33.8 | 31.8 | 31.8 | 28.8 | 33.6 | 34.7 | 34.5 | 31 | 31.9 | 29.7 | 33.9 | 29.7 | 34.7 | 34.2 | 28.7 | 32.2 | 33 | 32.9 | 20.5 | 32.1 | 30.6 | 35.1 | 29.6 | 33.7 | 32.3 | 32.2 | 0
6496 | 34.5 | 35.3 | 29.4 | 36 | 33.3 | 27.5 | 24.6 | 30.2 | 32.2 | 35 | 37.8 | 31.7 | 33.5 | 25.4 | 30.8 | 31.2 | 28.2 | 28 | 29.5 | 25.8 | 36.1 | 31.3 | 26.7 | 32.8 | 32.1 | 37.8 | 39.3 | 30.4 | 28.5 | 32.9 | 28.3 | 33.2 | 29 | 32.4 | 30.7 | 30.8 | 28.6 | 32.3 | 33 | 34.6 | 29.5 | 31.1 | 28 | 34.1 | 29.7 | 34 | 33.3 | 28.2 | 32.1 | 33 | 32.3 | 20.2 | 32.1 | 29.6 | 34.8 | 28.8 | 33.1 | 32.5 | 31.4 | 0
6497 | 34.4 | 34 | 29.2 | 34.4 | 32.3 | 27.5 | 25.5 | 30.2 | 31 | 35.2 | 37.2 | 30.4 | 33.2 | 25.4 | 30.4 | 30.2 | 27.4 | 28.1 | 29 | 25.6 | 34.8 | 31 | 26 | 32.4 | 31.1 | 37.6 | 39 | 29.4 | 28 | 32.2 | 25.8 | 32.6 | 28 | 30.8 | 30.3 | 30.7 | 28 | 32.1 | 32.5 | 34 | 29.5 | 30.2 | 25.8 | 33.8 | 29.7 | 32.8 | 32 | 27.4 | 31.6 | 32.7 | 31 | 18.8 | 31.6 | 30 | 34.5 | 28 | 33.2 | 32.7 | 30.6 | 0
6498 | 33.8 | 31.3 | 28.2 | 32.3 | 31.1 | 26.1 | 24.9 | 26.2 | 29.8 | 35.4 | 36 | 29.4 | 32.5 | 25.5 | 26.8 | 28.3 | 26.9 | 28.2 | 28.9 | 25.3 | 33.4 | 29.7 | 25 | 31.1 | 30.1 | 37.1 | 37.6 | 27.6 | 27.3 | 31.1 | 25 | 31.4 | 27.5 | 30.2 | 29.3 | 30 | 27.2 | 30.6 | 31.4 | 32.8 | 28 | 29.2 | 23.8 | 32 | 29.8 | 31.2 | 30.6 | 26.4 | 31.3 | 31.5 | 28.9 | 17.8 | 30.7 | 29 | 33.2 | 27.1 | 30.3 | 31.3 | 29.9 | 0
6499 | 32.3 | 28 | 26.9 | 30.6 | 30.2 | 25 | 24.4 | 24.7 | 28.9 | 33.5 | 35.1 | 28.7 | 31.5 | 25 | 26.8 | 26.2 | 26.3 | 28 | 28.3 | 24.7 | 31.7 | 28.8 | 23.9 | 29.7 | 29.2 | 35.8 | 35.2 | 25.9 | 26.1 | 29.8 | 24.5 | 25.9 | 27.4 | 29.6 | 28.2 | 24.7 | 26.2 | 29.6 | 30.7 | 30.6 | 28 | 28.5 | 22.2 | 29.6 | 28.8 | 29.7 | 28.7 | 25.3 | 30.7 | 30.5 | 26.5 | 16.6 | 29.7 | 28.3 | 32.5 | 26.4 | 29.7 | 31 | 29.3 | 0
6500 | 30.9 | 26.6 | 26 | 29.4 | 29.5 | 24.6 | 23.7 | 24.2 | 28.3 | 31.8 | 34 | 28.4 | 30.2 | 24.9 | 23.8 | 25.1 | 26 | 28 | 28 | 24 | 30.3 | 28 | 22.8 | 28 | 30.1 | 33.9 | 33.6 | 24.2 | 24.8 | 28.4 | 25.2 | 25.3 | 27.4 | 29.6 | 26.7 | 24.7 | 25.4 | 28.6 | 30.2 | 29.1 | 27.5 | 28 | 21.6 | 29 | 28.7 | 28.4 | 27 | 24.4 | 30.2 | 29.5 | 24.4 | 16.2 | 28.8 | 28.1 | 30.3 | 26 | 29.1 | 30.7 | 28.8 | 0
6501 | 30.9 | 25.3 | 25.1 | 29 | 29 | 21.7 | 23.2 | 24 | 27.6 | 30.5 | 33.5 | 28.2 | 29 | 24.5 | 23.3 | 24.3 | 25.4 | 27.8 | 27.1 | 23.3 | 29.4 | 27 | 22.2 | 26.9 | 29.7 | 33.2 | 32.7 | 23.4 | 23.5 | 27.4 | 25 | 25.2 | 27 | 28.9 | 25.6 | 24.7 | 24.9 | 27.8 | 29.4 | 28.5 | 26.5 | 27.8 | 21.6 | 28.1 | 26.5 | 27.7 | 25.4 | 23.8 | 29.4 | 28 | 23.2 | 15.6 | 28.2 | 27.9 | 26.3 | 25.9 | 28.2 | 30 | 28.5 | 0
6502 | 30.2 | 24.3 | 24.7 | 28.6 | 28.5 | 21.6 | 23.1 | 23.5 | 27.1 | 29.5 | 32.8 | 28 | 27.8 | 24.5 | 23.3 | 23.5 | 25.2 | 27.7 | 26.7 | 22.8 | 28.7 | 26 | 21.8 | 25.7 | 28.6 | 33 | 32.4 | 22.9 | 22.8 | 26.9 | 25.4 | 25.1 | 26.8 | 28.5 | 25.3 | 24.7 | 24.8 | 27.1 | 29.4 | 27.5 | 26.5 | 27.6 | 22 | 27 | 24.7 | 27.5 | 24.5 | 23.7 | 28.8 | 27.3 | 22.8 | 15.8 | 28.1 | 27.9 | 24.1 | 25.7 | 27.7 | 29.9 | 28.2 | 0
6503 | 30 | 23.7 | 24.5 | 28 | 28.2 | 21.5 | 23.2 | 23.2 | 26.9 | 29 | 32.2 | 27.6 | 27 | 24.5 | 23.3 | 22.4 | 24.8 | 27.8 | 26.2 | 22.6 | 28.2 | 25 | 21.8 | 24.8 | 27.6 | 32.5 | 31.6 | 23 | 22.6 | 27 | 25 | 24.9 | 26.5 | 27.6 | 25.3 | 24.8 | 25 | 26.2 | 29.5 | 26.9 | 26.4 | 27.4 | 22.4 | 26.6 | 24.7 | 27.6 | 24.2 | 23.6 | 28 | 26.9 | 23 | 15.6 | 28.2 | 27.1 | 24.7 | 25.4 | 27.3 | 29.7 | 28 | 0
6504 | 29.5 | 22.8 | 24.2 | 26.6 | 27.5 | 20.8 | 23.4 | 22.7 | 26.5 | 28.5 | 31 | 27.1 | 26.3 | 24.2 | 23.3 | 21.7 | 24.8 | 27.5 | 26.3 | 22.7 | 27.9 | 24.5 | 21.7 | 23.4 | 26.6 | 30.6 | 30.8 | 22.9 | 23.1 | 27.3 | 25.6 | 24.7 | 26 | 27.5 | 24.8 | 24.7 | 25.2 | 26.2 | 29.1 | 23.5 | 26.2 | 27 | 22.7 | 25.6 | 24.1 | 27.6 | 24.7 | 23.5 | 27.5 | 26.5 | 23.1 | 15.9 | 28.4 | 25.9 | 24.9 | 24.8 | 27.2 | 29.2 | 27.7 | 0
6505 | 28.5 | 22.4 | 24.2 | 24.9 | 27.3 | 21 | 23.1 | 22.2 | 27 | 28.2 | 29.8 | 26.4 | 25.7 | 24.2 | 23.3 | 21.3 | 24.6 | 27.5 | 26.2 | 22.7 | 27.3 | 24.2 | 21.4 | 22.3 | 25.8 | 30.3 | 29.2 | 22.7 | 23.5 | 27.4 | 25.4 | 24.7 | 25.9 | 27.3 | 24.8 | 24.7 | 25.3 | 26.6 | 29.1 | 23.5 | 26 | 26.4 | 22.6 | 25.1 | 24.2 | 27.5 | 25.2 | 23 | 26.7 | 26 | 22.9 | 15.3 | 28.3 | 24.9 | 24.7 | 24.1 | 26.9 | 29.2 | 27.3 | 0
6506 | 27.5 | 22.6 | 24.2 | 23 | 27.2 | 21 | 22.6 | 21.7 | 26.9 | 28 | 28.2 | 26 | 25 | 24.1 | 23.3 | 21.2 | 24.6 | 27.5 | 26.2 | 22.6 | 26.7 | 24.2 | 20.8 | 21 | 26.1 | 30 | 28.6 | 22.2 | 23.8 | 26.8 | 26 | 24.7 | 25.9 | 27.6 | 24.8 | 24.8 | 25.2 | 25.6 | 29.1 | 23.5 | 25.8 | 25.8 | 22.4 | 24.9 | 24.2 | 27 | 25.6 | 22.2 | 26 | 25.5 | 22 | 15 | 28 | 24.9 | 24.8 | 23.4 | 26.7 | 29.1 | 26.8 | 0
6507 | 27.5 | 22.3 | 24.2 | 21.9 | 26.8 | 21 | 22.4 | 21.3 | 26.7 | 28 | 26.9 | 25.7 | 24.3 | 23.9 | 22 | 20.9 | 24.3 | 27.5 | 25.6 | 22.3 | 26.4 | 23.3 | 20.2 | 20.6 | 26.1 | 29.5 | 27.5 | 21.8 | 23.5 | 25.5 | 25.4 | 24.7 | 25.7 | 27.3 | 24.9 | 24.8 | 25 | 25.5 | 28.9 | 23.8 | 25.7 | 25.4 | 22.1 | 24.4 | 24.2 | 26.5 | 25.3 | 21.4 | 25.1 | 25.5 | 21 | 14.2 | 27.3 | 24.9 | 24.5 | 23.1 | 26.7 | 28.9 | 26.3 | 0
6508 | 26.9 | 21.8 | 24.1 | 21.4 | 26.4 | 21 | 22.2 | 21 | 26.7 | 28 | 25.5 | 25.9 | 23.4 | 23.9 | 22 | 20.7 | 24.3 | 27.3 | 25.5 | 22 | 26.3 | 23.5 | 19.7 | 20.5 | 25.6 | 29 | 27.5 | 21.4 | 23.2 | 23.8 | 25.2 | 24.8 | 25.6 | 27.6 | 25 | 24.8 | 24.8 | 25.3 | 28.5 | 23.8 | 25.7 | 25.3 | 22 | 24.2 | 24.2 | 26 | 24.7 | 21 | 24.8 | 25.3 | 20.1 | 14.4 | 26.8 | 24.9 | 24.5 | 23.1 | 26.3 | 28.9 | 26 | 0
6509 | 26.9 | 21.3 | 23.7 | 22.4 | 26.3 | 21 | 22.2 | 20.7 | 26.5 | 27.6 | 27.4 | 27 | 24.2 | 23.9 | 21.8 | 20.3 | 24 | 27.1 | 25.4 | 22 | 25.8 | 23 | 20.8 | 22.8 | 25.2 | 28.7 | 27.2 | 21.4 | 21.8 | 23 | 24.4 | 25 | 25.5 | 26.6 | 25 | 24.9 | 23.4 | 25.3 | 28.1 | 23.8 | 25.7 | 25.2 | 21.4 | 24 | 24.2 | 26 | 23.2 | 21.6 | 25 | 25 | 20.6 | 14.6 | 26.6 | 24.6 | 24.6 | 24.6 | 26.2 | 28.9 | 26 | 0
6510 | 26.4 | 21.1 | 23.4 | 23.4 | 26.3 | 20.8 | 22 | 20.2 | 26.4 | 27.7 | 27.3 | 27.4 | 24.3 | 24 | 20.9 | 20 | 24 | 27 | 26.1 | 22.3 | 25.4 | 22.5 | 21.4 | 23.5 | 25.1 | 28.5 | 25.7 | 20.7 | 21.9 | 21.7 | 24.6 | 25.2 | 25.1 | 26.9 | 25 | 25.1 | 23.8 | 25.5 | 28 | 24.2 | 26.5 | 26.2 | 23.2 | 23.3 | 24.2 | 27.1 | 23.8 | 23 | 25.8 | 24.7 | 21.7 | 15.5 | 26.8 | 24.3 | 25 | 25.2 | 25.7 | 27.9 | 26.7 | 0
6511 | 26.1 | 20.9 | 23.5 | 24.8 | 26.3 | 20.9 | 22 | 20.2 | 26.7 | 27.8 | 28.3 | 28.2 | 25.4 | 24.5 | 21 | 20 | 24 | 27 | 26.8 | 22.7 | 25.1 | 23.5 | 22.1 | 24.7 | 25.2 | 26.3 | 25.7 | 21.7 | 22.3 | 21.9 | 24.9 | 26.5 | 25.1 | 27.8 | 25.2 | 25.1 | 24.7 | 25.2 | 28 | 24 | 26.5 | 27.4 | 24.4 | 23.2 | 24.2 | 28.5 | 25.2 | 24.5 | 27.1 | 24.9 | 23.7 | 17.1 | 27.1 | 24.5 | 24.9 | 26.1 | 25.7 | 28.1 | 28.2 | 0
6512 | 26.5 | 23.7 | 24.2 | 26.6 | 27.8 | 21.7 | 22.3 | 21.7 | 26.9 | 27.9 | 29.2 | 29.4 | 26.6 | 25.9 | 22.3 | 20.4 | 24.2 | 27 | 27.6 | 23.4 | 25.5 | 23.8 | 23.4 | 26.6 | 27.6 | 26.6 | 26.2 | 23 | 23 | 23 | 25.2 | 27.7 | 25.9 | 29.2 | 26.8 | 25.8 | 26 | 26.6 | 29.4 | 24 | 26.5 | 29 | 26.4 | 23.5 | 24.2 | 30.4 | 27 | 26.2 | 28.6 | 25.5 | 25.8 | 18.8 | 27.6 | 25.6 | 26.5 | 27.4 | 26.4 | 28.2 | 30 | 0
6513 | 28 | 25.7 | 26.5 | 28.3 | 29.8 | 22.9 | 24.4 | 24.3 | 26.2 | 28.3 | 31.4 | 30.7 | 28.8 | 27.5 | 24.5 | 24.8 | 24.4 | 28.2 | 28.2 | 24.1 | 28.6 | 26.2 | 24.6 | 28.4 | 30.5 | 29.7 | 29.3 | 25.7 | 24.2 | 26 | 25.5 | 27.2 | 26.6 | 30.7 | 27.4 | 28.4 | 27.4 | 28.7 | 31.1 | 28.5 | 27.4 | 29.8 | 27.1 | 26 | 27.2 | 31.5 | 29.3 | 27.2 | 29.9 | 26.7 | 27.9 | 20.6 | 28.2 | 27.4 | 27.1 | 28.4 | 29.5 | 29.4 | 31.9 | 0
6514 | 29.6 | 29.7 | 27.5 | 29.9 | 30.9 | 25.2 | 25.9 | 25.8 | 27.2 | 29.7 | 33.3 | 31.9 | 30.7 | 28.6 | 25 | 27.5 | 25.2 | 29.6 | 29 | 24.9 | 31.1 | 28.3 | 26.2 | 30.3 | 32.1 | 34.5 | 33 | 27.3 | 25.6 | 29 | 26 | 24.6 | 28.5 | 32.1 | 28.9 | 30.9 | 28.6 | 30.2 | 32.6 | 30.2 | 28.4 | 30.7 | 28.5 | 27.6 | 28.7 | 32.4 | 31.5 | 28 | 30.9 | 28.2 | 29.5 | 21.7 | 28.9 | 28.4 | 29.9 | 29.2 | 30.6 | 30.4 | 33.1 | 0
6515 | 30.7 | 32.7 | 28.2 | 31.4 | 31.9 | 26.4 | 26.5 | 27.5 | 29.8 | 31.5 | 35.6 | 32.6 | 32.8 | 29.7 | 26 | 29.7 | 26 | 30.2 | 29.6 | 25.6 | 32.6 | 29.6 | 27.6 | 31.6 | 32.9 | 35.5 | 35.7 | 28.4 | 27.2 | 32 | 26.6 | 25.6 | 27.5 | 33 | 30 | 31.1 | 29.4 | 30.7 | 34.1 | 28.7 | 29.6 | 31 | 29 | 29 | 29.7 | 32.6 | 33.4 | 28.4 | 31.4 | 29.7 | 30.6 | 22.2 | 29.6 | 30 | 30.4 | 29.4 | 32 | 31.1 | 34 | 0
6516 | 31.8 | 34.8 | 30 | 32.8 | 32.8 | 27 | 27 | 28.9 | 30.2 | 33 | 36.6 | 32.8 | 33.8 | 30.9 | 28.8 | 31 | 27.2 | 32.1 | 30.3 | 26.4 | 33.5 | 31.1 | 29 | 32.7 | 34.6 | 37.3 | 38.5 | 27.3 | 28.4 | 33.2 | 27.2 | 28.6 | 27.8 | 33.6 | 30.4 | 32.5 | 29.7 | 32 | 34 | 28.9 | 29.9 | 31.9 | 30.6 | 31.1 | 29.7 | 33 | 34.6 | 29.1 | 31.7 | 31.3 | 31.2 | 21.9 | 30.3 | 30.3 | 31.9 | 29.5 | 32 | 32 | 34.3 | 0
6517 | 32.8 | 35.7 | 30.2 | 34.1 | 33 | 27.8 | 27.7 | 29.5 | 30.4 | 34.4 | 37.8 | 32.4 | 34.8 | 31.5 | 29 | 31.9 | 27.9 | 32.6 | 30.5 | 26.9 | 33.8 | 31.6 | 29.5 | 33.4 | 34.8 | 38.2 | 39.2 | 26.1 | 29.3 | 33.8 | 27.7 | 31.6 | 29.5 | 33.7 | 30.9 | 31.3 | 29.7 | 32.5 | 27.1 | 29.7 | 30.4 | 32.2 | 30.7 | 32.3 | 29.2 | 33.1 | 35.2 | 29.5 | 31.7 | 31.9 | 31.6 | 21.4 | 30.8 | 30.1 | 32.9 | 29 | 33.4 | 32 | 34.6 | 0
6518 | 33 | 36.3 | 31 | 35 | 33 | 28.1 | 28.3 | 29.5 | 30.7 | 35.5 | 37.8 | 31.4 | 35 | 31.2 | 29.1 | 32.4 | 28.4 | 32.6 | 30.4 | 27.4 | 34.8 | 32.5 | 29.4 | 33.8 | 35.8 | 39.3 | 40 | 24.4 | 29.4 | 33 | 27.8 | 32.6 | 30.5 | 33.6 | 31.4 | 30.8 | 29.4 | 32.8 | 27.8 | 30.8 | 30.5 | 32.8 | 30.7 | 32.2 | 29.5 | 33.4 | 35 | 30 | 31.6 | 32.5 | 31.8 | 20.6 | 31 | 29.5 | 33.5 | 28.6 | 33.5 | 32 | 34.8 | 0
6519 | 33.8 | 36.4 | 31.5 | 35.3 | 32.5 | 28.9 | 28.7 | 29.8 | 30.9 | 35.5 | 38.2 | 30 | 35.4 | 30.1 | 31.3 | 32.7 | 28 | 32.6 | 29.7 | 27.6 | 35.5 | 32.6 | 28 | 33.6 | 36.1 | 39.6 | 39.7 | 24.4 | 29.1 | 32.6 | 27.5 | 32.1 | 29.9 | 33.1 | 31.4 | 30.6 | 29 | 33 | 32.5 | 30.7 | 30 | 32.3 | 28.4 | 33.2 | 29.5 | 33.1 | 34.3 | 29.6 | 31.1 | 26.7 | 31.8 | 20.1 | 30.9 | 27.8 | 33.4 | 27.9 | 33.6 | 33.5 | 35 | 0
6520 | 33.7 | 35.7 | 31.4 | 35 | 32.7 | 28.8 | 27 | 30 | 31 | 35.6 | 37.5 | 28.6 | 35.1 | 30.1 | 31.4 | 31.6 | 27.3 | 32.5 | 28.9 | 27.7 | 35.4 | 26.9 | 26.4 | 33.2 | 36.1 | 39.6 | 39.2 | 24.4 | 28.3 | 31.5 | 26.8 | 31.1 | 26.8 | 32.6 | 30.5 | 30.1 | 28.3 | 32.6 | 32.4 | 30.7 | 30 | 31.8 | 26.3 | 32.6 | 29 | 32.8 | 32.9 | 28.9 | 30.4 | 27 | 31.4 | 19.5 | 30.5 | 27.3 | 33.4 | 27.5 | 33.4 | 33.2 | 34.8 | 0
6521 | 33.6 | 34.5 | 30.5 | 34 | 32 | 28.6 | 26.4 | 29.3 | 30.5 | 32.7 | 37 | 27.4 | 34.8 | 29.3 | 31.2 | 31.1 | 26.2 | 32.1 | 28 | 27.4 | 34.6 | 26.6 | 24.4 | 32 | 35 | 39.4 | 39.2 | 25.2 | 27.4 | 31 | 26 | 29.7 | 26 | 31.8 | 30 | 29.2 | 27.4 | 32 | 31.9 | 30.4 | 28.9 | 30.4 | 23.5 | 31.9 | 27.7 | 31.6 | 31.2 | 27.4 | 29.4 | 27 | 30.4 | 19 | 30 | 25 | 32.4 | 27 | 32.6 | 32.7 | 34 | 0
6522 | 33.3 | 32.2 | 29.2 | 32.5 | 30.5 | 28.3 | 25.7 | 28.1 | 28 | 32.3 | 35.3 | 26.6 | 33.5 | 28.3 | 31 | 29.5 | 25.4 | 31.1 | 27.4 | 27 | 33.3 | 25.1 | 23.2 | 30.5 | 31.4 | 38.5 | 37 | 24.6 | 26.5 | 29.6 | 25.3 | 28.6 | 26.3 | 31.1 | 28.4 | 27.8 | 26.2 | 29.8 | 30.7 | 29.8 | 27.4 | 29.5 | 22.6 | 30 | 26.3 | 30.4 | 29.2 | 26.2 | 28.5 | 26.7 | 28.8 | 18.1 | 29.5 | 24.6 | 31.9 | 26.8 | 31.2 | 31 | 32.4 | 0
6523 | 31.2 | 28.3 | 27.3 | 30.8 | 29.8 | 27.6 | 24.9 | 26.8 | 25.7 | 32.1 | 34.3 | 26.1 | 32.5 | 27.7 | 29.9 | 27.9 | 24.7 | 30.6 | 27 | 26.2 | 31.8 | 25.1 | 22.2 | 28.5 | 30.2 | 36 | 34 | 24 | 25.8 | 28.7 | 25 | 28.1 | 26 | 30.3 | 27.4 | 28 | 25 | 28.1 | 30.1 | 28.7 | 26.9 | 28.4 | 21.8 | 29 | 26.3 | 28.7 | 27.5 | 24.9 | 27.5 | 26.2 | 27.2 | 17.2 | 29.1 | 24.6 | 31 | 26.4 | 29.9 | 30.3 | 30.6 | 0
6524 | 29.3 | 26.5 | 26.2 | 29.2 | 29.1 | 26.6 | 24.5 | 25.8 | 25.5 | 31.4 | 33 | 26 | 31 | 27.5 | 27.9 | 26.4 | 24.4 | 30 | 26.8 | 25.2 | 30.8 | 25.1 | 22 | 26.6 | 29 | 34.8 | 33 | 22.4 | 25.4 | 27.4 | 25 | 28.1 | 25.7 | 29.8 | 26.6 | 27.6 | 24 | 27.1 | 30 | 27.2 | 26.9 | 28 | 22.5 | 28.2 | 26.2 | 27.4 | 26 | 24.4 | 27 | 26 | 25.6 | 16.2 | 28.8 | 26.7 | 30.4 | 26 | 29 | 29.7 | 28.8 | 0
6525 | 28 | 25.2 | 25.3 | 27.8 | 28.9 | 25.8 | 24.4 | 24.8 | 25.6 | 30.5 | 33 | 26.1 | 30.3 | 27.4 | 26.2 | 25.6 | 24.1 | 29.6 | 26.5 | 24 | 30 | 25.1 | 21.7 | 24.8 | 27.6 | 33.8 | 32 | 21.8 | 25.2 | 27.1 | 25.2 | 28.1 | 26 | 29.3 | 26 | 27.5 | 23.5 | 26.5 | 29.4 | 26.3 | 26.8 | 27.4 | 22.1 | 27.6 | 26.1 | 26.2 | 25.2 | 23.9 | 26.7 | 24.4 | 24.6 | 15.7 | 28.5 | 24.6 | 29.6 | 25.3 | 28 | 29.5 | 27.8 | 0
6526 | 27.3 | 24.7 | 25 | 26.8 | 28.4 | 25.6 | 22.4 | 24.5 | 25.7 | 29.7 | 32.6 | 26.3 | 29.3 | 27.4 | 24 | 24.9 | 24.1 | 29.5 | 26.3 | 23 | 29.2 | 25.1 | 21.7 | 23.7 | 27.5 | 32.4 | 30.5 | 21.2 | 24.9 | 26.5 | 25.5 | 28.1 | 26.3 | 29.2 | 25.5 | 26.6 | 23.3 | 25.9 | 28.9 | 25.2 | 26.6 | 27.7 | 22.5 | 27 | 25.8 | 26 | 24.8 | 24.1 | 26.7 | 24.2 | 24.1 | 15.5 | 28.3 | 24.5 | 29.4 | 24.9 | 27.5 | 29.6 | 27.5 | 0
6527 | 26.7 | 24.2 | 24.5 | 26 | 27.9 | 25.4 | 22.5 | 24.3 | 25.1 | 29 | 32.6 | 26.6 | 28.6 | 27.1 | 23.5 | 24.4 | 24 | 29.1 | 25.8 | 22.2 | 28.6 | 25.1 | 21.4 | 23.2 | 27.4 | 32.4 | 29.8 | 21.8 | 24.6 | 26.8 | 25.6 | 28.1 | 25.5 | 29.2 | 25.4 | 24.1 | 23.6 | 25.3 | 28.4 | 24.2 | 26.4 | 27.6 | 21.9 | 26.3 | 25.8 | 26 | 24.8 | 24 | 26.8 | 24 | 23.8 | 15.6 | 28 | 24.5 | 29.1 | 24.6 | 27 | 29.7 | 27.8 | 0
6528 | 31.4 | 23.7 | 24.3 | 25.2 | 27.5 | 23.5 | 22.5 | 23.6 | 24.8 | 28.4 | 31.4 | 26.9 | 27.2 | 27 | 22.5 | 23.5 | 24.2 | 29 | 25.5 | 21.8 | 28.2 | 25.1 | 21.5 | 23.4 | 26.6 | 32.3 | 28.8 | 21.9 | 24 | 26.5 | 25.5 | 27.6 | 25 | 29.3 | 24.8 | 24 | 23.9 | 25.2 | 28.1 | 23.7 | 25.9 | 28 | 22.3 | 25.6 | 24.7 | 26.7 | 24.6 | 24.1 | 26.9 | 24 | 23.3 | 15.5 | 27.7 | 24.3 | 28.7 | 24.8 | 27 | 28.6 | 28 | 0
6529 | 26.9 | 23.7 | 24.3 | 24.3 | 27.5 | 23.4 | 22.4 | 22.8 | 24.8 | 28.2 | 30.3 | 27.1 | 26.2 | 26.8 | 22.5 | 22.9 | 24.2 | 28.6 | 25.1 | 21.7 | 27.3 | 25.1 | 21.2 | 23.5 | 26.5 | 31.3 | 27.7 | 22.7 | 23.3 | 26.5 | 25.2 | 27.3 | 25 | 29.1 | 24.6 | 24.2 | 24.1 | 24.8 | 27.9 | 23.7 | 25.7 | 27.6 | 21.8 | 25.1 | 24.8 | 26.9 | 24.3 | 23.5 | 26.5 | 24 | 22.6 | 15.3 | 27.3 | 24.3 | 28.4 | 24.8 | 26.8 | 28.2 | 28 | 0
6530 | 26.7 | 23.2 | 24 | 23.4 | 27.1 | 23.4 | 21.9 | 21.6 | 24.8 | 28 | 28.6 | 27.2 | 24.8 | 26.8 | 22 | 22.6 | 24.4 | 28.5 | 25 | 21.8 | 27 | 24.4 | 21.2 | 23.6 | 24.6 | 30.3 | 27 | 22.4 | 22.6 | 25.8 | 24.8 | 27.3 | 25 | 28.6 | 24.4 | 24.4 | 24 | 24.7 | 27.7 | 23.7 | 25.4 | 27.2 | 22 | 24.6 | 24.8 | 27 | 23.8 | 22.8 | 26 | 23.7 | 21.6 | 14.8 | 27 | 24.3 | 28.4 | 25 | 26.5 | 27.9 | 27.4 | 0
6531 | 26.3 | 23 | 23.4 | 22.5 | 27 | 22.9 | 21.8 | 20.8 | 24.8 | 27.9 | 28 | 27.1 | 24.4 | 25.1 | 20.5 | 22.4 | 24.3 | 28.3 | 24.9 | 21.8 | 26.8 | 24.1 | 20.8 | 23.2 | 24.6 | 28.8 | 26.5 | 22.6 | 22.2 | 25.4 | 24.5 | 27.6 | 24.5 | 27.8 | 23.9 | 24.7 | 23.7 | 24.7 | 27.4 | 23.3 | 25.1 | 26 | 21.1 | 24.1 | 24.9 | 26.3 | 23.4 | 21.7 | 25.3 | 23.7 | 20.7 | 14.4 | 26.7 | 24.3 | 27.9 | 24.7 | 26.5 | 27.8 | 26.7 | 0
6532 | 25.9 | 22.6 | 23.3 | 22.2 | 26.5 | 22.9 | 21.9 | 20 | 24.8 | 27.8 | 27.2 | 27 | 23.9 | 25.3 | 20.7 | 22.2 | 24.2 | 28.2 | 25.1 | 21.9 | 26.3 | 24 | 20.8 | 22.9 | 24.7 | 28.8 | 25.5 | 21.7 | 21.8 | 24 | 24.4 | 27.6 | 24.4 | 27 | 23.9 | 25 | 23.4 | 24.6 | 27 | 23.2 | 25 | 25.5 | 21.4 | 23.6 | 25 | 26 | 23 | 21.4 | 24.9 | 23.5 | 20.2 | 14.2 | 26.6 | 24.2 | 27.2 | 24.7 | 26.2 | 27.9 | 26 | 0
6533 | 25.3 | 22.2 | 23.2 | 23 | 26.4 | 22.9 | 21.9 | 19.5 | 24.8 | 27.8 | 29.8 | 26 | 25 | 25.2 | 20.9 | 22 | 24.2 | 28.4 | 25 | 20.4 | 25.2 | 23.5 | 21 | 20.6 | 24.6 | 28.7 | 25 | 21 | 23.2 | 23.8 | 24 | 27.6 | 24 | 27 | 23.9 | 25.4 | 23 | 24.2 | 27 | 23.2 | 25 | 26.6 | 22.5 | 23.1 | 25.1 | 24.4 | 23.6 | 20.8 | 26.4 | 23.5 | 22.4 | 15.2 | 27.2 | 24.2 | 26.8 | 24.4 | 26 | 28.1 | 25.6 | 0
6534 | 25.3 | 22.2 | 23 | 23.6 | 26 | 22.9 | 20.9 | 19.2 | 24.8 | 27.8 | 29.2 | 26.1 | 25.2 | 25.2 | 20.9 | 21.5 | 24.9 | 28.3 | 25.9 | 21.7 | 24.6 | 23.1 | 21.5 | 21.3 | 24.6 | 27.6 | 24.3 | 21.8 | 24 | 23.3 | 24.3 | 27.4 | 24 | 27.2 | 23.6 | 25.6 | 23 | 23.7 | 26.9 | 23.2 | 25 | 26.5 | 22.8 | 22.7 | 25.1 | 25.8 | 24.9 | 21.8 | 26.4 | 23.4 | 22.6 | 16.1 | 27.7 | 24.1 | 26.2 | 25.2 | 26 | 28.4 | 26.3 | 0
6535 | 25.3 | 22 | 22.5 | 24.8 | 26.3 | 22.9 | 20.9 | 18.4 | 24.8 | 27.8 | 29.1 | 26.6 | 26.1 | 25.6 | 21 | 21.4 | 25.5 | 28.1 | 26.4 | 22.8 | 24.3 | 23.1 | 21.6 | 23.1 | 24.7 | 27.3 | 24 | 23.3 | 24.8 | 23.6 | 24.4 | 27.6 | 24 | 27.9 | 23.7 | 25.7 | 23.7 | 23.9 | 27 | 23.2 | 24.9 | 26.9 | 23.8 | 22.6 | 25.2 | 27.7 | 26.1 | 23.3 | 26.5 | 23.5 | 23.8 | 17.6 | 27.6 | 24.2 | 26.2 | 25.7 | 26 | 28.7 | 27.7 | 0
6536 | 26.3 | 24.4 | 23.5 | 26.4 | 27.5 | 23 | 20.6 | 20.8 | 26.8 | 28 | 29.4 | 27.4 | 27.4 | 26.6 | 22 | 22.4 | 26 | 28.1 | 27.4 | 25 | 24.6 | 25.6 | 22 | 25.8 | 27.6 | 27.5 | 25 | 24.8 | 26.4 | 25 | 24.8 | 28.6 | 26 | 28.4 | 24.5 | 26.7 | 24.4 | 26.2 | 28.6 | 23.2 | 25 | 27.6 | 25.1 | 22.8 | 25.2 | 29.8 | 28 | 25 | 27 | 23.9 | 25 | 19.5 | 28.2 | 24.4 | 26.5 | 26.8 | 27 | 28.9 | 29.6 | 0
6537 | 27.6 | 26.3 | 26.7 | 28.5 | 29.9 | 23.7 | 20.9 | 23.8 | 28.2 | 28.8 | 30.6 | 28.9 | 29.3 | 28.1 | 25.8 | 25.1 | 26.2 | 29.6 | 27.6 | 26.4 | 27.3 | 27.5 | 22.1 | 28.6 | 29.5 | 29.9 | 29.5 | 26.6 | 27.4 | 27.2 | 25 | 29.8 | 28.1 | 29.6 | 26.5 | 27.4 | 26 | 29.2 | 27.8 | 23.6 | 26.8 | 28.8 | 27 | 26 | 27.9 | 31.3 | 29.4 | 26.4 | 27.4 | 25.5 | 27 | 21.1 | 28.2 | 26.9 | 27.6 | 27.5 | 30.3 | 29.5 | 31.5 | 0
6538 | 29.3 | 30.3 | 28.5 | 30.8 | 31.2 | 24.1 | 21.5 | 25.6 | 29.7 | 29.1 | 32.3 | 30.5 | 31.2 | 30 | 27.5 | 28.6 | 26.5 | 30.9 | 28.2 | 28.4 | 30.3 | 29.2 | 22.8 | 30.9 | 26.7 | 33.1 | 31.3 | 27.8 | 28.6 | 29.7 | 25.6 | 30.8 | 28.5 | 30.5 | 28.1 | 29.4 | 27.4 | 31.1 | 29.4 | 22.1 | 27.8 | 29.9 | 28.6 | 27.9 | 29.1 | 32.2 | 31.4 | 27.5 | 27.9 | 27.8 | 28.5 | 22 | 29.3 | 28.2 | 28.9 | 28.8 | 31 | 29.7 | 33.1 | 0
6539 | 30.7 | 33.3 | 29.7 | 33 | 32.5 | 25.1 | 22.1 | 27.6 | 31.3 | 31.1 | 34.4 | 32.2 | 33 | 30.6 | 29 | 29.9 | 26.8 | 32.4 | 28.4 | 29.6 | 32.8 | 29.2 | 23.6 | 32.4 | 33.3 | 35.9 | 34 | 29 | 29 | 31.8 | 26.4 | 31.6 | 30 | 31.8 | 29.8 | 31.6 | 29 | 32.2 | 30.8 | 22.1 | 29 | 31 | 29.7 | 30.1 | 29.2 | 32.6 | 33 | 28.2 | 28 | 30 | 30 | 22 | 30 | 29.5 | 30.6 | 29.8 | 32.3 | 31.6 | 34.2 | 0
6540 | 32.5 | 34.7 | 30.1 | 34.6 | 33.2 | 27.6 | 25.4 | 28.6 | 31.6 | 31.6 | 36.2 | 33.3 | 34.2 | 31.5 | 29.9 | 31.1 | 27.4 | 32.7 | 29.3 | 31.1 | 34.6 | 30.1 | 25.1 | 33.1 | 34.9 | 37.9 | 36.5 | 29.6 | 29.6 | 33.2 | 27.6 | 32.4 | 31.6 | 32.5 | 31.3 | 32.6 | 29.5 | 32.5 | 32.2 | 22.1 | 30.3 | 31.4 | 29.6 | 31.9 | 30.6 | 32.9 | 34.8 | 28.8 | 27.9 | 31 | 30.6 | 21.2 | 31.5 | 30.7 | 32.6 | 31.2 | 33.5 | 31.6 | 34.8 | 0
6541 | 33 | 35.5 | 31.1 | 35.7 | 33.6 | 27.7 | 26.2 | 29 | 32.7 | 32.3 | 37.7 | 33.9 | 35 | 31.7 | 31.1 | 31.7 | 27.8 | 32.6 | 29.7 | 31 | 34.6 | 28 | 26 | 33.3 | 35.5 | 38.7 | 38.8 | 30.2 | 29.3 | 33.5 | 28.4 | 33.6 | 31.5 | 33.4 | 32.3 | 31.2 | 29.7 | 33.3 | 32.6 | 22.1 | 30.9 | 31.5 | 28.9 | 32.6 | 30.6 | 33.2 | 35.4 | 29 | 27.5 | 31.8 | 31.3 | 20 | 31.9 | 30.9 | 33.1 | 31.8 | 33.8 | 31.6 | 35.1 | 0
6542 | 33.8 | 36.3 | 31.1 | 35.6 | 33.8 | 28 | 26.5 | 30.1 | 32 | 33.6 | 38.4 | 33.6 | 35.2 | 31.6 | 31.6 | 32.7 | 28 | 30 | 30.4 | 30.4 | 35.1 | 29 | 26.6 | 33.2 | 35.8 | 39 | 40 | 30.4 | 28.8 | 33.2 | 28.8 | 33.1 | 31.6 | 33.8 | 33 | 31.2 | 29 | 33.9 | 33.8 | 22.5 | 30.6 | 31 | 27.6 | 34 | 30.6 | 33.6 | 35.4 | 29.2 | 27 | 32.2 | 31.4 | 19 | 31.8 | 29.9 | 33.4 | 31.8 | 34.6 | 31.6 | 35 | 0
6543 | 33.9 | 35.9 | 31.6 | 34.8 | 33.9 | 28.2 | 26.4 | 30.1 | 31 | 34.8 | 38.5 | 32.9 | 35.2 | 31.3 | 31.9 | 32.2 | 27.6 | 29.6 | 30.1 | 27.9 | 35.8 | 29.6 | 25.9 | 33 | 36 | 39.2 | 40.2 | 30.7 | 27.3 | 32.4 | 28.2 | 33.1 | 32 | 34.4 | 33.2 | 30.2 | 28.3 | 33.8 | 33.8 | 23.8 | 31 | 30.6 | 26.6 | 34.5 | 30.6 | 33.8 | 33.7 | 28.8 | 26.4 | 32.8 | 31.8 | 18.3 | 29.9 | 30.4 | 33.1 | 30.5 | 34.8 | 31.7 | 34.6 | 0
6544 | 33.9 | 35.8 | 31.6 | 33.1 | 33.9 | 28.2 | 26 | 30.1 | 30.4 | 34.6 | 38 | 31.8 | 34.8 | 31 | 31.8 | 31.6 | 27 | 30.4 | 29.9 | 25.8 | 35.5 | 29.6 | 25 | 32.6 | 36.1 | 39.2 | 39 | 30.3 | 26 | 31.5 | 27.3 | 33.1 | 33.1 | 34 | 33.2 | 29.5 | 27.1 | 33.2 | 30.4 | 25.7 | 30.1 | 30 | 25.5 | 35 | 30.6 | 33.7 | 31.8 | 28.2 | 26 | 32.5 | 31.3 | 18.1 | 28.1 | 29 | 33.1 | 28.9 | 34.8 | 31.7 | 33.9 | 0
6545 | 33.7 | 35 | 30.6 | 31.2 | 32.4 | 27.7 | 26 | 29.9 | 29.7 | 34.2 | 37.2 | 30.8 | 34.2 | 30.2 | 31.5 | 30.4 | 26 | 30.4 | 29 | 23.4 | 34.6 | 29.3 | 23.6 | 31.6 | 35.9 | 39 | 39.2 | 29.6 | 24.4 | 30.6 | 26 | 31.9 | 30 | 33.4 | 32.7 | 29.2 | 26.2 | 32.2 | 25.3 | 25.7 | 29.5 | 29.6 | 25 | 34.2 | 29.7 | 33 | 29.6 | 27 | 25.6 | 31.2 | 30.6 | 18 | 26 | 24.7 | 32.6 | 27 | 34.3 | 31.6 | 32.8 | 0
6546 | 33.5 | 33 | 29.4 | 29.3 | 31.2 | 26.4 | 25 | 28.2 | 27.7 | 33.6 | 36.2 | 29.8 | 33.3 | 29.1 | 31 | 29 | 25.3 | 30.2 | 28.6 | 22.8 | 33 | 28.9 | 22.9 | 30 | 34.1 | 39 | 38.3 | 28.1 | 23.7 | 29.7 | 25.2 | 30.4 | 27.4 | 31.7 | 31.9 | 28.8 | 24.9 | 30.3 | 25.2 | 25.5 | 28.4 | 29 | 24.3 | 33.9 | 28.9 | 31.8 | 28.5 | 25.8 | 25.4 | 30 | 28.8 | 17.9 | 25.5 | 24.1 | 31.6 | 26 | 32.3 | 31.3 | 31.4 | 0
6547 | 30.9 | 29.9 | 27.4 | 28.1 | 30.1 | 25.2 | 24 | 26.1 | 26.9 | 33.1 | 35.4 | 29.2 | 32.2 | 28.4 | 30.1 | 27.9 | 24.7 | 29.5 | 27.8 | 22.4 | 31.6 | 28.6 | 22.4 | 28 | 31.7 | 37.2 | 35.5 | 26.8 | 22.8 | 28.5 | 24.8 | 29.1 | 27.5 | 30.3 | 30.7 | 26 | 24.3 | 28.8 | 25.2 | 24.1 | 27.5 | 28.7 | 23.8 | 32.5 | 28.1 | 30.3 | 27.7 | 24.5 | 25 | 29 | 27.1 | 17.3 | 25.2 | 23.8 | 31.1 | 25.3 | 31 | 31.3 | 29.8 | 0
6548 | 28.5 | 29.3 | 26.7 | 27.4 | 29.4 | 24.9 | 23.6 | 25.3 | 26.7 | 32 | 34.6 | 28.6 | 31 | 28 | 28.7 | 27 | 24.6 | 29 | 27.4 | 23 | 30.3 | 28 | 22.6 | 26 | 31 | 36 | 33 | 25.4 | 22.6 | 27.2 | 25 | 28.1 | 27.1 | 28.8 | 29.7 | 25.1 | 23.6 | 27.4 | 25.4 | 23 | 27.3 | 28.2 | 23.1 | 31 | 27.6 | 29 | 27.8 | 23.6 | 24.6 | 28 | 25.2 | 16.6 | 26 | 23.7 | 31 | 25.4 | 29.8 | 31.2 | 28.4 | 0
6549 | 27.4 | 28.1 | 25.9 | 27.4 | 28.8 | 23.6 | 23.3 | 24.2 | 26.9 | 31.5 | 34.2 | 28.3 | 29.9 | 28 | 27.3 | 26.1 | 24.5 | 28.6 | 26.4 | 22.7 | 29.5 | 22.2 | 22.4 | 24.6 | 29.1 | 35.1 | 31.8 | 24.8 | 22 | 25.9 | 25.2 | 27.8 | 27 | 28.3 | 28.1 | 25.1 | 23.7 | 26.2 | 25.8 | 22.5 | 27 | 28 | 22.8 | 29.2 | 26.1 | 28 | 27.3 | 23 | 24.1 | 27.8 | 24.4 | 15.8 | 25.9 | 24 | 30.3 | 25.2 | 28.6 | 30 | 27.4 | 0
6550 | 27.1 | 26.3 | 25.2 | 27.5 | 28.3 | 23.3 | 23.5 | 23.3 | 27.1 | 31.2 | 33.6 | 27.8 | 28.8 | 27.9 | 27.2 | 24.7 | 24.6 | 28.2 | 25.9 | 22.8 | 28.9 | 22 | 22.4 | 24 | 28 | 33.9 | 31.3 | 24.2 | 22.1 | 24.9 | 25.6 | 27 | 27.5 | 27.9 | 27 | 25.2 | 23.6 | 25.7 | 26 | 23 | 26.9 | 27.7 | 22.3 | 28.3 | 26 | 27.5 | 27 | 23 | 24 | 27 | 23.8 | 15.2 | 26.3 | 24.3 | 29.3 | 25.4 | 27.9 | 29.8 | 26.9 | 0
6551 | 26.9 | 24.5 | 24.9 | 27.4 | 27.8 | 23 | 23.5 | 23.2 | 26.9 | 30.1 | 33.2 | 27.4 | 28 | 27.8 | 26.5 | 24 | 24.4 | 28.1 | 25.2 | 22 | 28.3 | 22 | 21.8 | 24 | 27.4 | 32.7 | 30.8 | 24 | 22 | 24.4 | 25.6 | 24.7 | 27.5 | 28 | 26.4 | 25.1 | 23.8 | 25.3 | 26.3 | 23.5 | 26.8 | 27.6 | 22.2 | 27.5 | 25.9 | 27.2 | 26 | 23 | 24.2 | 26 | 24 | 15 | 26 | 24.6 | 28.1 | 25 | 27.4 | 29.5 | 26.8 | 0
6552 | 26.9 | 23 | 24.3 | 26.7 | 27.6 | 22.1 | 21.1 | 22.8 | 26.4 | 29.4 | 32.5 | 26.8 | 27.2 | 27.4 | 23.7 | 22.8 | 24.3 | 27.9 | 25.2 | 22 | 27.7 | 22 | 21.6 | 24.2 | 27.1 | 30.9 | 30 | 23.3 | 22.8 | 24.6 | 25.6 | 24.9 | 27 | 27.5 | 25.8 | 24.7 | 23.3 | 24.8 | 26.8 | 24 | 26.3 | 27.3 | 22 | 26.8 | 24.7 | 26.9 | 25.4 | 23 | 25 | 25.8 | 23.7 | 15.2 | 26.6 | 24.9 | 28.1 | 25 | 27 | 28.6 | 26.9 | 0
6553 | 27.2 | 22.9 | 24.2 | 28.2 | 27.6 | 21.8 | 21.2 | 22.9 | 26.6 | 29.3 | 31.9 | 28.7 | 27.1 | 27.5 | 23.6 | 22.7 | 22.1 | 27.7 | 25 | 21.4 | 28 | 22 | 21.1 | 23.6 | 27.1 | 30.5 | 29.5 | 25.7 | 23.1 | 25.4 | 26 | 25.1 | 27.1 | 25.9 | 25.5 | 24.5 | 24.4 | 24.7 | 26.9 | 24.5 | 26.1 | 26 | 22.3 | 26.7 | 24.7 | 24.8 | 26 | 22.6 | 26 | 25.8 | 16.1 | 13.3 | 27.5 | 25.1 | 28 | 24.1 | 26.8 | 28.4 | 26.5 | 0
6554 | 28.3 | 22.1 | 23.1 | 27.4 | 27.2 | 21.2 | 20.7 | 22.7 | 26.6 | 29.1 | 31.2 | 27.6 | 25.8 | 27.5 | 23.3 | 22.3 | 22.4 | 27.1 | 25.2 | 21.4 | 27.6 | 22 | 21 | 23.2 | 26.9 | 27.9 | 28.3 | 25 | 22.6 | 25.8 | 25.8 | 25.1 | 26.7 | 25.4 | 24.9 | 24.6 | 24.4 | 24.1 | 26.9 | 24.8 | 26 | 25 | 21.4 | 26.1 | 24.6 | 24.4 | 24.6 | 22 | 25.6 | 25.1 | 14 | 12.2 | 27 | 25.4 | 28.1 | 23.8 | 26.2 | 27.9 | 26.2 | 0
6555 | 28.1 | 21.8 | 22.9 | 26.3 | 26.9 | 20.9 | 20.4 | 22.6 | 26.5 | 29 | 30.8 | 27.1 | 25.7 | 27.1 | 23.1 | 22 | 22.2 | 26.9 | 24.8 | 20.6 | 27.5 | 21.9 | 20.7 | 23.9 | 25.5 | 27.5 | 27.8 | 24.5 | 21.9 | 25.7 | 25.4 | 25.2 | 26.6 | 24.8 | 24.3 | 24.4 | 23.9 | 23.3 | 26.8 | 24.9 | 25.8 | 24.2 | 20.7 | 25.7 | 24.5 | 24 | 23.4 | 21.1 | 25.5 | 24.8 | 12.3 | 9.9 | 26.7 | 25 | 28 | 23.7 | 26 | 27.5 | 25.8 | 0
6556 | 27.5 | 21 | 22.7 | 24.9 | 26.8 | 20.7 | 20.6 | 22.2 | 26 | 28.7 | 30.2 | 26.2 | 25 | 26.7 | 22.8 | 21.7 | 21.9 | 26.4 | 25 | 20.6 | 27.5 | 21.7 | 21 | 23.8 | 25.2 | 27.2 | 27.8 | 24.3 | 21.6 | 25.6 | 25.1 | 25.2 | 26.7 | 24.9 | 23.7 | 24.3 | 23.9 | 23 | 26.6 | 25.2 | 25.5 | 23.9 | 20.4 | 25.3 | 24.4 | 23.9 | 22.8 | 20.7 | 25 | 24.8 | 11.3 | 9.3 | 26.3 | 25.5 | 27.9 | 23.7 | 25.4 | 27.1 | 25.6 | 0
6557 | 27.5 | 20.3 | 22.4 | 24.2 | 26.3 | 20.4 | 20.7 | 21.8 | 25.9 | 27.7 | 29 | 28.4 | 24.8 | 26.7 | 22.6 | 21.3 | 21.4 | 26.2 | 24.2 | 22 | 27.7 | 21.4 | 20.4 | 22.2 | 24.7 | 25.3 | 27.7 | 24.6 | 22.6 | 23.4 | 25 | 25.3 | 26.6 | 24 | 23 | 24 | 23 | 22.5 | 26.5 | 25.3 | 25.3 | 26.4 | 23.4 | 25.1 | 24.3 | 24.8 | 25 | 20.6 | 24.4 | 24.7 | 12.4 | 10.4 | 26.8 | 25.8 | 28.7 | 22.6 | 25 | 26.6 | 25.1 | 0
6558 | 27 | 20.3 | 22.4 | 24.5 | 26.3 | 20.9 | 20.6 | 22 | 25.7 | 27.5 | 28.9 | 28.6 | 25 | 26.3 | 22.4 | 21.3 | 22.2 | 25.8 | 24.7 | 22.3 | 27.5 | 21.4 | 21.9 | 23.3 | 24.3 | 25.3 | 26.8 | 24.9 | 23.7 | 23.9 | 25.9 | 25.3 | 26.1 | 25.1 | 22.6 | 24 | 23.9 | 21.7 | 26.3 | 25 | 25.1 | 27.3 | 22.7 | 24.6 | 24.3 | 26 | 26.1 | 21.5 | 24.9 | 24.3 | 14.1 | 13.9 | 27.2 | 25.1 | 27.4 | 23.2 | 24.6 | 26.6 | 25.7 | 0
6559 | 26.3 | 19.7 | 22 | 25.9 | 26.2 | 21 | 20.5 | 22.9 | 26.2 | 27.5 | 30 | 29.2 | 25.7 | 26.6 | 22.5 | 21.3 | 23.2 | 25.8 | 25.3 | 23.2 | 27.3 | 21.4 | 23.3 | 24.7 | 24.9 | 25 | 26.8 | 25.5 | 24.8 | 24.7 | 27.4 | 26.1 | 25.9 | 26.5 | 23 | 24 | 25.1 | 22.2 | 26.2 | 25.2 | 25 | 28.4 | 22.9 | 24.6 | 24.4 | 27.4 | 27.1 | 22.8 | 25.7 | 24.3 | 17.5 | 17.7 | 27.6 | 25 | 27.2 | 24.1 | 24.4 | 26.5 | 27.1 | 0
6560 | 26.9 | 22.2 | 24.5 | 28 | 26.3 | 22.2 | 20.7 | 24.4 | 28.1 | 28.4 | 31.2 | 30.2 | 26.2 | 27.3 | 22.7 | 22.5 | 24.2 | 26.2 | 26 | 24 | 27.4 | 21.7 | 25.2 | 26.6 | 26.9 | 25.8 | 27.4 | 26.6 | 26.6 | 26.4 | 29.2 | 27.6 | 26.9 | 28.7 | 24 | 25 | 26.2 | 25 | 26.7 | 26.7 | 25.8 | 29.6 | 23.4 | 24.9 | 24.4 | 28.6 | 29 | 24.8 | 26.8 | 25.1 | 21.4 | 22.4 | 28 | 25.3 | 27.9 | 25.4 | 25 | 26.7 | 28.7 | 0
6561 | 29.1 | 24 | 27.5 | 30.7 | 26.8 | 25 | 21.4 | 26.2 | 30.5 | 29.3 | 33.4 | 31.5 | 27.6 | 28.8 | 23.3 | 24.8 | 25.1 | 28.3 | 26.5 | 25.4 | 29.1 | 23.4 | 25.9 | 28.4 | 29.6 | 28.5 | 30.6 | 27.7 | 27.9 | 27.8 | 30.7 | 28.9 | 29.2 | 30.4 | 27.2 | 26.4 | 27.3 | 27.3 | 29 | 28.7 | 29.1 | 30.6 | 25.1 | 27 | 28.6 | 29.2 | 30 | 26.3 | 28 | 27 | 25.4 | 23.8 | 28.1 | 26.7 | 28.4 | 26.8 | 27.8 | 27.4 | 30.4 | 0
6562 | 30.7 | 26.5 | 28.6 | 33.2 | 27.1 | 26.9 | 23.2 | 28.1 | 32.1 | 31.8 | 34.9 | 32.7 | 28.8 | 30.1 | 23.5 | 26.4 | 26 | 30.5 | 27.1 | 26.7 | 30.3 | 24.5 | 26.6 | 30.2 | 31.5 | 30.3 | 32.3 | 28.9 | 29.5 | 29.5 | 31.6 | 29.8 | 30.5 | 32.2 | 28.7 | 27.4 | 28.4 | 29.4 | 30.1 | 30.6 | 29.1 | 31.4 | 26.7 | 28.3 | 28.8 | 29.3 | 31.4 | 27.7 | 29.1 | 28.7 | 28.2 | 24.5 | 28.1 | 28.3 | 29.3 | 28.4 | 28.7 | 28.6 | 31.5 | 0
6563 | 32 | 29.6 | 30.1 | 35.2 | 27.3 | 28.2 | 24.7 | 29.7 | 32.7 | 34.4 | 36.6 | 33.6 | 30.4 | 31.1 | 25.5 | 27.7 | 26.8 | 31.3 | 27.6 | 28.2 | 33 | 25.5 | 26.4 | 31.6 | 33.4 | 32.6 | 34.6 | 29.8 | 30.5 | 30.4 | 31.4 | 30.6 | 31.6 | 33.4 | 30 | 28.5 | 29.4 | 31 | 31.5 | 31.4 | 29.3 | 32 | 28.8 | 30.2 | 28.9 | 29 | 32 | 28.4 | 30 | 29.8 | 30.2 | 22.6 | 28.2 | 29 | 29.9 | 29.8 | 30 | 28.8 | 32.2 | 0
6564 | 34.7 | 31 | 31.1 | 36.2 | 28 | 29 | 25.8 | 30.8 | 31.9 | 36.3 | 37.1 | 34 | 31.1 | 31.6 | 26 | 28.6 | 27.4 | 32.4 | 28.2 | 29.2 | 35.1 | 27.5 | 26.9 | 32.7 | 35 | 34.4 | 35.6 | 30.5 | 31.5 | 31.3 | 30.5 | 31.2 | 32.5 | 34.7 | 31.7 | 28.4 | 30.3 | 31.9 | 32.5 | 32.5 | 31.5 | 32.5 | 30 | 32.3 | 29.1 | 28.9 | 33.2 | 29.1 | 30.7 | 31.4 | 31 | 22.2 | 28.7 | 29.7 | 32.3 | 31.2 | 31.8 | 29.7 | 32.5 | 0
6565 | 36.2 | 32 | 32.1 | 36.6 | 28 | 30.1 | 26.1 | 31.5 | 32.5 | 37.4 | 37.8 | 33.9 | 31.7 | 31.1 | 26.5 | 29.6 | 27.6 | 32.3 | 28.5 | 30.3 | 36.1 | 26.2 | 26.8 | 32.9 | 36.3 | 35.9 | 37.1 | 30.8 | 31.4 | 31.4 | 29.1 | 31.5 | 33 | 35.2 | 32.2 | 28.4 | 30.8 | 32.3 | 32.5 | 34.2 | 31.8 | 32.8 | 31.1 | 33.9 | 28.6 | 28.8 | 33.4 | 29.3 | 31.1 | 32.7 | 31.8 | 21.2 | 29.3 | 29.6 | 32.8 | 31.9 | 32 | 29.8 | 32.7 | 0
6566 | 36.7 | 32.5 | 32.5 | 36.4 | 27.8 | 28.7 | 27.4 | 31.9 | 32.6 | 37.8 | 37.8 | 33.4 | 31.6 | 30.1 | 27.3 | 31 | 27.4 | 32.3 | 28.6 | 30.8 | 36.3 | 27 | 27 | 32.3 | 37 | 36.8 | 38.3 | 30.8 | 30.8 | 31.4 | 27.8 | 31.2 | 33.9 | 35.6 | 32.5 | 28.8 | 30.8 | 32.5 | 30.1 | 34.2 | 31.9 | 32.8 | 31.4 | 34.8 | 27.8 | 29 | 33.8 | 29.4 | 31.2 | 32.7 | 32.2 | 22 | 30.2 | 29.2 | 33.3 | 32 | 32.1 | 29.8 | 32.8 | 0
6567 | 37.4 | 32.5 | 33.4 | 36.1 | 27.8 | 30.6 | 27 | 32 | 30.2 | 37.5 | 38.4 | 32.8 | 31.7 | 29.6 | 27.3 | 31 | 26.7 | 32.3 | 28.2 | 31.3 | 36.6 | 27.5 | 26.2 | 30.7 | 36.7 | 37.4 | 39 | 30.3 | 29 | 30.6 | 26.8 | 31.2 | 34 | 34.9 | 33.7 | 28.9 | 30.2 | 32.7 | 29.2 | 34.2 | 30.7 | 32.4 | 31.7 | 35.4 | 27.9 | 29 | 32.9 | 28.8 | 30.8 | 32.7 | 32.6 | 21.3 | 30.7 | 29 | 32.9 | 31.2 | 32 | 29.8 | 32.7 | 0
6568 | 37.5 | 32.5 | 32.6 | 35.6 | 27.8 | 27.9 | 27 | 31.8 | 27.8 | 37.3 | 37.9 | 32.1 | 31.2 | 28.1 | 27.3 | 30.7 | 25.8 | 31.5 | 27.7 | 30.9 | 36.1 | 27.5 | 25.5 | 28.8 | 36.5 | 37.3 | 38.9 | 29.7 | 27.3 | 30 | 26.3 | 31.2 | 34.6 | 34.2 | 33.7 | 28.8 | 29.2 | 32.2 | 29.2 | 34.6 | 30.2 | 31.8 | 30.9 | 33.3 | 27.7 | 28.8 | 32.4 | 28 | 30.1 | 33.2 | 31.8 | 21.6 | 30.9 | 29.4 | 32.3 | 30 | 31.8 | 29.7 | 31.8 | 0
6569 | 37.3 | 32 | 32.1 | 35 | 27 | 23.8 | 26.4 | 31.2 | 28.6 | 36.8 | 37.4 | 31.4 | 30.8 | 28.6 | 27 | 29.9 | 24.8 | 29.3 | 27 | 30.2 | 35 | 27.2 | 24 | 26.6 | 35.7 | 36.9 | 38.5 | 28.8 | 25.4 | 29 | 26 | 30.9 | 29.3 | 32.8 | 31.7 | 28.1 | 28 | 31.2 | 29.1 | 30.8 | 29.2 | 31 | 29.8 | 29.3 | 27.4 | 28.2 | 31.2 | 26.6 | 29 | 32.9 | 30 | 20 | 30.4 | 28.2 | 29 | 28.4 | 30.8 | 29.4 | 30.1 | 0
6570 | 36.4 | 30.7 | 30.9 | 33.9 | 26.8 | 23 | 25.3 | 30.2 | 28.6 | 34.3 | 35.5 | 30.7 | 29.7 | 28.6 | 26.2 | 27.8 | 24.2 | 26.8 | 26.5 | 28.6 | 33.8 | 25 | 23.2 | 25.1 | 33.8 | 36.1 | 37.2 | 28 | 24.5 | 28.4 | 25.9 | 29.7 | 30.5 | 31.9 | 29 | 27.7 | 26.9 | 28.9 | 29 | 29 | 28.8 | 30.3 | 27.6 | 29.7 | 27.5 | 27.5 | 31 | 25.3 | 27.8 | 31.7 | 26.5 | 19.6 | 29.6 | 27.5 | 27.8 | 27.1 | 29 | 28.4 | 27.5 | 0
6571 | 33.6 | 27.5 | 28.7 | 32.7 | 26.7 | 23.7 | 24.5 | 28.8 | 28 | 33.3 | 34.1 | 30.1 | 28.9 | 28.6 | 25.3 | 26.2 | 23.9 | 26.6 | 26.1 | 27.2 | 32.4 | 24 | 22.1 | 24 | 31.4 | 35 | 33.8 | 27.2 | 23.9 | 27.3 | 25.7 | 28.8 | 30.2 | 30.7 | 27.2 | 27.1 | 26.3 | 27.6 | 28.7 | 26.6 | 28.5 | 29.8 | 25.6 | 27.8 | 27.2 | 26.6 | 30.2 | 23.5 | 26.8 | 30 | 22.8 | 17.7 | 28.5 | 26.8 | 27.8 | 26.1 | 28 | 27.5 | 25 | 0
6572 | 31.4 | 25 | 27.6 | 31.2 | 26.7 | 23.5 | 24 | 27.3 | 28 | 32.4 | 32.6 | 29.6 | 27.8 | 28.1 | 23.5 | 25.1 | 24 | 26.4 | 26 | 25.8 | 31.3 | 23.5 | 21.8 | 23.6 | 29.5 | 34 | 31.3 | 26.6 | 24 | 26.4 | 25.4 | 28.2 | 29.9 | 30 | 26.5 | 27 | 26 | 27 | 28.3 | 24.7 | 28.3 | 29.6 | 23.6 | 26.3 | 26.4 | 26 | 30 | 22.2 | 26 | 29.2 | 19.2 | 17.2 | 27.8 | 26.7 | 28.3 | 25.6 | 27.6 | 27.2 | 23 | 0
6573 | 29.9 | 22.6 | 26.8 | 30 | 26.7 | 23.2 | 23.6 | 26.1 | 26.6 | 31.8 | 32.6 | 29.2 | 27.3 | 27.6 | 23.5 | 24.1 | 24.2 | 26.3 | 25.9 | 25.2 | 30.6 | 22.5 | 21.2 | 23.4 | 28.2 | 33.5 | 30.1 | 26 | 23.8 | 25.1 | 25.1 | 27.2 | 29.4 | 29 | 25.7 | 26.9 | 26 | 26 | 28.2 | 24.7 | 28.2 | 29.6 | 23 | 24.9 | 26.7 | 25.6 | 28.8 | 20.8 | 25.6 | 28.6 | 17.2 | 15.6 | 27.3 | 26.5 | 25.8 | 25.2 | 27.2 | 27.1 | 22.4 | 0
6574 | 29.7 | 22 | 25.5 | 29 | 26.7 | 23 | 23.1 | 25.2 | 26.5 | 30.2 | 32.8 | 29 | 26.4 | 27.6 | 23.3 | 23.6 | 24.2 | 26.3 | 25.8 | 24.6 | 29.8 | 22.5 | 21.3 | 23.5 | 27.7 | 31.9 | 30 | 25.8 | 23.9 | 24.5 | 25.1 | 27.2 | 28.9 | 28.5 | 24.8 | 26.9 | 25.9 | 25 | 28 | 24.8 | 26.6 | 29.5 | 22.7 | 25 | 27 | 25.6 | 28.1 | 20.5 | 25.5 | 27.9 | 16.4 | 16 | 27.4 | 26.3 | 26.3 | 25.1 | 26.7 | 26.9 | 22.9 | 0
6575 | 29.9 | 21.1 | 24.6 | 28.4 | 26 | 22.7 | 23 | 24.3 | 26.5 | 29.3 | 33.6 | 29 | 25.8 | 27.4 | 23.2 | 23.2 | 23.8 | 26.3 | 25.6 | 24.4 | 29.3 | 22.5 | 21.2 | 23.4 | 27 | 30.9 | 28.6 | 25.6 | 23.5 | 24 | 25.2 | 27 | 28 | 27.8 | 24.7 | 26.4 | 25.6 | 24.2 | 27.5 | 25.1 | 26.6 | 29.2 | 23.4 | 25.3 | 27.2 | 25.6 | 27 | 20.4 | 25.6 | 27.7 | 16.8 | 15.8 | 27.6 | 26.2 | 26.3 | 24.8 | 26.6 | 26.8 | 24.4 | 0
6576 | 29.2 | 20.4 | 23.8 | 27.8 | 25.3 | 22.7 | 22.4 | 23.6 | 26.8 | 29.2 | 33.2 | 29 | 24.6 | 26.8 | 22.9 | 22.5 | 23.1 | 26.4 | 25.4 | 23.6 | 28.8 | 21.2 | 21.7 | 23.4 | 26.7 | 29.6 | 29.2 | 25.7 | 23.5 | 24.4 | 25.5 | 26.7 | 27.6 | 27.5 | 24.2 | 26.3 | 24.9 | 24.1 | 27.4 | 25.4 | 26.4 | 28.6 | 23.7 | 25 | 24.9 | 25.6 | 26.9 | 21.2 | 25.7 | 27.2 | 16.8 | 17.2 | 27.9 | 25.7 | 26.4 | 24.5 | 25.8 | 26.8 | 25.7 | 0
6577 | 28.5 | 20.1 | 23.6 | 27.3 | 25.3 | 22.5 | 22 | 23.1 | 26.7 | 28.8 | 32.8 | 29.1 | 24 | 26.6 | 22.7 | 22.5 | 22.2 | 26.4 | 25 | 22.9 | 28.4 | 21.1 | 21.5 | 23 | 26.2 | 28.6 | 30 | 25.7 | 23.1 | 24.5 | 25.7 | 26.6 | 27.5 | 26.7 | 23.3 | 26.3 | 23.9 | 24 | 27.4 | 25.6 | 26.4 | 27.7 | 24.3 | 24.9 | 24.8 | 25.3 | 26.4 | 21.5 | 25.5 | 27.2 | 16.4 | 16.4 | 27.8 | 25.7 | 26.3 | 23.9 | 25.4 | 26.6 | 26.6 | 0
6578 | 27.7 | 20 | 23.4 | 26.4 | 25.3 | 22.3 | 21.6 | 22.6 | 26.6 | 28.7 | 31.2 | 29 | 23.4 | 26.4 | 22.5 | 22.6 | 21.4 | 26.4 | 24.6 | 22 | 28.1 | 21.1 | 21.4 | 22.6 | 26.4 | 28.6 | 30.1 | 25.6 | 23 | 24.8 | 25.6 | 26.4 | 27.4 | 26 | 23.2 | 25.9 | 23 | 23.7 | 27.2 | 25.6 | 26.4 | 26.8 | 24.1 | 24.9 | 24.7 | 24.8 | 26.4 | 21.8 | 25.2 | 26.4 | 14.8 | 15.5 | 27.6 | 25.7 | 26.1 | 23.4 | 25.2 | 26.7 | 26.5 | 0
6579 | 26 | 19.6 | 23.4 | 25.5 | 25.3 | 22 | 21.6 | 22.1 | 26.2 | 28.5 | 30.3 | 28.8 | 23.8 | 26.1 | 22.5 | 22.3 | 20.9 | 26.3 | 24.2 | 21.7 | 27.6 | 21.1 | 20.5 | 22 | 26 | 28.4 | 27.4 | 25.2 | 22.5 | 24.3 | 25.2 | 26.2 | 27 | 24.8 | 23.2 | 25.8 | 22.5 | 23.4 | 27.2 | 25.4 | 26.4 | 26.1 | 24.2 | 24.8 | 24.3 | 24.3 | 25.5 | 21.2 | 24.7 | 26.1 | 13.3 | 12.3 | 27.1 | 25.7 | 25.8 | 22.8 | 25 | 26.7 | 25.9 | 0
6580 | 25.5 | 19 | 23.1 | 24.6 | 25.3 | 21.7 | 21.5 | 21.6 | 26.1 | 28.3 | 29.1 | 28.5 | 24 | 26.1 | 22.5 | 22.2 | 20.9 | 26.2 | 24.1 | 21.5 | 27.1 | 21.1 | 20.3 | 22 | 24.7 | 27.5 | 25.8 | 24.9 | 22.5 | 23.9 | 24.9 | 26 | 26.5 | 24.2 | 23.1 | 25.9 | 22.5 | 23.3 | 27 | 25.2 | 26.4 | 26 | 23.6 | 24.8 | 24.2 | 24.3 | 25.3 | 20.9 | 24.4 | 25.7 | 12 | 10.9 | 26.9 | 25.7 | 24.8 | 22.6 | 25 | 26.7 | 25.2 | 0
6581 | 25 | 18.6 | 23.6 | 25 | 25.3 | 21.7 | 21.4 | 21.1 | 26 | 28.2 | 29.8 | 27.6 | 24.5 | 25.6 | 22.4 | 22.4 | 22.6 | 26.2 | 24.8 | 22 | 27.1 | 21.1 | 18.4 | 22.4 | 24.2 | 26.8 | 26 | 24 | 21.5 | 22.4 | 23.6 | 25.9 | 26.3 | 24.4 | 22.7 | 25.9 | 24.8 | 22.9 | 26.8 | 25.1 | 26.4 | 25 | 23 | 24.8 | 24.1 | 25 | 25 | 19.8 | 24.4 | 25.5 | 12 | 15.2 | 26.2 | 25.7 | 24.8 | 24 | 24.8 | 26.7 | 27.2 | 0
6582 | 24.6 | 18.4 | 23.6 | 26 | 25.2 | 21.7 | 21 | 21.4 | 25.6 | 27.8 | 29 | 27.8 | 24.6 | 25.6 | 22.2 | 22.4 | 23 | 26.2 | 24.3 | 22.7 | 27 | 22.2 | 19.1 | 22.9 | 23.8 | 25.9 | 25.3 | 24.5 | 22.3 | 22.7 | 23.6 | 25.8 | 26 | 25.5 | 21.7 | 25.9 | 25.4 | 22.6 | 26.4 | 25 | 26.4 | 26.2 | 23.4 | 24.8 | 24.3 | 25.8 | 25.1 | 21.3 | 25.1 | 25.2 | 15.1 | 17 | 25.4 | 25.6 | 24.8 | 25.1 | 24.6 | 26.6 | 27.4 | 0
6583 | 24.3 | 18 | 23.3 | 27.4 | 25 | 21.5 | 21 | 22.4 | 26.3 | 27.5 | 29.4 | 28.5 | 25.5 | 26.1 | 22.1 | 22.4 | 23.6 | 26.2 | 24.2 | 23.9 | 26.8 | 22.2 | 19.9 | 24.3 | 24.6 | 25.7 | 23.9 | 25.1 | 23.6 | 23.4 | 24.1 | 26.4 | 26.1 | 27 | 21.8 | 25.9 | 26.2 | 22.4 | 26.3 | 24.9 | 26.3 | 27.3 | 24.1 | 24.8 | 24.9 | 25.8 | 26.2 | 23 | 26.3 | 25.2 | 19.3 | 20.1 | 25.3 | 25.6 | 24.9 | 26.2 | 24.4 | 26.2 | 27.8 | 0
6584 | 26 | 19.5 | 22.7 | 29 | 25 | 22 | 21.5 | 24 | 27.9 | 28.5 | 30.6 | 29.6 | 26.6 | 28.1 | 22.5 | 23 | 24.6 | 26.5 | 24.4 | 25.4 | 27 | 22.2 | 21.4 | 25.8 | 26.7 | 26.5 | 25 | 26 | 25.2 | 25 | 25 | 28.4 | 26.7 | 28.6 | 24.9 | 26.4 | 27.4 | 24 | 26.3 | 25 | 26.2 | 29.6 | 25.6 | 25.1 | 25.5 | 26 | 27.8 | 25 | 27.5 | 25.7 | 23.6 | 23 | 25.6 | 26.2 | 25.2 | 27.6 | 25.5 | 26.4 | 27.9 | 0
6585 | 28.5 | 26.1 | 25.6 | 30.2 | 25.5 | 23.5 | 22.5 | 25.9 | 30.4 | 30.1 | 32.9 | 31.1 | 28.7 | 29.3 | 23.6 | 25.3 | 25.5 | 27.3 | 25.1 | 26.9 | 28.8 | 23.4 | 22.5 | 27.6 | 29.9 | 29 | 33.1 | 26.8 | 26.7 | 26.7 | 26.2 | 29.4 | 28.5 | 30.1 | 29.6 | 27.4 | 28.6 | 26.9 | 26.7 | 26.1 | 26.6 | 30.6 | 27 | 26.2 | 24.9 | 25.3 | 30.1 | 26.2 | 28.7 | 27.4 | 26.7 | 25.2 | 27.1 | 26 | 26.9 | 28.6 | 28.5 | 28.4 | 29.2 | 0
6586 | 29.6 | 28.8 | 27.2 | 31.4 | 26 | 25 | 23.5 | 27.8 | 32 | 32.6 | 35.2 | 32.7 | 30.5 | 30.3 | 24.1 | 26.4 | 26.3 | 28.7 | 25.8 | 28.1 | 30.7 | 24 | 24.2 | 28.9 | 32.2 | 31.3 | 36 | 27.7 | 27.9 | 28.7 | 27.3 | 30 | 29.8 | 31.5 | 31.6 | 28.4 | 29.7 | 29.7 | 27.2 | 26.3 | 27.5 | 32.1 | 28.7 | 27 | 24.7 | 25.5 | 32.1 | 27.3 | 29.5 | 29 | 28.7 | 25.3 | 28.5 | 25.6 | 28.1 | 29.6 | 29.6 | 28.6 | 30.4 | 0
6587 | 32.5 | 30.4 | 29.1 | 32.4 | 26.5 | 26.5 | 25.3 | 29.4 | 32.5 | 34.9 | 37.4 | 34 | 32.6 | 30.5 | 25.1 | 27.6 | 26.6 | 30.7 | 26.6 | 29 | 34.3 | 24.1 | 25.6 | 30 | 33.7 | 33.8 | 38.1 | 28.5 | 28.6 | 30.2 | 28 | 30.4 | 30.9 | 32.8 | 32.8 | 29.4 | 30.4 | 31.8 | 28.6 | 26.9 | 28.4 | 32.2 | 29.5 | 28.9 | 25.4 | 25.8 | 33.6 | 27.6 | 30.2 | 31.2 | 29.6 | 24 | 30 | 25.8 | 29.4 | 30.4 | 30.5 | 29.6 | 32.2 | 0
6588 | 34.2 | 32 | 30.6 | 33.6 | 26.7 | 26.8 | 25.8 | 30.7 | 33.5 | 37.3 | 38.7 | 34.8 | 33.8 | 30.8 | 26.1 | 29 | 26.6 | 32 | 27 | 29.7 | 37.2 | 24.6 | 27.6 | 30.4 | 35 | 34.5 | 40 | 29.3 | 28.9 | 31.3 | 28 | 31.4 | 32.1 | 34 | 32.3 | 29.2 | 30.8 | 32.3 | 28.6 | 28.2 | 30.1 | 33 | 29.9 | 31 | 30.2 | 27.5 | 33.9 | 28.2 | 30.6 | 30.6 | 30.5 | 21.2 | 30.4 | 25.9 | 30.7 | 31.4 | 31.3 | 29.4 | 32.8 | 0
6589 | 34.1 | 32.9 | 31.8 | 34.6 | 27.4 | 27.5 | 26 | 31.6 | 32.5 | 36.6 | 39.5 | 35 | 35 | 23.5 | 26.6 | 29.6 | 26.3 | 32.7 | 27.2 | 30.4 | 37.8 | 25.6 | 28.7 | 30.9 | 36.2 | 35.8 | 41.5 | 29.7 | 29.1 | 31.5 | 27.5 | 31.7 | 33 | 34.8 | 32 | 28.1 | 30.6 | 32.5 | 29.2 | 28.8 | 30.6 | 32.2 | 28.9 | 33.3 | 30.3 | 28.9 | 33.8 | 28.3 | 31 | 29.5 | 31.7 | 18.8 | 30.7 | 25.8 | 31.1 | 31.9 | 31.2 | 29.4 | 33 | 0
6590 | 34.5 | 33.5 | 32.3 | 35.4 | 28.2 | 27 | 26.2 | 32.1 | 33 | 37.4 | 39.6 | 34.6 | 35.4 | 24.8 | 26.7 | 30.1 | 25.8 | 32.7 | 27 | 31 | 37.7 | 26.6 | 29.4 | 31.2 | 36.5 | 36.4 | 42.2 | 29.8 | 29.2 | 31.2 | 26.6 | 31.4 | 34.1 | 35.2 | 32.5 | 27.9 | 30 | 31.9 | 29.6 | 30.9 | 30.2 | 31.6 | 27.4 | 34.3 | 30.4 | 30.4 | 33 | 28.6 | 31.2 | 29.6 | 33 | 17.2 | 30.2 | 26 | 31 | 32.2 | 31.3 | 29.9 | 32 | 0
6591 | 34.6 | 34.3 | 32.5 | 35.3 | 28.2 | 25.7 | 26.9 | 32.2 | 32.5 | 38.3 | 39.6 | 33.7 | 35.9 | 26.8 | 27.1 | 30.1 | 25.2 | 33.2 | 26.8 | 31.4 | 37.8 | 25.6 | 28.5 | 31.8 | 36.5 | 36.5 | 42.5 | 29.3 | 29.3 | 30.4 | 25.8 | 31.6 | 34.3 | 34.9 | 32.6 | 27.6 | 29 | 32.6 | 30.1 | 30.9 | 29.5 | 29.3 | 25 | 35 | 30.3 | 30.3 | 32.4 | 28.1 | 31.3 | 27.9 | 33.5 | 17.2 | 30.3 | 26 | 25.7 | 31.5 | 31.2 | 29.8 | 31.3 | 0
6592 | 35.2 | 33.7 | 30.8 | 34.5 | 28.2 | 26.6 | 27 | 31.8 | 32 | 37.8 | 39.2 | 32.7 | 35.4 | 27.1 | 27.1 | 28.8 | 24.7 | 33.2 | 26.6 | 31.2 | 37.2 | 25.6 | 27.1 | 31.8 | 36.2 | 36.5 | 42.4 | 28.7 | 29.1 | 29.9 | 25.2 | 31.7 | 30.5 | 34.1 | 32.6 | 27.5 | 27.9 | 32.7 | 30.2 | 31.6 | 28.7 | 27.7 | 23.3 | 35.7 | 30.2 | 29.9 | 31.6 | 27.5 | 30.9 | 25.8 | 32.7 | 17.7 | 30 | 26.7 | 25.6 | 30.4 | 31 | 29.9 | 30 | 0
6593 | 35.4 | 32.9 | 30.5 | 33 | 27.8 | 24.3 | 26.4 | 30.9 | 31.3 | 36.8 | 38.4 | 31.6 | 34.6 | 26.8 | 27.1 | 28.8 | 24.2 | 32.1 | 26.4 | 30.4 | 36 | 23.6 | 24.8 | 31.4 | 35.5 | 36.3 | 41.7 | 27.8 | 28.6 | 29.4 | 25 | 31.2 | 30 | 32.9 | 31.7 | 28.1 | 26.8 | 31.2 | 29.7 | 31 | 28.3 | 25.6 | 21.9 | 35.7 | 30.1 | 28.5 | 30.8 | 26.2 | 30 | 25.5 | 30 | 18.4 | 30.2 | 26.6 | 26 | 28.8 | 30.4 | 28.9 | 29.5 | 0
6594 | 33.8 | 30.9 | 29.1 | 31.5 | 27.2 | 23.2 | 24.8 | 29.5 | 29 | 35.9 | 36.8 | 30.7 | 32.7 | 26.8 | 26.2 | 24.9 | 23.9 | 30.8 | 26.1 | 28.9 | 34.4 | 23.7 | 23.2 | 29.8 | 34.1 | 35.9 | 39 | 27.2 | 27.7 | 29.5 | 24.9 | 30 | 29.4 | 31.8 | 28 | 28.1 | 26 | 30 | 29 | 30 | 27.8 | 25.3 | 21.8 | 34.5 | 27.9 | 27.8 | 29.5 | 25 | 28.6 | 25.5 | 26 | 18 | 29.6 | 26.3 | 25.6 | 27.5 | 29.2 | 28.8 | 28.7 | 0
6595 | 32.5 | 28 | 27.2 | 30.1 | 26.9 | 23 | 24.4 | 27.8 | 26.5 | 33.7 | 34.8 | 29.9 | 31.1 | 26.4 | 25.6 | 24.1 | 23.6 | 30 | 25.8 | 27.1 | 32.6 | 23.6 | 21.8 | 28 | 31.9 | 35 | 35.3 | 26.7 | 26.7 | 29.1 | 24.9 | 28.7 | 29 | 31 | 26.3 | 27.6 | 25.4 | 28.5 | 28.2 | 29.2 | 27.6 | 24.8 | 21.9 | 33 | 27.4 | 27 | 28.2 | 23.3 | 27.2 | 25.5 | 21.5 | 17.2 | 29.2 | 26 | 25.6 | 26.3 | 28.6 | 28 | 28.8 | 0
6596 | 31.1 | 25.9 | 26.1 | 29.4 | 26.7 | 22.6 | 22 | 26.1 | 26.3 | 32.3 | 32.6 | 29.4 | 29.2 | 25.9 | 24.7 | 23.4 | 23.4 | 29.2 | 25.4 | 25.4 | 31.2 | 23.5 | 21.4 | 25.8 | 30.5 | 33.9 | 32.8 | 26.4 | 25.6 | 28.6 | 24.8 | 28 | 29 | 30.6 | 25.2 | 27.2 | 25.2 | 27.3 | 28.1 | 28.7 | 27.3 | 25.4 | 22.4 | 30.5 | 26.8 | 27 | 26.8 | 22.2 | 26 | 25.5 | 18 | 15.8 | 28.2 | 25.7 | 25.6 | 25.8 | 28 | 27.8 | 28.5 | 0
6597 | 30.4 | 23.4 | 25.2 | 29.1 | 26.7 | 22.5 | 20.8 | 24.9 | 26 | 31.9 | 30.9 | 29 | 28.4 | 25.8 | 23.9 | 22.6 | 23.2 | 28.9 | 25.1 | 24.1 | 30.1 | 23.3 | 21 | 24.4 | 29.2 | 32.4 | 33.9 | 26 | 24.8 | 27.2 | 24.7 | 27.7 | 28.8 | 30.5 | 24.2 | 27.1 | 25.1 | 26.6 | 28 | 28.2 | 27.1 | 25 | 22.2 | 29 | 26.6 | 26.5 | 26 | 21 | 25.5 | 25.5 | 16 | 15.3 | 27.8 | 25.5 | 25.6 | 25.4 | 27.5 | 27.5 | 28.6 | 0
6598 | 29.4 | 22.6 | 24.4 | 29.4 | 26.7 | 22.5 | 26.4 | 24.2 | 26.2 | 31 | 29.9 | 28.8 | 27.6 | 25.8 | 23.3 | 22.4 | 23.2 | 28.7 | 24.8 | 23.5 | 29 | 23.2 | 21.3 | 23.5 | 27.8 | 32.3 | 31.8 | 25.8 | 24.4 | 25.9 | 24.5 | 27.3 | 28.5 | 30.3 | 23.8 | 27.1 | 25.2 | 26.3 | 27.7 | 27.9 | 27.1 | 25.5 | 22.3 | 28 | 26.1 | 26.5 | 25.6 | 20.6 | 25.4 | 25.5 | 15.7 | 15.2 | 27.2 | 25.3 | 25.6 | 25.4 | 27.3 | 27.4 | 27.8 | 0
6599 | 29 | 22 | 23.8 | 29.4 | 26.7 | 22.5 | 26.6 | 23.5 | 26 | 30 | 30 | 28.6 | 27.4 | 25.5 | 22.6 | 21.7 | 23.2 | 28.3 | 24.8 | 23.4 | 28.5 | 23.2 | 21.2 | 23.4 | 26.4 | 30.9 | 30.5 | 25.4 | 24.1 | 24.4 | 24.4 | 27 | 28.2 | 29.8 | 23.3 | 27.4 | 25.2 | 26 | 27.6 | 27 | 27.1 | 25.4 | 22 | 27.2 | 26 | 25.8 | 25.8 | 20.2 | 25.6 | 25.2 | 16.2 | 16 | 27.2 | 25.7 | 25 | 25.2 | 27 | 27.4 | 26.9 | 0
6600 | 28.2 | 21.4 | 23.7 | 29.2 | 26.7 | 22.3 | 26.6 | 23 | 25.8 | 29.6 | 30.6 | 28.5 | 26.6 | 25.3 | 21.7 | 21.1 | 23.3 | 28.1 | 24.9 | 23.5 | 28 | 23 | 21.5 | 23.2 | 25.4 | 29.9 | 30.1 | 25.1 | 23.8 | 23.7 | 24.3 | 26.7 | 27.4 | 28.8 | 23 | 27.4 | 25.3 | 25.1 | 27.4 | 26.9 | 27.1 | 26.6 | 22.5 | 26.5 | 26 | 25.7 | 25.9 | 20.4 | 25.6 | 25 | 16.5 | 16.4 | 26.8 | 25 | 25 | 25.2 | 26.4 | 27.4 | 25.2 | 0
6601 | 28.1 | 20.7 | 23.8 | 28.2 | 26.7 | 22.1 | 21.7 | 22.6 | 25.8 | 28.9 | 31.4 | 28.4 | 26 | 25.3 | 21.4 | 20.6 | 23.3 | 27.7 | 25.2 | 23.4 | 27.5 | 22.9 | 21 | 23.3 | 25.3 | 28.5 | 29.1 | 24.7 | 23.2 | 23.2 | 24.3 | 26.3 | 27 | 27.3 | 22.5 | 27.5 | 25.1 | 24.1 | 27.1 | 26.6 | 26.7 | 26.8 | 22.8 | 26.4 | 25.9 | 25 | 26.2 | 20.1 | 25.4 | 25 | 15.7 | 16.5 | 27 | 25 | 25 | 24.8 | 26.2 | 27.4 | 24.4 | 0
6602 | 28.1 | 20.1 | 23.6 | 27 | 26.3 | 22 | 21.2 | 22.2 | 25.5 | 27.8 | 31.8 | 28.2 | 25 | 25.3 | 21.1 | 20.4 | 23.2 | 27.3 | 25.4 | 23 | 27.2 | 22.6 | 20.6 | 22.8 | 26.1 | 28.6 | 27.9 | 24.4 | 22.5 | 23.2 | 24.2 | 26.2 | 26.6 | 25.8 | 22.3 | 27.6 | 25 | 24.1 | 27.1 | 26.1 | 26.4 | 27.4 | 23.4 | 25.7 | 25.8 | 25 | 26 | 20 | 24.8 | 25.1 | 14 | 15.6 | 26.8 | 24.9 | 25 | 24.4 | 25.8 | 27.4 | 23.9 | 0
6603 | 27.6 | 19.9 | 22.9 | 25.6 | 26.2 | 21.9 | 21.1 | 21.8 | 25.6 | 26.9 | 31.7 | 28 | 24.7 | 25.3 | 21.1 | 20.3 | 22.9 | 27.2 | 25.5 | 22.4 | 27 | 22.6 | 19.4 | 22.5 | 26.3 | 28.3 | 27 | 24 | 21.8 | 22.9 | 24.1 | 25.9 | 26.4 | 24.6 | 22.3 | 27.6 | 24.7 | 23.9 | 26.7 | 26 | 26.4 | 26.3 | 23.3 | 25.4 | 25.3 | 24.5 | 25.8 | 19.4 | 24.3 | 25 | 11.9 | 14.9 | 27 | 24.7 | 25 | 23.8 | 25.5 | 27.2 | 24.9 | 0
6604 | 27.3 | 19.3 | 22.3 | 25 | 26.2 | 21.7 | 21 | 21.5 | 25.6 | 27.4 | 30.8 | 27.7 | 24.2 | 25.1 | 21.1 | 20.1 | 22.7 | 27.1 | 25.2 | 22 | 26.5 | 22.6 | 18.9 | 22.1 | 25.7 | 27.9 | 26.5 | 23.9 | 21.3 | 22.7 | 23.8 | 26 | 26.2 | 24.1 | 22.2 | 27.6 | 24.7 | 23.9 | 26.7 | 25.6 | 26.1 | 25.8 | 23.4 | 25.2 | 24.9 | 24.9 | 25.2 | 19.4 | 24.1 | 25 | 11.1 | 14.3 | 26.5 | 24.6 | 24.7 | 23.8 | 25.3 | 26.8 | 25.9 | 0
6605 | 27.1 | 18.9 | 21.8 | 25.2 | 26.2 | 21.7 | 20.7 | 21.2 | 25.8 | 27.4 | 29.2 | 27 | 23.4 | 24.8 | 20.8 | 19.9 | 21.8 | 27.1 | 24.4 | 20.8 | 26.4 | 22.5 | 19.4 | 20.6 | 25 | 26.9 | 26 | 24.4 | 22.6 | 23 | 23.6 | 25.6 | 26 | 25 | 21.7 | 27.6 | 24.2 | 23.6 | 26.6 | 25.4 | 25.9 | 23.8 | 20.6 | 25 | 24.8 | 24.4 | 24.4 | 19.4 | 24 | 24.8 | 12 | 15.6 | 25 | 24.6 | 24.9 | 23.4 | 25 | 26.8 | 24.9 | 0
6606 | 26.6 | 18.7 | 21.6 | 25.9 | 26.1 | 21.7 | 20.7 | 21.5 | 25.9 | 27.4 | 29.1 | 27 | 23.3 | 24.8 | 20.8 | 19.8 | 21.8 | 27.1 | 24.2 | 22.6 | 26 | 22.1 | 20.5 | 21.5 | 24.7 | 26.9 | 24.5 | 24.8 | 22.9 | 23 | 25.1 | 25.7 | 25.5 | 26 | 21.2 | 27.6 | 25.1 | 23.3 | 26.1 | 24.9 | 26 | 25 | 21.5 | 24.7 | 24.9 | 25.5 | 25.5 | 21 | 24.3 | 24.7 | 14 | 17.4 | 25.2 | 24.6 | 25.1 | 23.6 | 24.6 | 26.4 | 25.5 | 0
6607 | 26.6 | 18.5 | 21.7 | 26.4 | 26.2 | 21.7 | 20.7 | 22.3 | 26.2 | 26.4 | 29.9 | 27.2 | 24.1 | 24.8 | 20.7 | 19.8 | 22.4 | 26.9 | 24.4 | 24.9 | 25.8 | 22.1 | 21.7 | 23.4 | 25 | 25.4 | 24.2 | 25.4 | 24.1 | 23.5 | 26.2 | 26.3 | 25.5 | 27.1 | 21.4 | 27.3 | 25.9 | 23.3 | 26 | 24.9 | 26 | 26.5 | 22.4 | 24.3 | 25.3 | 26.8 | 26.9 | 22.6 | 25.3 | 24.7 | 17 | 19.3 | 26 | 24.7 | 25.1 | 23.9 | 24.4 | 26.3 | 26.5 | 0
6608 | 26.7 | 19.9 | 24.5 | 28 | 25.9 | 22.6 | 21.4 | 23.8 | 28 | 27.7 | 31.4 | 28.2 | 25.8 | 25.8 | 21.1 | 21.1 | 23.2 | 27.8 | 24.6 | 27.4 | 26 | 22.1 | 23.6 | 25.8 | 26.8 | 25.9 | 26.7 | 26.6 | 25.6 | 25 | 27.2 | 28 | 25.5 | 28.9 | 23.7 | 27.6 | 27.2 | 24.6 | 26 | 25.1 | 27 | 28.2 | 23.9 | 25.5 | 25.9 | 28.2 | 29 | 24.4 | 26.6 | 24.9 | 20.8 | 21 | 27 | 25.2 | 25.6 | 24.6 | 25 | 26.5 | 28.5 | 0
6609 | 28.8 | 25.2 | 28.4 | 29 | 25.8 | 23.3 | 22.5 | 25.7 | 30.2 | 29.7 | 33.8 | 29.6 | 28.1 | 28 | 22.2 | 25 | 24.5 | 30.3 | 25.2 | 29.1 | 27.9 | 23.2 | 25.1 | 28.2 | 29.3 | 29.5 | 29.3 | 27.7 | 27.6 | 26.8 | 26.9 | 29.9 | 26.5 | 30.2 | 26.9 | 27.1 | 27.9 | 27.2 | 26 | 26.8 | 28.1 | 29.4 | 25.2 | 27.5 | 26.8 | 29.1 | 30.6 | 25.6 | 28.1 | 25.7 | 24.1 | 21.7 | 28.2 | 26.9 | 26.8 | 25.5 | 27.4 | 26.3 | 29.9 | 0
6610 | 29.5 | 28.7 | 30.1 | 30.5 | 25.8 | 25.5 | 22.6 | 27.6 | 32 | 32 | 36.2 | 31.7 | 30.6 | 29 | 23.2 | 27 | 25.3 | 32.1 | 25.6 | 30.2 | 30.2 | 23.3 | 26.8 | 29.9 | 31.2 | 32.3 | 32.4 | 28.8 | 29.1 | 28.9 | 26.5 | 30.9 | 27.9 | 31.8 | 29 | 25.4 | 28.9 | 29.2 | 27.2 | 28.7 | 28.8 | 30.2 | 27.2 | 29.5 | 26.8 | 29.8 | 32.1 | 26.8 | 29.4 | 25.9 | 27 | 21.7 | 29.1 | 27.6 | 27.4 | 26.8 | 28.7 | 27.2 | 31.5 | 0
6611 | 31.5 | 31.1 | 31 | 31 | 26.4 | 25.3 | 23.6 | 29.4 | 30.7 | 34.7 | 38.4 | 33.6 | 32.8 | 30.5 | 24.4 | 28.2 | 26 | 32.6 | 26 | 30.6 | 33.3 | 23.3 | 28 | 31 | 33.1 | 34.5 | 34.9 | 29.6 | 30.4 | 30.4 | 25.6 | 31.6 | 29.4 | 32.8 | 30.7 | 24.2 | 29.4 | 30.7 | 28.5 | 30.3 | 30.6 | 30.6 | 29 | 31.5 | 27.4 | 30.2 | 32.8 | 27.6 | 30.4 | 26.6 | 29 | 21 | 29.8 | 28.3 | 27.9 | 28.2 | 30.2 | 29.5 | 31.9 | 0
6612 | 32.5 | 33.1 | 32 | 31.6 | 26.8 | 26.2 | 24.9 | 30.7 | 31.4 | 36.2 | 39.6 | 35.3 | 34.4 | 31 | 25.7 | 28.7 | 25.8 | 33.9 | 25.8 | 31.1 | 36.3 | 23.5 | 29.2 | 31.5 | 34.2 | 35.5 | 37.8 | 30.3 | 30.8 | 31.5 | 25.6 | 32.9 | 30.4 | 34 | 31.7 | 24.5 | 30.4 | 31.8 | 30 | 31.6 | 31.6 | 30.9 | 31 | 33.4 | 30.4 | 30.8 | 33.5 | 28.6 | 30.9 | 27.2 | 30.7 | 20.4 | 30 | 28.9 | 30.4 | 29.5 | 32.2 | 30.2 | 32.4 | 0
6613 | 34 | 34.2 | 33 | 30.7 | 26.8 | 25.8 | 25.2 | 31.6 | 32.4 | 37 | 40.2 | 35.8 | 35.3 | 31.5 | 26.2 | 30.2 | 25.5 | 34.2 | 25.6 | 31.4 | 36.6 | 24.1 | 29.5 | 31.9 | 35.2 | 36 | 39.5 | 30.4 | 31.2 | 31.4 | 25.7 | 32.3 | 32.3 | 34.5 | 31.9 | 24.5 | 30.6 | 31.9 | 30.5 | 31.4 | 31.7 | 31.1 | 31.9 | 34.9 | 30.4 | 31.2 | 33.7 | 29.1 | 31.3 | 27.2 | 31.6 | 19.9 | 30.2 | 28.9 | 29.9 | 30.4 | 32.2 | 30.5 | 31.8 | 0
6614 | 34.7 | 34 | 33.1 | 29.4 | 27.9 | 23 | 25.6 | 31.9 | 30.6 | 37.6 | 40 | 35.4 | 35.6 | 30.5 | 26.4 | 31.2 | 24.8 | 29.6 | 25.2 | 32 | 37.3 | 25.5 | 29.2 | 32.2 | 35.9 | 36.8 | 40.1 | 30.4 | 31 | 31 | 26.4 | 32 | 32.5 | 35 | 32.5 | 25 | 30.8 | 31.7 | 30.8 | 31.1 | 31.8 | 31.4 | 31.8 | 35.8 | 30.4 | 31.8 | 34 | 29.4 | 31.4 | 27.9 | 32.2 | 19.8 | 30.2 | 29.5 | 29.8 | 30.6 | 32.1 | 30.3 | 31.4 | 0
6615 | 35.7 | 34.2 | 33.4 | 26.8 | 28.7 | 23.6 | 25.8 | 31.9 | 26.3 | 38.8 | 39.9 | 33.8 | 35.4 | 29.5 | 26.7 | 30 | 24.6 | 27.6 | 25.3 | 32.2 | 37.6 | 27.3 | 27.7 | 32.5 | 35.8 | 37.5 | 40.3 | 29.8 | 31 | 30 | 26.5 | 31.3 | 30.5 | 34.6 | 32.6 | 25.9 | 29.7 | 31.7 | 30.5 | 31.1 | 31.1 | 31.3 | 29.9 | 36.5 | 30.4 | 31.8 | 33.7 | 28.7 | 31.5 | 28.8 | 31.7 | 19.5 | 30.3 | 29.4 | 27.5 | 30.1 | 32.1 | 30 | 30.3 | 0
6616 | 36 | 34.3 | 32.6 | 24.9 | 28.8 | 22.6 | 24.3 | 31.5 | 26.3 | 38.3 | 39.4 | 32.1 | 34.8 | 29 | 27 | 30.2 | 24.3 | 24.6 | 25.2 | 32.1 | 36.8 | 26.6 | 26 | 32.3 | 35.6 | 37.2 | 39.3 | 29.3 | 30.3 | 29.3 | 26.6 | 30.4 | 28.4 | 34.3 | 32.8 | 26 | 28.7 | 32.1 | 30 | 30.9 | 29.6 | 31 | 27.6 | 36.5 | 30.2 | 31.5 | 33.4 | 27.7 | 31.2 | 27.9 | 30.4 | 19.2 | 30.2 | 29.1 | 25.9 | 29.2 | 31.7 | 30.2 | 29.9 | 0
6617 | 36 | 33.7 | 31.6 | 23 | 28.1 | 22.3 | 23.5 | 30.9 | 26.5 | 37.9 | 38.8 | 30.4 | 33.8 | 25.5 | 26.8 | 29.3 | 24.4 | 24.6 | 25.4 | 31.2 | 35.5 | 26.6 | 24 | 31.4 | 35.1 | 36.7 | 39.1 | 28.4 | 29.2 | 28.6 | 26 | 30.8 | 25.4 | 33.5 | 32 | 26.3 | 27 | 31.2 | 29 | 30.8 | 29.6 | 30.2 | 24.8 | 34.9 | 29.8 | 30.4 | 32.4 | 26.4 | 30.6 | 27.9 | 28 | 18.4 | 30 | 28.5 | 25.5 | 28 | 30.8 | 30.1 | 29.3 | 0
6618 | 35.2 | 30.4 | 31.2 | 22.7 | 27.7 | 21.7 | 22.3 | 30 | 26.3 | 36.5 | 37.5 | 29.5 | 32.4 | 25.5 | 26.2 | 27.8 | 24.1 | 24.6 | 25.1 | 30 | 34.3 | 25.4 | 22.9 | 29.7 | 33.2 | 36 | 37.9 | 27.8 | 27.2 | 28.4 | 25.7 | 29.8 | 25.3 | 33.2 | 29.1 | 26.5 | 26.1 | 29.7 | 28.5 | 30.3 | 29 | 29.3 | 23.2 | 33 | 27.4 | 29.2 | 31.3 | 25.6 | 29.4 | 27.5 | 25.2 | 17.7 | 29.3 | 27.3 | 25.9 | 26.9 | 29.2 | 28.6 | 29.5 | 0
6619 | 33 | 27 | 29.2 | 22.5 | 27.3 | 21.5 | 21.6 | 28.8 | 26.3 | 34.4 | 36 | 29 | 30.8 | 25.3 | 25.4 | 26.2 | 24 | 24.7 | 24.8 | 28.4 | 32.8 | 24.8 | 22.1 | 27.4 | 30.6 | 34.6 | 33.7 | 27 | 25.2 | 27.8 | 25 | 28.7 | 25.4 | 32.5 | 27.5 | 26 | 25.2 | 28.5 | 28.2 | 29.5 | 28.4 | 28.3 | 22.1 | 32.7 | 27.4 | 27.9 | 29.5 | 25 | 27.9 | 26.9 | 22.1 | 16.9 | 28.6 | 26.6 | 25.9 | 26.1 | 28.5 | 28 | 29 | 0
6620 | 32 | 25.2 | 26.4 | 23 | 27.3 | 21.5 | 21.4 | 27.4 | 26.1 | 32.9 | 34 | 29 | 29 | 25.6 | 25.2 | 24.9 | 23.6 | 24.7 | 24.2 | 27 | 31.3 | 24.3 | 22.2 | 25.2 | 29.2 | 33.5 | 31.3 | 26.4 | 23.4 | 27 | 25 | 28.3 | 25.6 | 32 | 26.7 | 25.9 | 25 | 27.7 | 28.1 | 29 | 27.9 | 27.6 | 22.3 | 31.5 | 27.4 | 27 | 27.8 | 25 | 26.4 | 26.8 | 19.6 | 16.6 | 27.8 | 26.4 | 26.5 | 25.6 | 27.5 | 27.6 | 28.6 | 0
6621 | 31.3 | 23.9 | 25.3 | 22.7 | 27.2 | 21.3 | 21.4 | 26.2 | 25.9 | 31.8 | 32.2 | 28.8 | 27.4 | 25.5 | 24.4 | 24 | 23.6 | 24.7 | 24 | 25.8 | 30.5 | 24.2 | 22.1 | 23.6 | 27.8 | 33 | 29.8 | 25.7 | 22.8 | 25.6 | 24.8 | 28.1 | 25.5 | 30.8 | 25.5 | 25.3 | 24.5 | 26.5 | 28 | 28.4 | 27 | 27.2 | 22.3 | 30.4 | 27.5 | 26.4 | 26 | 24.8 | 25.3 | 26.1 | 17.6 | 16.5 | 27.5 | 25.8 | 26.6 | 25.3 | 26.8 | 27.6 | 27.3 | 0
6622 | 30.2 | 23.2 | 23.6 | 22.9 | 24.8 | 21 | 21.4 | 24.9 | 25.8 | 31.4 | 30.6 | 28.6 | 26.2 | 25.5 | 23.7 | 24 | 23.5 | 24.8 | 23.7 | 25.2 | 29.5 | 23.9 | 22.3 | 22.9 | 28.1 | 32.2 | 28.8 | 25.4 | 22.7 | 24.4 | 25.1 | 27.9 | 25.6 | 29.9 | 25.2 | 25.3 | 24.6 | 26 | 27.9 | 27.9 | 26.6 | 27.1 | 22.7 | 29.7 | 27.5 | 26.4 | 25 | 24.6 | 24.7 | 25.7 | 16.7 | 16.9 | 27.3 | 25.5 | 26.5 | 25.1 | 26.4 | 27.5 | 26.6 | 0
6623 | 29.6 | 22.7 | 23.4 | 22.8 | 24.8 | 21 | 21.3 | 23.6 | 25.8 | 30.1 | 29.8 | 28.2 | 25.6 | 25.5 | 23 | 18 | 23.6 | 24.8 | 23.8 | 24.6 | 28.6 | 23.6 | 22 | 23 | 25.9 | 31.5 | 28 | 25.2 | 23.4 | 23.4 | 25 | 27.8 | 25.6 | 28.6 | 24.4 | 25 | 24.4 | 25.6 | 26.1 | 27.6 | 26.1 | 27 | 22.5 | 29 | 27.5 | 26.4 | 24.4 | 23.8 | 24.6 | 25.6 | 16.2 | 17 | 27.4 | 25.5 | 26.4 | 24.8 | 26 | 27.3 | 25.8 | 0
6624 | 28.9 | 22.2 | 22.8 | 23.7 | 24.9 | 21.2 | 21.3 | 22.8 | 25.8 | 29.1 | 29.3 | 28.1 | 25.4 | 24.8 | 22 | 17.5 | 23.3 | 24.5 | 23.7 | 24.2 | 28.2 | 23.3 | 21.9 | 23.3 | 24.7 | 31.4 | 27.7 | 25.4 | 23.8 | 23.3 | 25.1 | 27.2 | 25 | 27.9 | 24.2 | 24.8 | 24.9 | 25.2 | 25 | 26.9 | 25.9 | 26.7 | 22.5 | 27.7 | 26.3 | 26.5 | 24.7 | 22.8 | 24.7 | 25.3 | 16.1 | 17 | 27.3 | 25.3 | 26.1 | 24.5 | 25.4 | 26.7 | 26.2 | 0
6625 | 28.5 | 21.7 | 22.5 | 24.3 | 24.8 | 20.8 | 21 | 22.4 | 25.6 | 28.9 | 29.4 | 27.9 | 25.4 | 24.8 | 21.7 | 17.6 | 23.1 | 24.6 | 24 | 23.3 | 27.8 | 22.9 | 21.2 | 23.4 | 24.4 | 30.7 | 26.8 | 25.4 | 24.1 | 23.5 | 24.5 | 26.9 | 24.9 | 27 | 24.1 | 24.7 | 24.8 | 25.2 | 24.3 | 26.5 | 25.6 | 26 | 21.8 | 27.6 | 26.3 | 26 | 24.8 | 21.3 | 24.8 | 25.2 | 15.3 | 16.4 | 27 | 25.1 | 26.1 | 24.1 | 25.2 | 26.7 | 26.3 | 0
6626 | 28.1 | 21.2 | 21.2 | 25.4 | 24.6 | 20.8 | 20.7 | 22 | 25.5 | 28.9 | 29.4 | 28 | 25.2 | 24.5 | 21.4 | 17.8 | 22.6 | 24.6 | 24 | 22.2 | 27.4 | 22.6 | 20.6 | 22.8 | 24.5 | 30 | 25.6 | 25.4 | 23.6 | 24 | 24 | 26.7 | 24.9 | 26.4 | 23.8 | 24.8 | 25 | 25 | 24.5 | 26.3 | 25.2 | 25 | 21.5 | 27.5 | 26.3 | 25.4 | 25 | 20 | 24.6 | 25.4 | 14.2 | 15.6 | 26.4 | 25.1 | 26.1 | 23.8 | 25 | 26.5 | 26.7 | 0
6627 | 28.2 | 21 | 20.9 | 25.4 | 24.6 | 21.2 | 20.6 | 21.6 | 25.3 | 28.6 | 29.6 | 27.7 | 24.7 | 24.6 | 21.2 | 18.2 | 22.3 | 24.5 | 24.3 | 20.9 | 27.4 | 22.4 | 19.7 | 21.8 | 23.9 | 29.4 | 24.7 | 25 | 23.2 | 23.9 | 23.1 | 26.4 | 24.9 | 25.5 | 23.2 | 24.7 | 24.4 | 24.6 | 24.5 | 26.3 | 25 | 24 | 20.7 | 26.8 | 26.2 | 24.5 | 24.6 | 18.9 | 24.4 | 25.4 | 12.6 | 14.8 | 25.8 | 25.1 | 26.2 | 23.5 | 24.5 | 26.5 | 26 | 0
6628 | 28.3 | 20.7 | 20.9 | 25.6 | 24.6 | 20.8 | 20.6 | 21.2 | 25.3 | 26.6 | 29.3 | 27.5 | 24 | 24.5 | 21.2 | 17.8 | 21.8 | 24.4 | 24.3 | 20.4 | 26.8 | 22.3 | 19.4 | 20.8 | 23.4 | 28.2 | 24.6 | 24.7 | 22.6 | 23.6 | 23.2 | 26.2 | 24.8 | 25.2 | 22.7 | 25 | 24.4 | 24.7 | 24.5 | 26.3 | 24.8 | 23.5 | 20.7 | 26.1 | 26.2 | 24.2 | 24.4 | 18.8 | 24 | 25.3 | 11.8 | 14.8 | 25.2 | 25.1 | 25.9 | 23.4 | 24.2 | 26.4 | 25.6 | 0
6629 | 28 | 20.2 | 20.3 | 22.4 | 24.5 | 20.7 | 20.4 | 20.8 | 25.3 | 26.5 | 27 | 28 | 23.6 | 24.5 | 21 | 17.7 | 21.8 | 24.4 | 23 | 22.2 | 26.4 | 22 | 19 | 20.8 | 24 | 27.3 | 24.3 | 23.2 | 22.5 | 21.8 | 23.6 | 25.9 | 23.8 | 25 | 22.6 | 25.1 | 23.8 | 24.4 | 24.5 | 26 | 24.9 | 26.6 | 22.2 | 25.5 | 26.2 | 25.4 | 22.8 | 22.8 | 22.6 | 25.3 | 13.4 | 16.6 | 26.6 | 25 | 25.9 | 24 | 24 | 26.3 | 25.3 | 0
6630 | 27.8 | 19.7 | 20.1 | 22.4 | 24.3 | 20.2 | 20.4 | 21.1 | 25.9 | 26.4 | 27.3 | 28 | 24.1 | 24.5 | 20.9 | 17.8 | 22.7 | 24.3 | 23.5 | 23.7 | 26.6 | 21.7 | 21 | 21.9 | 23.8 | 26.7 | 23.6 | 23.7 | 23.3 | 22.1 | 24.5 | 25.9 | 23.4 | 25.8 | 22.5 | 25.3 | 23.7 | 24.3 | 24.4 | 25.9 | 24.9 | 27.3 | 22.1 | 25.4 | 26.2 | 26.3 | 23.6 | 23.8 | 23.8 | 25.3 | 15.1 | 16.8 | 26.4 | 25 | 25.7 | 24.8 | 23.5 | 26.3 | 26.6 | 0
6631 | 27.8 | 19.2 | 20.2 | 22.6 | 24.3 | 20.3 | 20.4 | 22.1 | 27.3 | 26.4 | 28.6 | 28.5 | 25.6 | 24.6 | 21.1 | 17.9 | 23.9 | 24.6 | 23.9 | 25.6 | 26.4 | 21.6 | 22.7 | 23.7 | 23.9 | 26.1 | 23.5 | 24.4 | 24.6 | 23.3 | 25.7 | 26.7 | 23.4 | 26.6 | 22.5 | 25.4 | 24.1 | 24.2 | 24 | 25.8 | 25 | 28.3 | 22.3 | 25.3 | 26.2 | 27.3 | 24.6 | 23.7 | 25.4 | 25 | 18.1 | 17 | 26.4 | 25 | 25.8 | 25.8 | 23.3 | 25.8 | 27.6 | 0
6632 | 28 | 21.2 | 23.4 | 23 | 24.3 | 21.7 | 21.3 | 23.9 | 27.5 | 27.2 | 30.2 | 29.4 | 27.4 | 25 | 21.3 | 18.4 | 25.2 | 25.1 | 24.4 | 28 | 26.6 | 22.3 | 25.6 | 25.8 | 26.5 | 27.3 | 24.4 | 25.6 | 26 | 24.6 | 27.4 | 28.5 | 23.4 | 28.4 | 24.1 | 25.9 | 25 | 26.1 | 24 | 26.8 | 26 | 29.4 | 22.7 | 25.9 | 25.2 | 28.7 | 27 | 24.2 | 27.2 | 25.1 | 21.4 | 17.2 | 26.4 | 25.5 | 26.1 | 27 | 24.3 | 25.8 | 29.3 | 0
6633 | 29.2 | 25.7 | 28.4 | 23.8 | 24.2 | 24 | 22.9 | 26.1 | 29.5 | 29.9 | 32.5 | 31.1 | 29.9 | 25.9 | 23.7 | 19 | 26.2 | 24.8 | 24.5 | 29.8 | 28.8 | 24.5 | 26.6 | 28 | 28.8 | 30.5 | 28.2 | 26.8 | 27.3 | 26.6 | 28.6 | 31.7 | 23.7 | 29.4 | 29 | 27 | 26.5 | 29.3 | 24.4 | 29.4 | 28.6 | 30.5 | 23.5 | 27.3 | 22.5 | 29.8 | 29 | 23.4 | 28.5 | 26 | 25 | 17.3 | 26.9 | 27 | 25.8 | 28.1 | 25.8 | 27.1 | 30.1 | 0
6634 | 29.5 | 29.4 | 30.9 | 24.7 | 24.2 | 26 | 24 | 28.3 | 31 | 32.4 | 34.4 | 33.1 | 32 | 25.9 | 24 | 19.8 | 27.2 | 25 | 25 | 31.4 | 30.2 | 25 | 27.8 | 29.6 | 30.4 | 32.8 | 29.8 | 28.2 | 28.4 | 28.3 | 29.8 | 31.7 | 23.9 | 31 | 30.2 | 28.4 | 27.9 | 30.5 | 24.4 | 31 | 29.2 | 31.5 | 24.4 | 28.8 | 22.5 | 30.9 | 31.6 | 23.8 | 29.5 | 26.9 | 27.8 | 17.4 | 27.4 | 28 | 27 | 29.3 | 27.5 | 28.1 | 31.2 | 0
6635 | 30.2 | 31.9 | 32 | 25.8 | 24.3 | 27 | 25.1 | 30.1 | 31.6 | 34.4 | 36.4 | 35.2 | 34 | 25.9 | 25.7 | 20.8 | 27.8 | 24.4 | 25.4 | 32 | 33.2 | 25.6 | 27.6 | 31 | 32.1 | 36.2 | 33.8 | 29.4 | 29.2 | 30 | 30.4 | 31.8 | 24.3 | 31.8 | 32.6 | 29 | 29.2 | 31.7 | 24.4 | 31.5 | 30.3 | 32.2 | 25.5 | 30.8 | 22.5 | 31.6 | 33.2 | 24 | 30 | 27.6 | 30.2 | 17.4 | 28.3 | 29 | 28.1 | 30.2 | 29.2 | 29.6 | 31.6 | 0
6636 | 31.7 | 33.3 | 32.9 | 26.7 | 24.6 | 28 | 26.2 | 31.3 | 32.4 | 35.8 | 37.5 | 36.6 | 35.2 | 26.4 | 26.5 | 21.4 | 28.3 | 24 | 26.3 | 32.6 | 35.6 | 26.5 | 28.5 | 31.8 | 33.7 | 37.1 | 35.4 | 30.5 | 30 | 30.9 | 31 | 32.8 | 24.9 | 33.3 | 32.5 | 29.1 | 29.9 | 32.1 | 24.4 | 33.2 | 30.8 | 32.7 | 26.3 | 32.1 | 25 | 32.3 | 34.8 | 25.9 | 30.5 | 28.7 | 31.4 | 17.5 | 29 | 29.2 | 29.1 | 30.9 | 31.7 | 30.3 | 32.3 | 0
6637 | 32.9 | 34.4 | 32.1 | 27.5 | 24.7 | 28.6 | 26.4 | 31.9 | 32.4 | 37 | 38.6 | 37.2 | 36 | 26.4 | 26.8 | 22.3 | 28.5 | 23.9 | 26.9 | 32.7 | 36.5 | 26.4 | 28.2 | 32.6 | 35 | 37.5 | 37.4 | 31 | 30.7 | 31.6 | 30.9 | 33.3 | 25.7 | 33.9 | 32.4 | 29.5 | 30.1 | 32.3 | 24.4 | 33.3 | 30.7 | 32.8 | 27 | 33.3 | 25 | 32.7 | 35 | 26.6 | 30.9 | 29.1 | 32.4 | 17.7 | 29.8 | 29.5 | 30 | 31.2 | 32 | 30.8 | 31.8 | 0
6638 | 34.2 | 34.9 | 33 | 27.8 | 24.7 | 29.3 | 25.4 | 32.2 | 32.5 | 37.9 | 39 | 36.8 | 36.2 | 27.5 | 27.7 | 23 | 28.4 | 24 | 27.4 | 33 | 36.7 | 26.4 | 28.4 | 33 | 35.4 | 38.2 | 39.5 | 31.2 | 31.2 | 31.6 | 30.8 | 33.2 | 25.9 | 34.6 | 32.4 | 29.9 | 29.8 | 32.8 | 24.2 | 33.5 | 30.7 | 32.6 | 27.2 | 34.4 | 25.1 | 32.8 | 35 | 27.4 | 31.4 | 28.8 | 32.6 | 18 | 30.2 | 29.5 | 30.9 | 31 | 31.7 | 30.2 | 30.9 | 0
6639 | 34.9 | 35 | 33.9 | 27.9 | 25.2 | 29.7 | 26 | 32.2 | 32.2 | 38.4 | 39.5 | 35.8 | 36.3 | 28.2 | 29 | 24 | 27.8 | 24 | 27.1 | 32.8 | 36.8 | 25.3 | 26.6 | 33.2 | 35.5 | 38.7 | 40.6 | 30.7 | 31.3 | 31.6 | 30 | 31.6 | 26.2 | 34 | 32.3 | 29.5 | 29.3 | 32.5 | 24.2 | 32.9 | 30.4 | 32 | 27.1 | 35.2 | 26.5 | 32.4 | 33.8 | 25.8 | 31.4 | 30.4 | 32.5 | 18.2 | 30.5 | 30 | 30.2 | 30.3 | 31.4 | 30.1 | 28.5 | 0
6640 | 35.4 | 35 | 33.4 | 27.6 | 24.8 | 27.5 | 25.1 | 31.9 | 31.8 | 38.4 | 39.1 | 34.4 | 35.5 | 28.2 | 28.7 | 23.5 | 27.1 | 24 | 26.7 | 32.7 | 36.1 | 25.4 | 25.4 | 32.6 | 35.4 | 39.1 | 40 | 30 | 30.8 | 30.8 | 29.1 | 27.7 | 26.2 | 33.6 | 32.2 | 29.2 | 28.4 | 32.4 | 24.2 | 32.6 | 29.5 | 31.2 | 26.6 | 35.9 | 27.3 | 31.8 | 33.1 | 24.2 | 31.1 | 30.2 | 31.2 | 18.1 | 30.3 | 29.7 | 30 | 29.3 | 31.2 | 30.2 | 26.5 | 0
6641 | 35.4 | 34.4 | 32.9 | 27.2 | 24.6 | 24 | 23.1 | 31.2 | 31.9 | 37.9 | 38.4 | 33.2 | 34.6 | 27.9 | 28.2 | 22.7 | 26.2 | 24 | 26 | 32 | 34.8 | 25.7 | 23 | 31.4 | 34.6 | 38.7 | 39.3 | 29 | 29.5 | 30 | 28 | 27.5 | 26 | 32.4 | 32.1 | 28.7 | 27.4 | 31.6 | 24.2 | 28.7 | 28.7 | 30.2 | 26 | 35.2 | 27.3 | 30.8 | 32 | 21.8 | 30 | 29 | 29.2 | 17.8 | 30 | 29 | 28 | 28.2 | 30.7 | 30 | 24.5 | 0
6642 | 34.3 | 31.4 | 30.5 | 26.7 | 24.5 | 23.4 | 22.8 | 30 | 30 | 36.6 | 36.8 | 32.1 | 32.9 | 27.4 | 27.2 | 22 | 25.6 | 24 | 25.8 | 31.2 | 33.4 | 25.6 | 22.1 | 29.3 | 32.6 | 38.5 | 37 | 28.1 | 27.7 | 28.6 | 27.3 | 27.2 | 26.2 | 32 | 29.6 | 28 | 26 | 30.3 | 24.2 | 26.5 | 28.3 | 29.2 | 25.2 | 33.4 | 28.2 | 30 | 31.7 | 21.4 | 28.7 | 28.2 | 26 | 17.2 | 29.2 | 28 | 28 | 27.4 | 27.8 | 29.2 | 24.2 | 0
6643 | 32.9 | 28.9 | 28.2 | 26.2 | 24.5 | 22 | 22.4 | 28.4 | 29.5 | 33.9 | 35.2 | 31.5 | 31.5 | 26.9 | 26.7 | 21.4 | 25.2 | 24 | 25.6 | 29.7 | 31.7 | 25.2 | 20.6 | 27.1 | 30.7 | 35.2 | 33.1 | 27.2 | 25.8 | 27.6 | 26.5 | 27 | 26.1 | 30.9 | 28.3 | 27.2 | 24.7 | 29.3 | 24.2 | 26.3 | 27.4 | 28.5 | 24.4 | 31.8 | 28.1 | 29.1 | 30.6 | 20.9 | 27.1 | 27.2 | 23.1 | 16.5 | 28.6 | 27 | 28 | 26.9 | 26.8 | 28.5 | 24.2 | 0
6644 | 32.5 | 27.4 | 25.4 | 25.8 | 24.5 | 21 | 22.1 | 26.5 | 28.9 | 33.6 | 33.4 | 31 | 30 | 26.8 | 26.5 | 20.7 | 25.2 | 24 | 25.8 | 28.2 | 30.1 | 24.7 | 20.4 | 25 | 29.3 | 32.7 | 30.7 | 26.6 | 24.2 | 26.6 | 26.2 | 27 | 26 | 30.2 | 26.6 | 27 | 23.4 | 28.4 | 24.2 | 26.2 | 26.6 | 28 | 23.8 | 30.5 | 28 | 28.6 | 29.6 | 22 | 25.8 | 26.2 | 20.4 | 16 | 28 | 26.8 | 27.9 | 26.8 | 26 | 28.1 | 25.2 | 0
6645 | 31.8 | 25.9 | 24.2 | 25.5 | 24.6 | 21 | 21.9 | 25.2 | 28.6 | 31.6 | 32.5 | 30.7 | 29.3 | 26.9 | 26.2 | 20.2 | 25.1 | 24 | 25.7 | 26.4 | 29.3 | 24.6 | 19.2 | 23.7 | 28.3 | 32.2 | 29.7 | 25.9 | 23.2 | 26.4 | 25.8 | 27 | 24.7 | 28.6 | 26.1 | 26.5 | 22.8 | 27.7 | 24.2 | 26.2 | 25.7 | 27.8 | 23.4 | 29.2 | 27 | 28.1 | 27.4 | 21.9 | 24.8 | 25.2 | 19.2 | 15.7 | 27.8 | 26.5 | 27.5 | 26.8 | 25.6 | 27.8 | 25.4 | 0
6646 | 30.6 | 24.9 | 23.1 | 25 | 24.6 | 21 | 21.9 | 24 | 28.3 | 30.9 | 31.7 | 30.2 | 28.7 | 25.9 | 25 | 20.1 | 25 | 24 | 25.7 | 25.2 | 28.6 | 23.9 | 19.6 | 23 | 27.3 | 31.7 | 29.3 | 25.5 | 22.9 | 26.1 | 25.8 | 26.8 | 24.1 | 27.8 | 25.8 | 26 | 22.5 | 27 | 23.8 | 26.2 | 25.7 | 27.7 | 23.1 | 27.9 | 27 | 27.8 | 25.6 | 22.5 | 24.5 | 24.5 | 18.5 | 15.8 | 27.6 | 26.5 | 27.5 | 26.7 | 25.4 | 27.7 | 26 | 0
6647 | 30 | 23.1 | 21.9 | 24.6 | 24.6 | 21 | 21.9 | 22.7 | 27.9 | 30.4 | 31.4 | 29.6 | 28.4 | 26 | 24.2 | 19.8 | 24.6 | 24 | 25.2 | 24.2 | 28.1 | 23.8 | 19.4 | 22.8 | 26.1 | 30.7 | 28 | 25 | 23 | 26 | 25.6 | 26.6 | 24.2 | 26.8 | 25.6 | 26 | 22.8 | 26.4 | 23.4 | 26.2 | 25.8 | 27.6 | 23 | 26.9 | 27 | 27.4 | 23.8 | 22 | 24.4 | 23.7 | 18.4 | 16 | 27.6 | 26 | 27 | 26.4 | 24.8 | 27.7 | 25.6 | 0
6648 | 29.3 | 21.4 | 21.2 | 24 | 24.7 | 20.8 | 21.9 | 21.9 | 27.3 | 30 | 30.6 | 28.9 | 27.5 | 25.9 | 22.8 | 19.5 | 24.1 | 23.4 | 24.8 | 23.9 | 27.7 | 23.5 | 20.8 | 22.5 | 25.4 | 29.2 | 28.6 | 24.7 | 23.3 | 25.2 | 25.6 | 26.4 | 24.1 | 27 | 24.6 | 25.5 | 23.2 | 26.1 | 23.3 | 26.1 | 25.2 | 27.4 | 22.8 | 26.3 | 25.9 | 27.1 | 23.5 | 22.6 | 24.5 | 23.5 | 17.6 | 16.3 | 27.3 | 25.5 | 26.9 | 25.8 | 24.3 | 27.4 | 25.8 | 0
6649 | 29.1 | 20.8 | 20.9 | 23.5 | 24.7 | 20.8 | 22 | 21.5 | 27.2 | 29.9 | 29.9 | 28.4 | 26.6 | 25.8 | 22.6 | 19.4 | 23.2 | 23.4 | 24.1 | 23.4 | 27.2 | 23.2 | 20.9 | 22.2 | 25.6 | 28.2 | 27.1 | 24.3 | 23.3 | 24.3 | 25.2 | 26.2 | 22.2 | 26.8 | 24.6 | 25.6 | 23.8 | 25.6 | 23.4 | 26 | 25.2 | 27 | 22.6 | 25.8 | 26 | 26.5 | 23.3 | 22.3 | 24.1 | 23 | 16.4 | 16.5 | 27.1 | 25 | 26.8 | 25 | 23.6 | 27.2 | 25.4 | 0
6650 | 28.9 | 20.5 | 20.6 | 23 | 24.7 | 20.6 | 21.7 | 21.2 | 27 | 28.4 | 28.6 | 28 | 25.2 | 25.4 | 22.2 | 19 | 22.4 | 23.4 | 23.6 | 23 | 26.6 | 23 | 21.4 | 21.4 | 25.1 | 28.2 | 26.3 | 24 | 23 | 23 | 24.8 | 26 | 22.2 | 27 | 24.7 | 25.5 | 24 | 25.3 | 23.4 | 25.9 | 25 | 26.6 | 22.4 | 25.6 | 26 | 26 | 23.8 | 23 | 23.6 | 22.5 | 14.6 | 16.6 | 26.8 | 25.5 | 26.7 | 24.2 | 23.3 | 27.1 | 25.5 | 0
6651 | 28.6 | 20.4 | 20.9 | 22.7 | 24.7 | 20.4 | 21.1 | 20.8 | 26.4 | 27.9 | 27.8 | 28 | 24.3 | 25 | 22.2 | 18.7 | 21.7 | 23.4 | 23 | 22.2 | 26.7 | 22.8 | 19.9 | 20.8 | 24.7 | 28.2 | 25.7 | 23.5 | 22.5 | 22.3 | 24 | 26 | 22.2 | 26.1 | 24.6 | 25.5 | 24.2 | 25.4 | 23.4 | 25.8 | 24.8 | 26.3 | 22.3 | 25.1 | 26 | 25.4 | 23.4 | 22.5 | 22.8 | 22.5 | 13.4 | 16.6 | 26.7 | 25.5 | 26.5 | 23.7 | 23 | 27.1 | 24.9 | 0
6652 | 28.4 | 20.1 | 20 | 22.5 | 24.7 | 20.3 | 20.9 | 20.4 | 26.3 | 27.4 | 27 | 27.9 | 23.5 | 24.9 | 21.7 | 18.4 | 21.5 | 23.4 | 23 | 22 | 26.4 | 22.6 | 19.6 | 20.4 | 23.9 | 28.2 | 24.8 | 23.3 | 22.3 | 21.6 | 23.6 | 25.8 | 22.1 | 25.7 | 24.8 | 25.4 | 23.9 | 25.4 | 23.6 | 25.5 | 24.7 | 26.3 | 22.2 | 24.8 | 26 | 25.2 | 23.3 | 23 | 22.4 | 22.5 | 12.6 | 16.5 | 26.6 | 25.5 | 26.5 | 23.6 | 22.7 | 27.2 | 25.2 | 0
6653 | 28.3 | 19.4 | 20.4 | 22.4 | 24.7 | 20 | 20.8 | 20 | 26.3 | 27 | 26.6 | 28.6 | 24.8 | 24.9 | 21.7 | 17.9 | 23 | 23.3 | 24.6 | 22.4 | 26.1 | 22.6 | 16.6 | 20.6 | 23.4 | 26.2 | 23.6 | 24.2 | 22 | 22 | 23.8 | 25.6 | 22.1 | 23.4 | 24.6 | 25.4 | 23 | 25.1 | 23.6 | 25.3 | 24.4 | 26.6 | 22.3 | 24.4 | 26 | 24.8 | 22.6 | 21.6 | 22.4 | 22.5 | 16.4 | 16.2 | 26.6 | 25.5 | 26.4 | 24.2 | 22.7 | 27.1 | 24.1 | 0
6654 | 27.9 | 19.2 | 20.4 | 22 | 24.7 | 19.8 | 20.6 | 20.6 | 26.7 | 27 | 26.6 | 29 | 23.9 | 24.9 | 21.2 | 17.4 | 24.3 | 23.3 | 24.6 | 22.9 | 25.6 | 22.4 | 17.7 | 21.4 | 23 | 26 | 23.3 | 24.2 | 22.8 | 22.4 | 25.4 | 25.5 | 22.2 | 24.5 | 23.6 | 25.3 | 23.7 | 24.9 | 23.6 | 25.2 | 23.9 | 27.7 | 22.4 | 29.3 | 26 | 25.8 | 23.6 | 21.9 | 22.9 | 22.5 | 18.5 | 16.9 | 25.9 | 25.5 | 26 | 25 | 22.7 | 27 | 24.9 | 0
6655 | 27.8 | 18.8 | 20.4 | 22.2 | 24.6 | 19.9 | 20.7 | 21.9 | 26.7 | 26.9 | 27.1 | 29.6 | 23.9 | 24.9 | 21.2 | 17.3 | 25.6 | 23.2 | 25.2 | 24.4 | 25.3 | 22.2 | 19.1 | 23.1 | 23.9 | 26.2 | 24.9 | 25.1 | 23.5 | 23.4 | 27 | 26.6 | 22.4 | 25.8 | 23.6 | 25.4 | 24.3 | 25.2 | 23.4 | 25.1 | 24.1 | 28.8 | 22.7 | 29.3 | 26 | 26.8 | 24.9 | 22.6 | 24.3 | 22.9 | 21.4 | 17.5 | 25.9 | 25.5 | 26 | 26 | 22.6 | 26.9 | 26.4 | 0
6656 | 28.1 | 23.4 | 24.9 | 22.4 | 24.7 | 21.5 | 21.3 | 24 | 28 | 27.3 | 28.4 | 30.6 | 25.2 | 25.3 | 21.5 | 18 | 27.4 | 23.1 | 26 | 26.4 | 25.4 | 22.3 | 21.8 | 25 | 26.7 | 30 | 25.6 | 26.4 | 25 | 25 | 29 | 28 | 22.6 | 27.8 | 23.6 | 26.4 | 25.2 | 25.9 | 23.3 | 25.4 | 25 | 30 | 23.4 | 24.8 | 26 | 28 | 27.2 | 23.4 | 25.8 | 24.7 | 24.6 | 18 | 26 | 26 | 27.5 | 27.6 | 23.3 | 27.2 | 28.3 | 0
6657 | 29.1 | 25.5 | 28.5 | 23.1 | 25.3 | 24.5 | 22.9 | 26.4 | 30.9 | 29.8 | 29.8 | 32 | 27.3 | 26 | 22.7 | 20.6 | 28.3 | 23.4 | 27.3 | 28.7 | 27.5 | 24.3 | 24.1 | 27.3 | 29.6 | 34 | 31.8 | 27.9 | 26 | 26.6 | 29.9 | 29.4 | 22.9 | 29.3 | 24.7 | 27.5 | 26 | 27.1 | 23.7 | 27.1 | 25.4 | 30.4 | 24.3 | 27.5 | 26.7 | 28.5 | 29.3 | 24.6 | 27.6 | 26.7 | 27.1 | 17.9 | 27.1 | 26.9 | 28.4 | 28.9 | 28.1 | 27.1 | 30 | 0
6658 | 30.3 | 29 | 30.6 | 23.6 | 26 | 26.4 | 23.8 | 28.5 | 31.6 | 33.3 | 31.5 | 33.8 | 29.8 | 28.5 | 23 | 22 | 29.2 | 23.4 | 28.4 | 30.3 | 30.2 | 24.9 | 26.9 | 29.1 | 31.7 | 36.5 | 34.6 | 28.9 | 27.6 | 28.1 | 30.9 | 31.1 | 22.9 | 31 | 27.3 | 28.8 | 27.1 | 28.3 | 23.7 | 29.1 | 27.1 | 30.7 | 25.5 | 28 | 26.8 | 29.1 | 31.6 | 25.8 | 28.9 | 29.3 | 29.1 | 17.6 | 28.2 | 27.7 | 29.7 | 30.3 | 29.2 | 27.7 | 31.4 | 0
6659 | 31.7 | 31.6 | 31.7 | 24.2 | 26.7 | 27.9 | 25 | 30 | 32.7 | 35.9 | 33 | 35.6 | 31.8 | 29.6 | 24.2 | 23.2 | 29.4 | 23.4 | 29.4 | 31.2 | 32.7 | 26.6 | 28.6 | 30.6 | 33 | 37.9 | 37 | 29 | 28.8 | 29.2 | 31 | 32.2 | 22.9 | 32.2 | 27.3 | 29.1 | 28 | 30.1 | 24.6 | 30.9 | 28.9 | 30.6 | 26.8 | 30 | 27 | 29.2 | 33 | 27 | 30 | 30.4 | 30.2 | 17.2 | 29.6 | 28.4 | 30.8 | 31 | 30 | 28.4 | 32 | 0
6660 | 33.1 | 32.7 | 32 | 24.4 | 27.3 | 28.9 | 26.5 | 30.7 | 33.2 | 36.9 | 34.6 | 37.1 | 33.2 | 31.5 | 25.7 | 24.5 | 29.9 | 23.5 | 29.5 | 31 | 34.8 | 28.3 | 30.1 | 31.3 | 34.7 | 38 | 38.1 | 28.2 | 30.3 | 30 | 31.6 | 33 | 23.3 | 33.6 | 27.4 | 29.2 | 29.1 | 30.6 | 25.3 | 31.9 | 30.5 | 31 | 28.1 | 32 | 29 | 29.8 | 34.2 | 27.7 | 30.5 | 31.9 | 31.1 | 17.3 | 30.2 | 29.4 | 31.9 | 31.7 | 31.7 | 28.5 | 32.1 | 0
6661 | 34.4 | 33.6 | 32.6 | 24.8 | 28.5 | 29.9 | 26.7 | 31 | 33.2 | 37.9 | 35.7 | 37.9 | 33.8 | 32 | 26.1 | 25.7 | 29.8 | 23.6 | 29.3 | 30.3 | 35.9 | 29 | 29.9 | 32 | 36 | 38.5 | 38.7 | 27 | 30.6 | 30.4 | 31.5 | 33.2 | 23.5 | 34.2 | 27.4 | 29.3 | 29.7 | 31.9 | 25.8 | 32.9 | 31.2 | 31.3 | 29.2 | 33 | 29 | 30.3 | 34.3 | 27.9 | 31 | 32.4 | 31.6 | 17.6 | 30.7 | 29.4 | 32.3 | 31.4 | 31.5 | 28.6 | 31.7 | 0
6662 | 35.2 | 34.1 | 31 | 25 | 29.1 | 30.1 | 27 | 31.2 | 33.3 | 38.4 | 36.6 | 37.8 | 34 | 32.2 | 26.3 | 26.3 | 29.8 | 23.6 | 28.6 | 29.4 | 36.4 | 29.4 | 29 | 32.2 | 36.4 | 39.1 | 39.2 | 26 | 30.5 | 30.6 | 31.6 | 32.9 | 23.4 | 34.6 | 28.5 | 30 | 30 | 31.6 | 26.6 | 33.3 | 31.4 | 31.8 | 30 | 34.6 | 29 | 31 | 34.2 | 27.6 | 31.2 | 32.9 | 32 | 18.2 | 30.6 | 29.2 | 32.4 | 31 | 31.5 | 29.2 | 31.2 | 0
6663 | 35.9 | 34.4 | 30.5 | 25.5 | 29.9 | 30.7 | 23.2 | 31.6 | 33.1 | 38.1 | 36.8 | 36.7 | 33.9 | 32.4 | 26.2 | 26 | 28.9 | 23.6 | 28.2 | 28.8 | 36.8 | 29.8 | 26.5 | 32.4 | 36.5 | 39.9 | 39.8 | 25.7 | 28.9 | 30.5 | 30.6 | 31.9 | 23.2 | 34 | 29.8 | 29.9 | 29.4 | 31.2 | 26.6 | 33.5 | 31.1 | 31.6 | 30.2 | 35 | 28.9 | 31 | 33.3 | 27 | 31.4 | 33.9 | 31.6 | 18.5 | 30.8 | 29.9 | 33.2 | 29.8 | 31.4 | 28.9 | 30.5 | 0
6664 | 35.7 | 34.1 | 30.9 | 25.7 | 29.2 | 30.5 | 22 | 31.8 | 32.8 | 38.2 | 36.8 | 35.2 | 33.7 | 32.3 | 26.2 | 25.3 | 28.1 | 23.6 | 27.7 | 28.2 | 35.8 | 30 | 24.5 | 32 | 36.1 | 39.6 | 40.1 | 25.9 | 27.2 | 30.3 | 29.7 | 30.8 | 23 | 33.3 | 30.3 | 29.8 | 28.6 | 30.6 | 26.7 | 33.1 | 30.6 | 31.4 | 29.7 | 35 | 28.8 | 30.9 | 32.7 | 26.1 | 31 | 33.5 | 30.5 | 18.5 | 30.5 | 29.9 | 33.2 | 28.9 | 31 | 29 | 29.9 | 0
6665 | 35.5 | 33 | 31 | 26 | 28.8 | 27.4 | 20.6 | 31.4 | 28.8 | 38.1 | 36.2 | 33.6 | 33 | 31.5 | 26.2 | 25 | 26.8 | 23.6 | 27.6 | 27.6 | 34.5 | 29.7 | 22.2 | 31.2 | 35.3 | 39.1 | 39.5 | 26.4 | 25.2 | 29.6 | 28.4 | 29.7 | 23.1 | 32.1 | 29 | 29 | 27.4 | 30.2 | 26.7 | 32.4 | 30.1 | 30.4 | 28.6 | 35 | 28.8 | 30 | 32 | 25.4 | 30 | 32.3 | 28.4 | 17.8 | 30.4 | 29.4 | 30.7 | 27.8 | 29.8 | 28.6 | 29.1 | 0
6666 | 35.1 | 30.6 | 29.6 | 25.7 | 28 | 24.5 | 19.9 | 30.1 | 25.5 | 36.6 | 35.6 | 32.4 | 31.7 | 29 | 26.2 | 23.7 | 26.1 | 23.6 | 27.2 | 26.5 | 32.7 | 29.5 | 21.2 | 29.5 | 33.1 | 37.6 | 36.8 | 26.6 | 24.4 | 28.7 | 28 | 28.8 | 23.3 | 31.4 | 26.3 | 28.4 | 26.7 | 29.3 | 26.7 | 31.5 | 30 | 29.7 | 27.1 | 34 | 27 | 29.2 | 31.8 | 24.7 | 28.2 | 31.4 | 26 | 16.9 | 29.5 | 27.9 | 27 | 27.5 | 29.4 | 27.7 | 28.3 | 0
6667 | 32.7 | 28.6 | 27.9 | 25.6 | 27.4 | 23.2 | 19.7 | 28.2 | 25.6 | 34.9 | 34.4 | 31.8 | 29.5 | 27.6 | 25.8 | 22.6 | 25.3 | 23.6 | 26.9 | 25.3 | 31 | 28.5 | 20 | 27.8 | 31.2 | 35.6 | 32.7 | 26.4 | 23.7 | 27.4 | 27.5 | 28.3 | 23.1 | 30.3 | 25 | 27.8 | 25.9 | 28.9 | 26.2 | 29.8 | 29.6 | 28.8 | 25.3 | 32.2 | 26.8 | 28.1 | 31 | 24.4 | 26.2 | 29.2 | 23.4 | 15.7 | 28.8 | 26.9 | 26.2 | 27.1 | 27.8 | 26.8 | 27.4 | 0
6668 | 31.5 | 27.3 | 27.5 | 25.2 | 26.7 | 22.6 | 19.7 | 26.1 | 25.6 | 33 | 33.2 | 31.6 | 26.8 | 28 | 25.2 | 21.8 | 25.2 | 23.6 | 26.4 | 24 | 29.9 | 27.5 | 19.4 | 26 | 29 | 34.4 | 31.4 | 25.6 | 24 | 26.2 | 27.8 | 27.8 | 23 | 29.6 | 24 | 27.4 | 25.6 | 28.7 | 26.1 | 28.3 | 29.1 | 28.4 | 23.8 | 30.5 | 26.6 | 27.5 | 30 | 24.2 | 24.4 | 27.4 | 21.4 | 15 | 27.8 | 26.9 | 26.2 | 27 | 27.3 | 26.4 | 26.6 | 0
6669 | 31.1 | 25.7 | 26.5 | 25.3 | 26.5 | 22.2 | 19.9 | 24.5 | 25.6 | 31.4 | 31.7 | 31.6 | 24.1 | 28 | 24.5 | 21.5 | 24.8 | 23.6 | 26.1 | 23.2 | 29.2 | 26.2 | 17.9 | 25 | 27.6 | 33.4 | 29.9 | 24.8 | 23.8 | 25.1 | 27.6 | 27.9 | 22.9 | 28.3 | 23.3 | 27.3 | 25 | 25 | 26.1 | 27.3 | 28.5 | 28 | 22.6 | 28.6 | 24.9 | 26.8 | 28 | 24.2 | 23.5 | 26.4 | 20 | 14.7 | 27.5 | 26.4 | 26.2 | 26.4 | 26.5 | 26.3 | 25.9 | 0
6670 | 30.7 | 24.7 | 25.1 | 25.2 | 26.5 | 21.9 | 20.1 | 23.6 | 25.6 | 31.8 | 30.7 | 31.4 | 22.4 | 28.5 | 23.8 | 21 | 24.8 | 23.7 | 25.6 | 22.9 | 28.6 | 26.1 | 17 | 24.2 | 26.8 | 32.2 | 29.1 | 24.1 | 23.9 | 24.5 | 27.7 | 27.9 | 22.9 | 27.4 | 22.5 | 27.3 | 24.6 | 24.3 | 25.8 | 26.5 | 27.9 | 28.1 | 22.1 | 27.4 | 24.9 | 26.8 | 26.3 | 23.9 | 23.2 | 25.4 | 19.6 | 15 | 27 | 26.4 | 26.2 | 26.2 | 26 | 26.2 | 25.5 | 0
6671 | 29.9 | 23.7 | 25 | 25.4 | 26.1 | 21.6 | 19.8 | 22.7 | 25.7 | 31.2 | 29.8 | 31 | 22 | 28.5 | 23.4 | 20.2 | 24.6 | 23.4 | 25.4 | 23.2 | 28.3 | 25.9 | 16 | 24 | 26 | 31.3 | 28.2 | 24 | 23.5 | 24.2 | 27.2 | 27.7 | 23 | 26.2 | 22.4 | 27 | 24 | 24.6 | 25.8 | 25.9 | 27.2 | 28 | 22 | 26.3 | 25 | 26.6 | 24.4 | 23.6 | 23.6 | 24.9 | 19.4 | 15.5 | 27.2 | 26.1 | 25.8 | 25.6 | 25.7 | 25.7 | 25.4 | 0
6672 | 29.3 | 23.1 | 24 | 25.1 | 25.5 | 21.1 | 20.1 | 21.9 | 26.1 | 29.7 | 29.6 | 30.4 | 23.1 | 27.6 | 22.7 | 19.5 | 24.8 | 23.4 | 24.9 | 23.5 | 27.8 | 24.7 | 16.3 | 23.4 | 25.2 | 30 | 27.3 | 24.3 | 23.6 | 24.2 | 27 | 27.3 | 22.9 | 25.6 | 22 | 26.4 | 23.7 | 25.1 | 25.6 | 25.4 | 26.5 | 28.2 | 22.3 | 25.6 | 24.4 | 26.8 | 23.6 | 23 | 23.8 | 24.4 | 19.3 | 16.2 | 27 | 25.5 | 25.8 | 25.6 | 25.5 | 25.5 | 25.5 | 0
6673 | 29 | 22.5 | 23.5 | 24.8 | 25.4 | 21.2 | 20.1 | 21.4 | 26.1 | 29.2 | 29.3 | 29.6 | 24.7 | 27.6 | 22.4 | 19.2 | 24.3 | 23.3 | 24.7 | 23.8 | 27 | 23.9 | 16.5 | 22.7 | 24.5 | 30.4 | 26.7 | 24.8 | 23.1 | 24 | 26 | 27.1 | 23 | 24.8 | 22 | 25.7 | 23.2 | 25.1 | 25.6 | 25.1 | 25.9 | 27.8 | 22.6 | 25 | 24.4 | 26.4 | 23 | 22.4 | 23.9 | 23.9 | 18.6 | 16.4 | 27.2 | 25.5 | 25.8 | 25.3 | 25.2 | 25.4 | 25.4 | 0
6674 | 28.5 | 21.8 | 22.5 | 24 | 25.3 | 21 | 20 | 20.9 | 26.1 | 29.2 | 29 | 29 | 26.2 | 27.5 | 22.2 | 18.6 | 24 | 23.2 | 24.4 | 23.6 | 26.3 | 23.1 | 17.2 | 21.6 | 24.4 | 29.5 | 26.1 | 25 | 23 | 23.6 | 25.2 | 26.9 | 23 | 24.4 | 21.4 | 25.5 | 23 | 25.1 | 25.6 | 24.7 | 25.4 | 27.4 | 22.8 | 24.5 | 24.4 | 26 | 23 | 21.8 | 23.4 | 23.4 | 17.6 | 16.4 | 27 | 25.5 | 25.9 | 25.2 | 24.8 | 25.5 | 25.1 | 0
6675 | 28.1 | 21.6 | 21.7 | 23.4 | 25 | 20.8 | 20 | 20.3 | 26.1 | 28.6 | 28.1 | 28.6 | 26.6 | 27.3 | 22.2 | 18.2 | 23.1 | 23.2 | 24.5 | 23.2 | 25.7 | 22.6 | 16.9 | 20.9 | 24 | 28.6 | 26.1 | 24.9 | 22.3 | 22.9 | 23.9 | 26.8 | 22.7 | 23.6 | 20.9 | 25.3 | 22.7 | 25.1 | 25.6 | 24.4 | 24.9 | 26.6 | 22.7 | 24.2 | 24.3 | 25.1 | 22.6 | 21.5 | 22.9 | 23.1 | 16.3 | 16.1 | 27.2 | 25.5 | 26.2 | 24.6 | 24.6 | 25.4 | 24.5 | 0
6676 | 27.4 | 21.6 | 21.7 | 22.7 | 25 | 20.5 | 20 | 19.8 | 26.1 | 28.1 | 27.4 | 28.5 | 26 | 27.3 | 22 | 18 | 22.9 | 23.1 | 24.4 | 22.5 | 25.1 | 22.1 | 16.9 | 20.3 | 24.6 | 27.8 | 26.1 | 24.5 | 22.2 | 22.3 | 23.7 | 26.7 | 22.4 | 23.4 | 20.9 | 25.1 | 22.8 | 25.1 | 25.6 | 24.2 | 24.6 | 26.5 | 22.5 | 23.7 | 24.3 | 24.8 | 22.7 | 21.4 | 22.3 | 23.1 | 15.8 | 16 | 26.8 | 25.5 | 26.2 | 24.4 | 24.6 | 25.3 | 24.1 | 0
6677 | 27.2 | 21.2 | 22.1 | 23 | 25 | 20.3 | 20.1 | 19.3 | 26.1 | 27.6 | 25 | 29.6 | 18.2 | 26.5 | 22 | 17.8 | 23 | 23.1 | 24.4 | 20.6 | 24.7 | 21.9 | 13.8 | 20.6 | 24.9 | 26.9 | 26.3 | 23.6 | 20.4 | 21.4 | 26 | 26.6 | 22.6 | 22.6 | 20.9 | 24.8 | 23.2 | 25.1 | 25.4 | 23.9 | 24.6 | 26.6 | 19.8 | 23.8 | 24.3 | 24.6 | 22.4 | 22.6 | 21.4 | 22.6 | 16.4 | 13.2 | 26.8 | 25.4 | 25.1 | 24 | 24.8 | 25.2 | 24.9 | 0
6678 | 27 | 20.1 | 22.2 | 23.4 | 24.7 | 19.9 | 20.2 | 20.1 | 26.1 | 27.6 | 25.5 | 29.2 | 18.9 | 26 | 22 | 18 | 23.3 | 23.1 | 25 | 21.2 | 24.3 | 21.9 | 15.9 | 20.9 | 24 | 26 | 26.1 | 23.7 | 21.3 | 21.7 | 24.6 | 26.4 | 22.6 | 23.8 | 20.9 | 24.6 | 23.3 | 25.2 | 25.3 | 23.5 | 24.6 | 27.2 | 19.9 | 23.4 | 24.3 | 24.9 | 23.3 | 22.5 | 21.4 | 22.4 | 18.3 | 15.2 | 26.8 | 25.4 | 23.7 | 25.3 | 24.8 | 25.2 | 26.3 | 0
6679 | 27.1 | 19.6 | 22.8 | 24.2 | 24.6 | 20.1 | 20.2 | 21.9 | 26.7 | 26.9 | 25.9 | 29.9 | 21.1 | 26.5 | 21.9 | 17.9 | 23.7 | 23 | 25.8 | 22.8 | 23.8 | 21.9 | 18 | 22.2 | 22.9 | 25.9 | 26.1 | 24.2 | 23 | 22.5 | 24 | 27 | 22.6 | 25 | 21 | 24.8 | 23.5 | 25.2 | 25.3 | 23.2 | 24.8 | 28.2 | 21.2 | 23 | 24.2 | 25.7 | 25.1 | 22.9 | 22.4 | 22.4 | 21.1 | 17.6 | 27.2 | 25.4 | 23.9 | 26.7 | 24.8 | 25.2 | 27.4 | 0
6680 | 27.5 | 21.6 | 25.7 | 25.2 | 26.2 | 22.9 | 20.7 | 24.3 | 28.3 | 27.6 | 27.4 | 31.4 | 24 | 27.6 | 21.9 | 19 | 24.8 | 23 | 27 | 24.8 | 24.2 | 21.9 | 20.8 | 24 | 25.2 | 26.4 | 27.5 | 25 | 25.6 | 24.2 | 24 | 28.5 | 22.6 | 26.8 | 22.6 | 25.5 | 23.6 | 25.6 | 26.4 | 24 | 25.2 | 29.6 | 23.4 | 23.1 | 24.2 | 27.3 | 27.2 | 23.6 | 24.7 | 24.3 | 24.4 | 20 | 27.6 | 25.8 | 24.3 | 28.4 | 25.5 | 25.3 | 28.9 | 0
6681 | 28.8 | 23.2 | 29.6 | 26.1 | 28.8 | 25.4 | 20.9 | 26.9 | 29.7 | 30.4 | 28.2 | 33.6 | 27.6 | 29.6 | 22 | 21.4 | 25.5 | 24.1 | 28.1 | 27 | 26.5 | 24.4 | 22.5 | 26.5 | 29.5 | 27.6 | 31.5 | 26 | 27.9 | 25.9 | 25.6 | 30.4 | 22.8 | 28.1 | 25.8 | 27.5 | 23.9 | 25.6 | 28.8 | 27 | 29.2 | 30.7 | 26.4 | 25.3 | 25.9 | 29 | 29.7 | 24.9 | 26.6 | 28.5 | 27.2 | 21 | 28.5 | 27.1 | 26 | 29.4 | 28 | 27.8 | 29.5 | 0
6682 | 30.1 | 27.6 | 30.7 | 26.9 | 30.1 | 27.2 | 21 | 29.1 | 30.2 | 32.2 | 29.8 | 35.4 | 30.6 | 30.6 | 22 | 22.6 | 26.2 | 25.2 | 29.3 | 28.7 | 28.6 | 25.7 | 24.6 | 28.8 | 32.2 | 29.7 | 34.3 | 26.8 | 29.7 | 27.9 | 27.5 | 31.9 | 23.9 | 29.8 | 28.3 | 29.3 | 24.5 | 25.7 | 30.1 | 29.1 | 30.3 | 31.7 | 29 | 27.1 | 25.9 | 30.8 | 31.7 | 26.1 | 28.4 | 30.8 | 29.2 | 21 | 29.2 | 27.5 | 27.2 | 30.2 | 29.2 | 27.8 | 30.3 | 0
6683 | 32.3 | 30.1 | 31.9 | 27.6 | 31 | 29.3 | 21.5 | 30.6 | 30.7 | 32.8 | 30.8 | 36.4 | 33 | 31.1 | 22 | 23.9 | 26.4 | 26.6 | 30 | 30 | 31.3 | 27.2 | 26 | 30.8 | 33.6 | 32.1 | 36.9 | 27.4 | 30.4 | 29.4 | 29.8 | 32 | 24.8 | 31 | 29.4 | 30.6 | 25.4 | 27.5 | 31.5 | 30.9 | 32 | 32 | 31 | 29.5 | 25.9 | 32.2 | 33.4 | 27.4 | 29.2 | 32.8 | 30.4 | 19.8 | 30.2 | 27.3 | 27.7 | 30.4 | 30.5 | 28.2 | 30.5 | 0
6684 | 33.9 | 30.7 | 32.2 | 28.2 | 31.5 | 30.4 | 23 | 31.3 | 31.7 | 36 | 32.6 | 35.8 | 34.1 | 32.2 | 22.3 | 25 | 26.7 | 27.2 | 30.6 | 30.5 | 34.4 | 28.7 | 28.2 | 31.9 | 34.7 | 34.5 | 39 | 27.6 | 30.3 | 30.7 | 31 | 32.5 | 26 | 32.6 | 30.5 | 32.4 | 26.5 | 28 | 32.7 | 32.7 | 31.9 | 32.1 | 31.8 | 31.1 | 31.3 | 33.3 | 34.3 | 28.1 | 30.1 | 33.8 | 31.2 | 18.7 | 30.8 | 28.5 | 29.7 | 30.8 | 31.8 | 29.3 | 31.3 | 0
6685 | 35.1 | 31.7 | 32.2 | 28.8 | 31.9 | 31 | 24.4 | 31.5 | 32.2 | 37.8 | 33.1 | 34.4 | 34.9 | 33.2 | 22.3 | 25.9 | 26.6 | 28.1 | 30.6 | 31 | 35.7 | 29.2 | 29.4 | 32.5 | 34.8 | 36.3 | 40.4 | 27.6 | 29.3 | 31.2 | 31.6 | 28 | 26.3 | 33.4 | 31.4 | 32.4 | 27.6 | 27.9 | 33.2 | 33.1 | 32.2 | 31.7 | 31.9 | 33.6 | 31.3 | 33.5 | 34.9 | 28.5 | 30.3 | 34.4 | 31.7 | 17.5 | 31.6 | 28.9 | 30.3 | 30.8 | 32 | 28.8 | 31.5 | 0
6686 | 35.8 | 31.9 | 32.7 | 29.4 | 31.6 | 30.6 | 23.5 | 31.6 | 32.2 | 38.9 | 33.6 | 32.4 | 35 | 33.1 | 22.3 | 26.7 | 26.6 | 28.8 | 30.4 | 31.2 | 35.7 | 29.4 | 30.4 | 32.4 | 35.3 | 37.7 | 40.4 | 27.5 | 28 | 31.4 | 31 | 28.8 | 27.9 | 34 | 32 | 32.5 | 28.4 | 24.8 | 34.1 | 33.6 | 32.4 | 31.4 | 31.3 | 35.1 | 31.3 | 33.4 | 35 | 28.4 | 31 | 34.4 | 32.2 | 17.2 | 32 | 29.6 | 30.3 | 30.8 | 32 | 29.6 | 31.8 | 0
6687 | 36.5 | 32.2 | 32.2 | 29.8 | 32.1 | 30 | 24.4 | 31.7 | 26 | 38.4 | 32.3 | 31 | 35.3 | 33.1 | 22.3 | 25.9 | 26.1 | 29.1 | 29.6 | 31.6 | 35.9 | 29.2 | 29.4 | 32.2 | 35.4 | 38.5 | 40.6 | 27.3 | 26.4 | 30.9 | 30.4 | 30.2 | 28.5 | 33.4 | 31.7 | 32.3 | 28.6 | 24.3 | 34.2 | 33.8 | 32.2 | 30.8 | 30.8 | 35.6 | 31.3 | 32.6 | 34.9 | 28.2 | 31 | 33.9 | 32.3 | 17 | 32.6 | 29.5 | 30.7 | 30.2 | 32 | 29.6 | 31.1 | 0
6688 | 36.4 | 32.4 | 31.7 | 29.8 | 31.5 | 30.4 | 25.3 | 31.8 | 25.2 | 38.8 | 31.4 | 30.1 | 34.9 | 31.1 | 22.2 | 26.4 | 25.9 | 28.6 | 29 | 31.5 | 34.8 | 29.1 | 27.9 | 31.4 | 35.3 | 38.9 | 39.9 | 26.9 | 25.2 | 30.3 | 29.3 | 31.2 | 27.2 | 32.6 | 31.5 | 32.1 | 28 | 24.5 | 34.1 | 33.5 | 32 | 30.4 | 30 | 35.8 | 30.9 | 31.6 | 34 | 27.5 | 31.1 | 33.6 | 31.7 | 17.2 | 32.5 | 28.9 | 30.8 | 29.5 | 31.5 | 29.7 | 30.5 | 0
6689 | 36.2 | 34.5 | 31.2 | 29.2 | 31 | 29.5 | 25.4 | 31.6 | 25.1 | 37.7 | 30 | 30 | 34 | 31.1 | 22.3 | 25.4 | 25.2 | 27.8 | 28.2 | 31 | 33.5 | 28.9 | 25 | 30.4 | 34.7 | 38.8 | 39.7 | 26.2 | 24.1 | 29.4 | 28.6 | 30.5 | 26.5 | 31.3 | 30.7 | 31.6 | 27 | 24.5 | 31.3 | 32.6 | 31.4 | 29.8 | 29.2 | 36.1 | 30.4 | 30.4 | 32.6 | 26.8 | 30 | 32 | 30 | 17 | 32.2 | 27.6 | 30.7 | 28.4 | 31 | 28.8 | 29.4 | 0
6690 | 35 | 31.2 | 28.9 | 28.2 | 30.1 | 25.7 | 22.5 | 30.9 | 25.2 | 36.4 | 30 | 29.8 | 31.7 | 29.1 | 22.9 | 23.9 | 24.8 | 27 | 27.8 | 29.7 | 32.5 | 28.2 | 22.8 | 28.8 | 32.9 | 38.2 | 37.4 | 25.2 | 23.6 | 28.6 | 27.5 | 29.2 | 25.9 | 30.5 | 28 | 30.5 | 25.7 | 24.3 | 30.1 | 31 | 29.7 | 29.4 | 27.8 | 34.8 | 28.2 | 29.4 | 30.4 | 25.8 | 28.7 | 30.9 | 27.6 | 16.8 | 31.1 | 26.8 | 29.7 | 27.7 | 30 | 27.9 | 29.1 | 0
6691 | 32.2 | 28.2 | 27.2 | 26.9 | 29.3 | 23.7 | 20.8 | 29.6 | 25.2 | 33.3 | 29.7 | 29.6 | 29.1 | 28.6 | 22.8 | 22.7 | 23.9 | 26.4 | 27.3 | 28.1 | 30.7 | 27.2 | 20.3 | 27.3 | 30.7 | 36.9 | 34 | 24.1 | 23.1 | 27.5 | 26.9 | 28.4 | 25.5 | 29.4 | 25.9 | 29.5 | 24.7 | 23.4 | 28.8 | 28.9 | 29 | 28.6 | 26.4 | 32.1 | 28.1 | 28.1 | 28.1 | 25 | 26.5 | 29.5 | 24.7 | 16.1 | 30 | 26.4 | 29.2 | 26.9 | 29.5 | 27.3 | 28.5 | 0
6692 | 31 | 26.7 | 24.7 | 25.8 | 28.9 | 22.6 | 20.5 | 27.8 | 25.2 | 32.2 | 30.2 | 29 | 26 | 28.1 | 22.8 | 21.4 | 23.2 | 26.1 | 27 | 26.4 | 29.5 | 26.7 | 19 | 25.8 | 28.7 | 35.5 | 31.9 | 23 | 23 | 26.4 | 26 | 28 | 25.2 | 28.6 | 25.4 | 29.3 | 24 | 23.1 | 28.7 | 27.1 | 29 | 28 | 24.7 | 30.2 | 27.8 | 27 | 26 | 24.2 | 24.6 | 28.1 | 22.2 | 15.6 | 28.8 | 26.2 | 28.9 | 26.6 | 28.8 | 27.2 | 28.4 | 0
6693 | 30.1 | 24.9 | 23.7 | 25 | 28.6 | 22 | 20.6 | 26.2 | 25.2 | 30.4 | 29.5 | 28.5 | 23.8 | 28.1 | 22.6 | 20 | 22.2 | 25.6 | 26.4 | 25.4 | 28.7 | 26.2 | 17.5 | 25 | 27.1 | 33.8 | 30.4 | 22.3 | 22.8 | 25.1 | 25.8 | 28 | 25.5 | 27.2 | 24.6 | 28.9 | 23.8 | 23.1 | 28.6 | 26.3 | 28.6 | 27.2 | 23.5 | 28.6 | 27.7 | 25.8 | 24.7 | 23.9 | 22.8 | 26.9 | 20.5 | 15 | 28.3 | 25.9 | 28.2 | 26.2 | 28.6 | 27.3 | 27.7 | 0
6694 | 29.3 | 24.3 | 22.2 | 24.7 | 28.1 | 21.9 | 20.7 | 24.7 | 25.2 | 29.6 | 29.2 | 28.1 | 22.2 | 28.1 | 22.6 | 19.4 | 21.9 | 25.1 | 26 | 24.7 | 27.7 | 25.4 | 17 | 24.3 | 26.7 | 32.6 | 29.5 | 22.1 | 23 | 24.2 | 25.5 | 28 | 25.5 | 26 | 24 | 28.6 | 23.9 | 23 | 28.1 | 25.8 | 28.2 | 26.8 | 22.7 | 26.8 | 27.7 | 25.2 | 24 | 23.7 | 22.7 | 26.1 | 19.9 | 15 | 27.9 | 25.8 | 27.4 | 26.1 | 28 | 27.3 | 27.3 | 0
6695 | 29.5 | 24.2 | 21.7 | 24.6 | 27.7 | 21.5 | 20.8 | 23.2 | 25 | 28.8 | 28.2 | 28.4 | 21.6 | 27.9 | 22.6 | 18.9 | 21.8 | 24.7 | 25.4 | 24.6 | 27.1 | 25.2 | 16.2 | 24.2 | 25.7 | 31.7 | 30.1 | 22.4 | 23.2 | 23.4 | 25.8 | 27.8 | 25.2 | 24.6 | 23.2 | 27.9 | 24 | 23 | 27.8 | 25.1 | 27.9 | 26.6 | 22.6 | 25.7 | 26.4 | 24.8 | 24 | 23.8 | 23.4 | 25.2 | 19.8 | 15 | 28 | 25.5 | 27.1 | 25.8 | 27.6 | 27.2 | 26.4 | 0
6696 | 29.4 | 23.1 | 21 | 24.6 | 27.4 | 21.2 | 20.7 | 22.1 | 25 | 28.7 | 28.2 | 28.9 | 21 | 27.6 | 22 | 18.1 | 22.7 | 24.6 | 25.2 | 24.2 | 26.7 | 25.7 | 16.1 | 23.8 | 24.6 | 30.8 | 28.9 | 23 | 23.6 | 23.3 | 25.9 | 27.2 | 24.8 | 23.9 | 22.4 | 27.4 | 23.9 | 23.3 | 27.6 | 24.4 | 27.5 | 26.9 | 22.5 | 25.1 | 23.3 | 25.1 | 23.8 | 23.6 | 25.3 | 24.4 | 19.8 | 15.3 | 27.7 | 25.3 | 26.7 | 25.7 | 27.2 | 27.2 | 26.1 | 0
6697 | 29.3 | 22.1 | 20.7 | 24.4 | 27.2 | 21 | 20.6 | 21.5 | 24.7 | 26.9 | 27.6 | 29.9 | 20.7 | 27.6 | 21.8 | 17.8 | 23.3 | 24.3 | 24.9 | 23.7 | 26.2 | 24.7 | 15.1 | 23.3 | 23.9 | 30.2 | 29 | 23.6 | 23.5 | 23.1 | 26.5 | 27 | 24.7 | 23 | 22.4 | 27.2 | 23.7 | 23 | 27.6 | 24.3 | 27.1 | 27 | 22.5 | 24.6 | 23.3 | 25.3 | 23.6 | 23.6 | 26.3 | 23.8 | 19.3 | 14.8 | 27.5 | 25.4 | 26.7 | 25.1 | 27.1 | 27 | 25.4 | 0
6698 | 28.9 | 21.2 | 20.6 | 24 | 27.1 | 20.7 | 20.5 | 21 | 24.4 | 26.4 | 27.6 | 30.4 | 19.8 | 27.6 | 21.8 | 17.4 | 24 | 24.1 | 24.8 | 22.6 | 25.8 | 24.5 | 14.6 | 22.4 | 23.7 | 29.8 | 28 | 24 | 23 | 23 | 26.8 | 27 | 24.3 | 22.8 | 22.3 | 27.1 | 23.4 | 23 | 27.6 | 24.2 | 27.1 | 27.2 | 22 | 24.4 | 23.4 | 25.6 | 23 | 23.2 | 26.6 | 23.2 | 18.2 | 14.2 | 27 | 25.4 | 26.7 | 24.6 | 27 | 26.8 | 25.2 | 0
6699 | 28.5 | 21.8 | 20.6 | 23.5 | 27.1 | 20.3 | 20.4 | 20.4 | 24.2 | 26.2 | 26.4 | 30.6 | 19.1 | 27.1 | 21.8 | 17.7 | 23.8 | 23.8 | 24.5 | 21.6 | 25.2 | 24.4 | 13.4 | 21.6 | 24 | 29.5 | 28.5 | 24 | 21.8 | 22.4 | 27.2 | 26.8 | 24.2 | 22.2 | 22 | 26.9 | 23.2 | 23 | 27.3 | 23.8 | 27 | 26.9 | 21.3 | 23.7 | 23.4 | 25.3 | 22.5 | 23 | 25 | 22.9 | 16.8 | 13 | 26.9 | 25.4 | 26.7 | 23.8 | 27 | 26.8 | 24.5 | 0
6700 | 28 | 20.7 | 20.2 | 23 | 26.7 | 20.2 | 20.4 | 19.9 | 24.2 | 26 | 25.9 | 30.1 | 18.2 | 26.6 | 21.8 | 17.4 | 23.5 | 23.6 | 24.4 | 20.7 | 24.9 | 24.2 | 13.4 | 20.8 | 23.8 | 29.1 | 28 | 23.8 | 20.9 | 21.9 | 26.7 | 26.5 | 24.2 | 22.4 | 22 | 26.9 | 23.1 | 23 | 27.1 | 23.7 | 26.7 | 26.7 | 20.3 | 23.4 | 23.4 | 25 | 22.1 | 22.7 | 23.2 | 22.4 | 16 | 12.7 | 26.6 | 25.4 | 26.7 | 23.7 | 26.8 | 26.8 | 24.7 | 0
6701 | 27.4 | 20.2 | 19.7 | 23.2 | 26.6 | 20.1 | 20.4 | 19.3 | 24.2 | 25.9 | 26.2 | 27.6 | 23 | 26.4 | 22 | 16.9 | 20.6 | 23.5 | 25 | 21.8 | 24.7 | 24.1 | 15 | 23.4 | 23.3 | 28.8 | 26.5 | 22.4 | 22.5 | 21 | 24.2 | 26.2 | 24.1 | 22 | 21.6 | 26.5 | 23.4 | 23 | 26.9 | 23.4 | 26.7 | 25.2 | 20 | 23.2 | 23.4 | 21.4 | 22.4 | 21.6 | 21 | 22.4 | 17.8 | 12 | 26.2 | 25.4 | 26.6 | 24.4 | 26.6 | 26.5 | 25 | 0
6702 | 26.1 | 20 | 19.4 | 23.7 | 26.5 | 19.9 | 20.2 | 20.1 | 24.2 | 25.3 | 25.8 | 27.9 | 22.6 | 25.9 | 21.8 | 16.8 | 21.8 | 23.2 | 24.9 | 22.8 | 24.4 | 23.9 | 16.4 | 23.3 | 22.3 | 28.4 | 27.3 | 23.3 | 23.4 | 21.9 | 24.6 | 26.2 | 24 | 23.3 | 21.3 | 26.4 | 23.8 | 23 | 26.6 | 22.8 | 26.4 | 26.3 | 20.4 | 23.3 | 23.4 | 22.4 | 23.6 | 22.7 | 21.4 | 21.3 | 19.3 | 14 | 26.4 | 25.4 | 26.2 | 24.9 | 26.6 | 26.3 | 26.1 | 0
6703 | 26.6 | 19.9 | 19.7 | 24.6 | 26.6 | 19.9 | 20.3 | 21.8 | 24.7 | 24.6 | 25.7 | 28.6 | 23 | 25.6 | 21.8 | 16.9 | 23.2 | 23.1 | 25.4 | 24.6 | 24.2 | 23.7 | 18.1 | 24.2 | 22.7 | 28.6 | 26.2 | 24 | 24.7 | 23.5 | 25.1 | 26.8 | 24 | 24.9 | 21.4 | 26.3 | 24.8 | 23 | 26.6 | 22.7 | 26.4 | 27.5 | 21.8 | 23.3 | 23.4 | 23.8 | 25.2 | 24.1 | 22.9 | 21 | 21.3 | 16.2 | 27.1 | 25.4 | 26 | 25.6 | 26.6 | 26.4 | 26.3 | 0
6704 | 27.6 | 22.2 | 24.6 | 26 | 27.8 | 22.9 | 20.6 | 24 | 28.2 | 25.9 | 25.8 | 29.6 | 24.2 | 27.6 | 21.8 | 17.9 | 24.8 | 23.2 | 25.8 | 26.6 | 24.4 | 24.1 | 20.4 | 25.2 | 25.5 | 29.3 | 26.9 | 24.8 | 26.2 | 25.4 | 26 | 28.4 | 24.8 | 27 | 23.8 | 26.5 | 26 | 23 | 27.8 | 22.7 | 26.7 | 28.8 | 24 | 23.3 | 23.4 | 25.7 | 27 | 26 | 24.4 | 23.2 | 24 | 18.2 | 28 | 25.6 | 26.7 | 26.8 | 27.4 | 26.5 | 26.9 | 0
6705 | 29.2 | 26.5 | 29.3 | 27.5 | 28.8 | 25.4 | 21.7 | 26.3 | 26.5 | 29.5 | 26.9 | 31 | 26.5 | 29.6 | 23 | 20.5 | 26.2 | 25.8 | 27.3 | 28.8 | 26.5 | 26.5 | 22.5 | 27.5 | 30.7 | 30.5 | 29.2 | 25.3 | 27.5 | 27.5 | 26.7 | 29.5 | 25.6 | 28.7 | 26 | 27.6 | 27.5 | 22.5 | 29 | 26.9 | 28.4 | 29.5 | 26.8 | 25.8 | 25.9 | 27.3 | 28.7 | 27.2 | 26.6 | 27.8 | 26.3 | 19.1 | 29 | 26.7 | 28.2 | 27.9 | 27.6 | 27.1 | 26.2 | 0
6706 | 30.2 | 29.7 | 31.2 | 29.1 | 29.4 | 27.4 | 21.9 | 28.5 | 27.5 | 32.7 | 28.3 | 32.7 | 29 | 30.9 | 23 | 22.7 | 27.3 | 27.6 | 28.5 | 30.2 | 28.3 | 28.5 | 24.8 | 29.3 | 32.4 | 32.3 | 32.9 | 26.2 | 28.5 | 29.2 | 27.7 | 30.2 | 27.6 | 30.6 | 28.3 | 30.5 | 28.8 | 22.5 | 31.3 | 30 | 29.7 | 30 | 29.4 | 27.7 | 26.3 | 28.9 | 30.2 | 28.3 | 28.1 | 30.5 | 28.5 | 19.3 | 29.5 | 27.9 | 29.6 | 29.1 | 28.8 | 28.2 | 26.2 | 0
6707 | 32.2 | 32.3 | 32 | 30.4 | 30.3 | 28.9 | 22.1 | 30.2 | 28.6 | 34.6 | 30 | 34.4 | 31.4 | 32.6 | 23 | 23.8 | 28 | 29 | 30.2 | 31.4 | 31.2 | 29.2 | 26.6 | 31.4 | 33.9 | 34.2 | 36.8 | 27.2 | 28.8 | 30.4 | 28.6 | 31.3 | 28.3 | 32 | 29.8 | 32.7 | 29.8 | 22.5 | 32.4 | 31.6 | 31.4 | 30.2 | 31.5 | 30.8 | 26.3 | 30 | 31.4 | 28.6 | 29.6 | 32.1 | 30 | 18.6 | 30 | 28.5 | 30 | 30 | 29.8 | 28.6 | 26 | 0
6708 | 34.6 | 33.8 | 32.9 | 31.5 | 31.2 | 30 | 22.6 | 31.5 | 29.1 | 36.4 | 31.2 | 35.7 | 32.7 | 33.3 | 24.5 | 24.7 | 28.4 | 29.8 | 30.7 | 31.9 | 33.8 | 30.4 | 28.2 | 32.1 | 34.7 | 36 | 39.4 | 28.6 | 28.7 | 31 | 29.7 | 31.5 | 29.4 | 33.5 | 30.8 | 34.5 | 30.1 | 22.9 | 33.4 | 32.6 | 31.1 | 30.7 | 32.7 | 33 | 29.3 | 31.1 | 32.5 | 28.9 | 30 | 29 | 31.4 | 18.1 | 30.2 | 29.2 | 31 | 30.8 | 31.2 | 29.6 | 27.4 | 0
6709 | 35.3 | 34.5 | 34.3 | 32 | 32.2 | 30.8 | 23.3 | 32.3 | 29.2 | 36.6 | 32 | 36.5 | 33.4 | 34.1 | 24.5 | 26.4 | 28.6 | 30.3 | 31.3 | 32.4 | 35.3 | 30.6 | 28.7 | 32.9 | 35.2 | 37.3 | 40.4 | 29.5 | 28.1 | 31.3 | 30.5 | 31.2 | 30.3 | 34.3 | 31.1 | 34.6 | 30 | 22.9 | 34 | 33 | 31.9 | 31 | 33.2 | 34.8 | 29.3 | 31.7 | 33.2 | 28.7 | 30.7 | 31.5 | 32 | 17.6 | 30.8 | 28.9 | 31.5 | 31 | 31.4 | 29.6 | 28.5 | 0
6710 | 36.1 | 35.2 | 33.9 | 32 | 32.3 | 30.9 | 24.9 | 32.7 | 27.5 | 37.2 | 32 | 36.4 | 33 | 34.2 | 25 | 26.7 | 28.4 | 30.8 | 30.8 | 32.6 | 35.8 | 30.9 | 28.4 | 32.6 | 35.7 | 38.2 | 40.8 | 30 | 27.4 | 31.2 | 31 | 30.7 | 31 | 34.8 | 31.7 | 33.9 | 29.4 | 22.9 | 34.5 | 33.6 | 31.4 | 31.4 | 33.2 | 36.3 | 29.2 | 32 | 33.6 | 28.6 | 31 | 33.3 | 32.4 | 17.6 | 31.4 | 28.6 | 32 | 30.8 | 31.2 | 29.8 | 30 | 0
6711 | 36.7 | 33.9 | 33.6 | 31.3 | 32.8 | 30.9 | 25.3 | 32.7 | 26.5 | 37.1 | 31.8 | 35.6 | 32.5 | 32.8 | 25.2 | 26.5 | 27.9 | 30.8 | 30.7 | 33 | 35.7 | 31 | 26.9 | 32.9 | 35.8 | 38.7 | 40.9 | 29.4 | 26.6 | 31 | 30.7 | 29.3 | 31.2 | 34.1 | 31.7 | 33.7 | 28.8 | 22.8 | 33.5 | 33.7 | 31.8 | 31.2 | 33 | 36.8 | 28.5 | 31.4 | 33.4 | 27.9 | 31.8 | 33.9 | 31.8 | 17.5 | 32.2 | 28.5 | 32.4 | 29.9 | 31.4 | 30.1 | 29.8 | 0
6712 | 37.2 | 33.8 | 32.7 | 30.5 | 32.1 | 30.9 | 25.8 | 32.4 | 26.5 | 36.1 | 31.2 | 34.3 | 31.7 | 32.3 | 25.4 | 26.2 | 27.2 | 29.8 | 29.7 | 32.6 | 35.1 | 30.5 | 25 | 32 | 35.3 | 39 | 40.3 | 28.3 | 25.8 | 30.6 | 30 | 28.2 | 31.2 | 33.1 | 31.2 | 33.6 | 28.1 | 22.8 | 33 | 33.2 | 31.8 | 30.8 | 32.5 | 36.8 | 28.5 | 30.6 | 32.8 | 27.2 | 31.8 | 33.8 | 30.7 | 17.5 | 32.7 | 28.5 | 32 | 29.1 | 27.3 | 29.1 | 29.6 | 0
6713 | 37.1 | 32.3 | 32.1 | 29.4 | 31.2 | 29.8 | 25.5 | 31.8 | 26.5 | 35.2 | 30.8 | 32.8 | 31 | 30.8 | 25.2 | 25.1 | 26.2 | 28 | 29 | 31.8 | 34 | 29.6 | 22.8 | 31.2 | 34.4 | 38.8 | 39.6 | 27 | 25 | 30 | 28.8 | 27.8 | 31.1 | 31.4 | 29.7 | 33.1 | 27.6 | 22.8 | 31 | 32.4 | 30.6 | 29.8 | 31.8 | 37.1 | 28.4 | 29.2 | 31.6 | 26.2 | 31.4 | 32.9 | 28.8 | 17 | 32.6 | 28 | 31.3 | 28 | 26 | 23.4 | 28.3 | 0
6714 | 36.2 | 30 | 30.9 | 28.6 | 30.3 | 27.2 | 23.6 | 30.9 | 26 | 33.9 | 30.1 | 31.5 | 30 | 29.2 | 24.7 | 23.7 | 25.2 | 26.8 | 27.5 | 30 | 32.8 | 28.3 | 21.3 | 28.9 | 32.4 | 38.3 | 36.9 | 26.3 | 24.4 | 29.1 | 27.7 | 26.9 | 30.3 | 30.1 | 27.6 | 32.8 | 27 | 22.7 | 30 | 30.2 | 30.1 | 29 | 30.5 | 35.8 | 25.3 | 28 | 30.3 | 25.5 | 29.6 | 31.3 | 26.9 | 16.5 | 31.7 | 27.5 | 29.6 | 27.4 | 26 | 24.5 | 27.9 | 0
6715 | 33.7 | 28.8 | 28.9 | 27.7 | 29.7 | 25.3 | 23 | 29.6 | 25.5 | 32.2 | 29.7 | 30.7 | 29 | 28.3 | 24.2 | 22 | 24.4 | 25.8 | 26.6 | 28.2 | 31.1 | 27 | 20.2 | 26.9 | 30.1 | 37.1 | 33.1 | 26.1 | 23.8 | 28 | 26.6 | 26.8 | 29 | 28.7 | 25.8 | 30.4 | 26.6 | 22.7 | 29.2 | 27.6 | 29.4 | 28.1 | 28.7 | 33.2 | 25.3 | 26.8 | 28.9 | 24.6 | 27.9 | 29.6 | 24.7 | 15.9 | 30.4 | 27 | 28.7 | 26.7 | 26 | 24.9 | 27 | 0
6716 | 31.6 | 26.8 | 26.7 | 27 | 29.3 | 24.6 | 22.5 | 28.2 | 25.5 | 31 | 29 | 30.2 | 27.8 | 28.2 | 23 | 20.5 | 23.8 | 25.3 | 25.6 | 26.4 | 29.3 | 25.5 | 19.8 | 24.6 | 28.5 | 35.8 | 31.2 | 26.4 | 23.4 | 26.8 | 26 | 26.8 | 28.4 | 28 | 24.7 | 30.1 | 26 | 22.6 | 29 | 26.2 | 28.1 | 27.8 | 26.6 | 30.8 | 25.3 | 26 | 27.8 | 24 | 25.8 | 27.7 | 23 | 15.6 | 29 | 26.1 | 28.5 | 26.4 | 25.8 | 25.7 | 26.9 | 0
6717 | 30.8 | 25.2 | 25.6 | 26.2 | 28.8 | 24.4 | 22.3 | 26.8 | 25.5 | 30.2 | 28.5 | 30 | 26.9 | 27.8 | 22.6 | 19.7 | 23.4 | 25.2 | 25.7 | 25.5 | 28.2 | 25.1 | 19.3 | 23.8 | 27.5 | 34.2 | 30.7 | 26.5 | 23.2 | 25.8 | 25.6 | 26.8 | 27.9 | 27.2 | 24.3 | 29.5 | 25.5 | 22.5 | 28.7 | 25 | 28.6 | 27.6 | 24.6 | 29.7 | 25.3 | 25.3 | 27 | 23.2 | 25 | 26.6 | 21.4 | 15.3 | 28.2 | 25.9 | 28.5 | 25.9 | 25.6 | 27 | 25.9 | 0
6718 | 29.8 | 24.3 | 24.6 | 25.6 | 28.4 | 24 | 22.1 | 25.4 | 25.5 | 29.3 | 27.6 | 29.9 | 25.8 | 27.8 | 22.7 | 19.4 | 23.2 | 24.8 | 25.4 | 25 | 27.8 | 24.6 | 19 | 23 | 26.6 | 32.9 | 29.4 | 26.4 | 23.2 | 24.9 | 25.6 | 26.9 | 27.2 | 26.7 | 23.3 | 28.5 | 25 | 22.5 | 28 | 24.5 | 27.9 | 27.8 | 22.9 | 27.3 | 25.3 | 25 | 26.4 | 23.1 | 24.4 | 25.6 | 20.6 | 15.4 | 27.8 | 25.7 | 28.5 | 25.6 | 25.2 | 26.1 | 25.7 | 0
6719 | 29.6 | 22.9 | 25.9 | 25 | 27.8 | 24.1 | 21.6 | 24.1 | 25.5 | 27.7 | 27 | 29.6 | 25.2 | 27.8 | 22.5 | 18.6 | 22.8 | 24.8 | 25.6 | 25 | 27.3 | 24.2 | 18.2 | 23.4 | 25.7 | 32 | 29.6 | 25.6 | 23.2 | 24.2 | 25.6 | 26.3 | 26.9 | 26 | 23 | 27.7 | 24.6 | 22.4 | 27.7 | 24.2 | 27.7 | 27.8 | 21.9 | 25.9 | 25.3 | 24.6 | 25.8 | 22.8 | 24.6 | 24.7 | 20 | 15.2 | 28 | 25.7 | 28 | 25.2 | 25 | 26.1 | 24.9 | 0
6720 | 29.7 | 22.3 | 26.4 | 24.7 | 27.4 | 24.4 | 21.4 | 23 | 25 | 27.3 | 26.2 | 29.1 | 24.5 | 27.7 | 22.3 | 18.3 | 22.2 | 24.3 | 24.9 | 24.6 | 26.6 | 23.5 | 17.5 | 23 | 25 | 31.1 | 28.6 | 24.6 | 23.3 | 23.4 | 25.7 | 26.3 | 26.4 | 25.4 | 23 | 27 | 24.1 | 22.8 | 27.3 | 23.9 | 27.1 | 27.7 | 21.4 | 25.3 | 25.4 | 24.4 | 25.1 | 23 | 24 | 24.2 | 19.9 | 14.8 | 28.1 | 25.4 | 27.5 | 25.2 | 25 | 26.4 | 25.3 | 0
6721 | 29.6 | 21.6 | 26.2 | 24.3 | 27.3 | 24.4 | 21.4 | 22.3 | 25 | 27.2 | 25.9 | 28.6 | 24.3 | 27.6 | 22 | 18 | 21.4 | 29.3 | 24.6 | 24 | 26.3 | 23.2 | 16.4 | 23.3 | 24 | 30.3 | 28.4 | 23.3 | 23.1 | 22.7 | 25.5 | 26.5 | 26.4 | 24.3 | 22.8 | 26.5 | 23.8 | 22.7 | 27 | 23.6 | 26.7 | 27 | 21.2 | 24.7 | 25.4 | 23.7 | 24.2 | 22.8 | 23.5 | 24.1 | 19.5 | 13.8 | 28.1 | 25.4 | 27.2 | 25 | 25 | 26.5 | 25 | 0
6722 | 29.4 | 21.2 | 25.6 | 24 | 26.9 | 23.9 | 21.5 | 21.6 | 25 | 26.6 | 25.8 | 28 | 24 | 27.3 | 22.3 | 17.9 | 20.6 | 23.8 | 24 | 22.8 | 25.8 | 22.5 | 15.6 | 22.8 | 23.9 | 29.6 | 27.4 | 22.4 | 22.8 | 21.8 | 25.2 | 26 | 26.4 | 23.4 | 22.3 | 26.1 | 23.4 | 22.8 | 26.7 | 22.9 | 26.2 | 26.2 | 21 | 24.7 | 25.5 | 23 | 23.2 | 22.6 | 22.2 | 23.2 | 19 | 12.6 | 27.6 | 25.5 | 27.2 | 25 | 25 | 26.7 | 25.4 | 0
6723 | 29.1 | 21.2 | 24.3 | 23.5 | 26.6 | 23.9 | 21.4 | 20.9 | 25 | 26.3 | 26.1 | 27.6 | 23.9 | 26.8 | 22.3 | 17.6 | 20 | 23.4 | 24.4 | 22 | 25 | 21.9 | 14.7 | 23.2 | 23.5 | 28.9 | 26.7 | 21.8 | 22.4 | 21.1 | 24.6 | 25.8 | 26 | 22.3 | 22.3 | 25.7 | 23.3 | 22.8 | 26.6 | 22.6 | 26.1 | 25.3 | 20.7 | 24 | 25.5 | 22 | 22.3 | 21.9 | 21.5 | 23 | 18.1 | 11.4 | 27 | 25.5 | 27 | 24.6 | 25 | 26.8 | 24.8 | 0
6724 | 28.7 | 20.8 | 22.5 | 23.3 | 26.4 | 23.6 | 21.4 | 20.3 | 25 | 26 | 26.2 | 27.5 | 23.4 | 26.6 | 22.3 | 17.3 | 20 | 23.3 | 24.4 | 21.4 | 24.6 | 21.6 | 14.6 | 22.9 | 24.2 | 28.4 | 26.4 | 21.9 | 22.2 | 20.7 | 24.3 | 25.6 | 25.9 | 21.9 | 22 | 25.7 | 23.2 | 22.5 | 26.5 | 22.2 | 25.8 | 25 | 20.2 | 23.9 | 25.5 | 21.5 | 22 | 21.6 | 20.7 | 22.6 | 17.7 | 11.2 | 26.4 | 25.4 | 26.5 | 24.5 | 24.8 | 26.6 | 25.1 | 0
6725 | 28.6 | 20.6 | 21.1 | 22.8 | 26.3 | 23.3 | 21.4 | 19.6 | 25 | 25.9 | 23.2 | 28 | 22.4 | 26.3 | 22.5 | 16.9 | 22.6 | 22.8 | 25 | 23.6 | 24.5 | 21.5 | 14.4 | 23 | 22.6 | 28 | 25.6 | 24 | 22.2 | 21.8 | 23.4 | 25.5 | 25.8 | 23 | 22 | 25.6 | 23.4 | 22.4 | 26.3 | 22.1 | 25.7 | 26 | 19.8 | 23.7 | 25.6 | 21.4 | 24.8 | 21.4 | 22 | 22.3 | 16.8 | 14 | 26.4 | 25 | 26.3 | 23.8 | 24.6 | 26.5 | 23.9 | 0
6726 | 28.2 | 20.3 | 20.6 | 23.4 | 26.1 | 23 | 21.2 | 20.7 | 25.1 | 25 | 23.2 | 28.5 | 22.9 | 26 | 22.5 | 16.4 | 23.6 | 22.7 | 25.5 | 24.6 | 24.1 | 21 | 16.7 | 23.5 | 22.2 | 27.6 | 25.6 | 24.4 | 22.5 | 23.1 | 24.6 | 25.4 | 25.4 | 24.1 | 21.6 | 25.6 | 23.4 | 22.2 | 26.2 | 22.1 | 25.7 | 26.7 | 20.6 | 23.4 | 25.6 | 22.3 | 24.9 | 22.9 | 22.9 | 22 | 18.3 | 15 | 26.2 | 25 | 26 | 24.3 | 24.6 | 26.5 | 24.3 | 0
6727 | 28.2 | 20.4 | 20.5 | 24.5 | 26.2 | 23 | 21.5 | 22.8 | 25.2 | 25.2 | 23.8 | 29.2 | 24.4 | 26.2 | 22.5 | 16 | 24.7 | 22.6 | 25.8 | 26.2 | 23.8 | 20.9 | 18.9 | 24.2 | 22.1 | 27.8 | 25.2 | 25.4 | 23.2 | 24.6 | 25.7 | 26 | 25.4 | 25.3 | 21.6 | 25.6 | 24 | 22.3 | 26.5 | 22.2 | 25.7 | 27.2 | 22 | 23 | 25.6 | 23.8 | 25.8 | 24.3 | 24.6 | 21.9 | 20.8 | 16.4 | 26.6 | 25 | 26.3 | 25.1 | 24.8 | 26.7 | 24.7 | 0
6728 | 28.8 | 21.3 | 24.2 | 26 | 27.4 | 23.6 | 21.6 | 25.4 | 24.5 | 26 | 25 | 30.4 | 25.8 | 28.3 | 23 | 17.2 | 26 | 22.8 | 26.4 | 28.4 | 23.9 | 21.9 | 22 | 24.8 | 26.6 | 28.6 | 26.5 | 26.6 | 24.5 | 26.2 | 27.2 | 27.1 | 26.2 | 27 | 23 | 26.7 | 25 | 24 | 28 | 23.2 | 26.4 | 28.8 | 23.8 | 23.6 | 25.5 | 25.7 | 27 | 26 | 26.5 | 24.2 | 23.8 | 18.5 | 27 | 25 | 28 | 26.4 | 25.6 | 27 | 24.9 | 0
6729 | 31.7 | 23.7 | 26.9 | 27.7 | 29.3 | 25.1 | 21.5 | 27.8 | 24.5 | 28.9 | 26.6 | 31.1 | 27.9 | 30 | 23.4 | 21.7 | 27 | 26.3 | 26.6 | 30.6 | 26.5 | 26.2 | 23.5 | 25.6 | 30.8 | 30.1 | 29.7 | 28 | 25.8 | 27.6 | 28.2 | 28.9 | 27.7 | 28.2 | 26.3 | 28.5 | 26.8 | 26.1 | 29.7 | 26 | 28.5 | 29.4 | 26.1 | 27 | 27.5 | 27.4 | 28.8 | 27.1 | 28.4 | 28.5 | 26.7 | 20.2 | 27.9 | 24.6 | 29.5 | 27.6 | 26.4 | 27.8 | 25 | 0
6730 | 33.2 | 27.1 | 28 | 29.3 | 30.6 | 25.8 | 22.2 | 29.5 | 24.5 | 32.4 | 28.6 | 31.8 | 29.5 | 31.1 | 24.8 | 24.3 | 28.1 | 28.7 | 27.1 | 32.5 | 28.9 | 28.4 | 25.3 | 26.3 | 33.5 | 32.6 | 33.1 | 29.2 | 27.2 | 29 | 29.3 | 27.4 | 28.9 | 29.8 | 28.6 | 31.8 | 28.4 | 26.5 | 31.4 | 28.7 | 29.9 | 30.7 | 28.6 | 31.6 | 27.5 | 28.8 | 30.4 | 28.3 | 29.7 | 30.9 | 28.9 | 21.4 | 28.5 | 24.6 | 30.1 | 28.9 | 27.4 | 30.2 | 25 | 0
6731 | 34.7 | 28.9 | 29.7 | 30.8 | 31.8 | 27.8 | 23 | 30.6 | 24.5 | 34.6 | 30.4 | 31.8 | 31.2 | 32.5 | 25.2 | 25.3 | 29 | 30 | 27.4 | 34 | 29.2 | 28.5 | 26 | 27.4 | 33.9 | 35.2 | 36.3 | 30.2 | 28 | 30.2 | 30 | 29 | 30.2 | 31 | 29.5 | 34.3 | 30 | 28.1 | 33 | 31.4 | 31.3 | 31 | 30.8 | 33.9 | 27.9 | 29.8 | 31.8 | 29.2 | 30.6 | 32 | 30.6 | 21.6 | 29.4 | 24.6 | 30.5 | 29.8 | 28.3 | 32.6 | 24.9 | 0
6732 | 36.6 | 31.1 | 31.6 | 32 | 32.8 | 28.6 | 24.4 | 31.3 | 24.5 | 36.3 | 32.1 | 31.8 | 32 | 32.9 | 26.4 | 26.5 | 29.8 | 31.3 | 28.1 | 35.1 | 29.1 | 29.4 | 27.7 | 28.4 | 35 | 37.6 | 38 | 30.8 | 28.3 | 31.3 | 30.9 | 28.3 | 31 | 32.6 | 30.2 | 35.2 | 30.5 | 29.2 | 34.2 | 32.8 | 32 | 32 | 32.3 | 35.9 | 31.2 | 30.6 | 32.3 | 30.3 | 31 | 32.8 | 31.7 | 21.3 | 29.9 | 24.8 | 32.3 | 30.6 | 31.4 | 35 | 24.8 | 0
6733 | 37.1 | 31.8 | 31.4 | 32.9 | 33.4 | 30.3 | 24.4 | 31.8 | 24.5 | 36.6 | 33.3 | 31.2 | 32.9 | 32.9 | 27.2 | 28.3 | 30.2 | 31.3 | 28.2 | 35.8 | 29.3 | 30.9 | 28.3 | 29.6 | 35.5 | 38.8 | 38.7 | 31.3 | 27.8 | 31.9 | 31.1 | 28.9 | 31.3 | 33.5 | 31 | 34.7 | 30.6 | 29.1 | 34.7 | 33.5 | 31.3 | 31.7 | 32.8 | 37.3 | 31.2 | 30.9 | 32.5 | 30.8 | 31.4 | 33.7 | 32.4 | 20.4 | 30.7 | 25.1 | 33 | 30.7 | 31.4 | 35.9 | 24.8 | 0
6734 | 37.6 | 32.3 | 31.4 | 33.4 | 33.5 | 30 | 24.4 | 32.2 | 24.8 | 37.3 | 34 | 30.8 | 33.2 | 32.9 | 26.9 | 29.2 | 30.2 | 31.7 | 28.2 | 36.2 | 29.3 | 31.1 | 29 | 30.4 | 36.2 | 39.4 | 39.9 | 31.4 | 26.8 | 32 | 31 | 25.9 | 30.6 | 34.2 | 31.5 | 34.9 | 29.8 | 29.6 | 34.9 | 34.8 | 31.1 | 31.6 | 32.1 | 37.9 | 30.9 | 31 | 32 | 31 | 31.6 | 33.8 | 32.8 | 19.6 | 31.2 | 25.4 | 34.2 | 30.6 | 31.4 | 32.8 | 24.9 | 0
6735 | 38.3 | 32.7 | 32 | 33.5 | 32.9 | 29.4 | 23.2 | 32.3 | 25 | 38 | 34.1 | 29.9 | 33.7 | 32.7 | 26.9 | 29.2 | 29.5 | 31.7 | 27.3 | 36 | 30.1 | 30.9 | 27.6 | 30.9 | 36.5 | 39.5 | 40 | 31.5 | 25.4 | 31.4 | 29.9 | 26 | 30.9 | 33.6 | 32.2 | 34.9 | 29.1 | 30.2 | 33.7 | 34.2 | 30.5 | 29.9 | 30.7 | 37.9 | 30.9 | 30.4 | 31.6 | 30.1 | 31.8 | 33.8 | 32.7 | 18.6 | 31.9 | 25.4 | 33.8 | 29.9 | 22.4 | 29.6 | 25.2 | 0
6736 | 37.8 | 32.7 | 31.5 | 32.9 | 33.1 | 29.8 | 23.6 | 32 | 25 | 37 | 33.9 | 29.5 | 33.1 | 32 | 26.9 | 28 | 28.5 | 31.1 | 26.6 | 35.1 | 30.1 | 30.7 | 26.1 | 30.6 | 36.1 | 39.6 | 39.7 | 31.1 | 24.2 | 30.3 | 28.8 | 25.3 | 31.5 | 32.9 | 32 | 34.5 | 28.3 | 29.9 | 33 | 33.9 | 30.3 | 28.8 | 28.8 | 37.6 | 30.8 | 29.5 | 31 | 28.8 | 31.5 | 33.8 | 31.7 | 18 | 31.9 | 25.2 | 30.2 | 29 | 22.4 | 25.9 | 25.3 | 0
6737 | 37.7 | 31.3 | 30.9 | 31.8 | 31.9 | 21.3 | 23.8 | 31.2 | 25 | 37.4 | 33.2 | 28.8 | 32.2 | 30.2 | 26.2 | 27.4 | 27.4 | 29.4 | 25.6 | 33.4 | 30.2 | 30.3 | 23.4 | 29.8 | 34.7 | 39.3 | 39.1 | 30.4 | 23.3 | 29 | 27.4 | 24.8 | 29.9 | 31.5 | 29.3 | 33.8 | 27.8 | 29.4 | 31.4 | 32.8 | 29.7 | 27.2 | 27.2 | 37.5 | 29 | 28 | 30.6 | 27 | 30.6 | 32.7 | 29.8 | 17.2 | 31.6 | 25 | 29.4 | 28 | 22.6 | 26.4 | 25.5 | 0
6738 | 35.8 | 29.5 | 29.6 | 30.1 | 30.6 | 20.8 | 23.2 | 29.8 | 24.8 | 35.6 | 32.4 | 28.7 | 30.1 | 28.6 | 25.6 | 25.2 | 26.6 | 27.8 | 25.3 | 31.1 | 30 | 29.3 | 22 | 28.5 | 32.5 | 38.8 | 37.2 | 29.3 | 23 | 28 | 26.9 | 24.4 | 27.9 | 30.6 | 27 | 32.2 | 27.2 | 28 | 29.9 | 30.4 | 28.7 | 27 | 26 | 36.2 | 27.6 | 26.5 | 29.9 | 25.8 | 28.9 | 31.2 | 27.2 | 16.4 | 30.6 | 24.6 | 28.1 | 27.2 | 22.8 | 26.9 | 25.5 | 0
6739 | 34.7 | 27.7 | 27.4 | 28.3 | 29.7 | 21.1 | 22.4 | 28 | 24.7 | 33.9 | 31.3 | 28.2 | 28.5 | 28.1 | 24.8 | 23.2 | 26.1 | 26.8 | 25 | 28.6 | 29.1 | 28 | 20.3 | 27.3 | 30.3 | 37.9 | 33.5 | 28.2 | 22.9 | 27.5 | 26.5 | 24.7 | 26.1 | 29.5 | 26.2 | 31.3 | 26.9 | 27 | 29.4 | 27.7 | 28.7 | 26.1 | 25.5 | 33.9 | 27.6 | 25 | 29.3 | 24.8 | 27.2 | 29.8 | 24.4 | 15 | 29.8 | 24.3 | 23.6 | 26.4 | 22.8 | 27 | 25.6 | 0
6740 | 33.3 | 26.7 | 26.4 | 26.6 | 29.1 | 21.2 | 22.1 | 26 | 24.7 | 32 | 30.2 | 28 | 26.8 | 27.9 | 23.8 | 22 | 26 | 26 | 25.2 | 26.4 | 28.2 | 27.5 | 20 | 26.2 | 30.6 | 36.3 | 31.5 | 27.2 | 23 | 27.4 | 26.8 | 24.7 | 25.2 | 28.8 | 26 | 30.5 | 26.4 | 26.2 | 29.2 | 26.2 | 28.7 | 26 | 25.4 | 31.7 | 27.7 | 24 | 28.6 | 24.6 | 25.6 | 28.5 | 22 | 13.6 | 29 | 24.3 | 23.5 | 25.8 | 22.8 | 27.3 | 25.7 | 0
6741 | 33.3 | 25.5 | 25.9 | 25.4 | 28.4 | 21.2 | 21.6 | 24.5 | 24.5 | 30.9 | 29 | 27.4 | 26.5 | 27.6 | 23.8 | 21 | 25.8 | 25.8 | 24.9 | 24.8 | 27.1 | 27.3 | 19.1 | 25.6 | 29.9 | 34.7 | 30.2 | 26.7 | 22.8 | 27.4 | 26.7 | 24.9 | 25.7 | 27.6 | 25.8 | 30 | 26.2 | 26 | 28.7 | 25.2 | 28.5 | 24.7 | 25.4 | 31 | 27.4 | 23.3 | 28.2 | 24.3 | 24.8 | 27.5 | 20.5 | 12 | 29.1 | 24.3 | 28.5 | 25.1 | 22.8 | 27.4 | 25.9 | 0
6742 | 32.7 | 24.2 | 26.7 | 24.7 | 28.1 | 21.3 | 21.4 | 23.5 | 24.5 | 30.4 | 27.9 | 27.4 | 26.3 | 27.5 | 22.9 | 20.5 | 25.6 | 25.3 | 24.8 | 24.1 | 25.9 | 25.9 | 19.1 | 25.1 | 28.6 | 33.5 | 29.3 | 26.4 | 22.8 | 27.2 | 26.6 | 24.9 | 25.7 | 26.8 | 25.5 | 28.6 | 25.6 | 25.4 | 28.7 | 24.4 | 28.5 | 24.4 | 25 | 30.5 | 26.3 | 23.3 | 27.7 | 24.3 | 24.6 | 26.5 | 20 | 11.2 | 29.3 | 24.4 | 27.7 | 24.8 | 22.8 | 27.4 | 25.9 | 0
6743 | 31.4 | 23.4 | 26.7 | 24.4 | 27.6 | 21.5 | 21.3 | 22.5 | 24.6 | 29.5 | 27 | 27.4 | 26.6 | 27.3 | 22.4 | 19.7 | 25 | 24.8 | 24.4 | 24 | 25.5 | 25.9 | 18.4 | 24.8 | 28.3 | 32.6 | 30 | 26.4 | 22.6 | 26.4 | 26 | 24.9 | 25.8 | 25.6 | 25.5 | 27.6 | 25.2 | 24.6 | 28.2 | 24 | 28.4 | 23.8 | 24.2 | 28.6 | 26.3 | 23.4 | 27.4 | 23.8 | 24.8 | 25.9 | 20 | 11 | 29.8 | 24.4 | 27.5 | 24.4 | 22.5 | 26.8 | 25.7 | 0
6744 | 30.3 | 22.8 | 25.9 | 24.1 | 27.1 | 21.9 | 21.1 | 21.8 | 24.9 | 29.2 | 26.4 | 28.1 | 25.8 | 26.9 | 21.7 | 19.3 | 24.3 | 23.9 | 24.5 | 24.3 | 25.1 | 25.4 | 18.5 | 24.1 | 27.8 | 31.7 | 28.8 | 26.1 | 22.7 | 25.1 | 25.5 | 24.8 | 25.8 | 25.1 | 25.2 | 26.4 | 24.5 | 23.7 | 27.5 | 23.6 | 28.1 | 25 | 22.9 | 27.9 | 24.3 | 23.6 | 26.8 | 23.3 | 24.7 | 25.5 | 19.9 | 11.9 | 29.6 | 24.6 | 27.5 | 24.4 | 22.5 | 27.1 | 25.2 | 0
6745 | 29.8 | 22.6 | 25.1 | 23.9 | 27.1 | 22 | 21.1 | 21.3 | 25 | 28.4 | 25.8 | 28.5 | 25 | 26.6 | 21.6 | 18.8 | 23.3 | 23.8 | 24.5 | 24.4 | 25 | 24.5 | 17.3 | 23.5 | 27.7 | 28 | 28.8 | 25.7 | 22.7 | 23.4 | 24.6 | 24.7 | 25.8 | 24.2 | 21.3 | 26.1 | 24.1 | 23.6 | 27.3 | 22.8 | 28.1 | 25.7 | 21.5 | 27.5 | 24.3 | 23.3 | 26.3 | 22.3 | 24.4 | 25 | 19.5 | 12.8 | 29.2 | 24.6 | 27 | 24.2 | 22.3 | 27.1 | 24.6 | 0
6746 | 29.4 | 22.2 | 25.2 | 23.4 | 26.8 | 22.1 | 21.1 | 20.8 | 25 | 27.9 | 25.2 | 29 | 23.4 | 26.2 | 21.5 | 18.2 | 22.6 | 23.3 | 24.8 | 24.2 | 24.9 | 25 | 16.6 | 22.8 | 27.5 | 28.1 | 28.8 | 25 | 22.8 | 22 | 24 | 24.7 | 25.6 | 23.8 | 21 | 26.1 | 23.6 | 23.3 | 27.1 | 22.7 | 27.9 | 27 | 20.3 | 27.3 | 24.3 | 22.8 | 25.6 | 21.6 | 23.4 | 24.2 | 18.4 | 13.8 | 28.2 | 24.6 | 26.7 | 24.2 | 22 | 27.1 | 23.9 | 0
6747 | 29 | 21.6 | 25.4 | 23 | 26.6 | 22.1 | 21.1 | 20.3 | 25 | 27.9 | 24.4 | 28.6 | 22.6 | 26 | 21.6 | 18 | 22.1 | 23.1 | 24.7 | 23.7 | 24.7 | 24.4 | 14.8 | 22.5 | 27.3 | 28.1 | 27.7 | 24.4 | 22.6 | 21.1 | 23.2 | 24.7 | 25.4 | 23 | 20.7 | 25.9 | 23.5 | 23 | 26.7 | 22.4 | 27.5 | 26.7 | 19.6 | 26.9 | 24.4 | 21.9 | 25.2 | 20.8 | 22.5 | 23.5 | 17.2 | 13.9 | 27.5 | 23.9 | 26.6 | 23.9 | 21.8 | 27.1 | 23.6 | 0
6748 | 28.8 | 21.2 | 25.8 | 22.7 | 26.3 | 21.8 | 20.8 | 19.8 | 25 | 27.2 | 23.8 | 28.4 | 21.9 | 25.9 | 21.7 | 17.7 | 22.1 | 22.8 | 25 | 23.4 | 24.6 | 24.3 | 14.4 | 22.5 | 27.2 | 28.5 | 26.5 | 23.9 | 22.4 | 21.1 | 23.2 | 24.5 | 25.2 | 23 | 20.6 | 25.8 | 23.3 | 22.6 | 26.4 | 22 | 27.5 | 26.8 | 19.4 | 26.5 | 24.5 | 21.4 | 24.8 | 20.9 | 21.8 | 23.1 | 16.5 | 14 | 26.6 | 23.6 | 26 | 23.8 | 21.8 | 27 | 23.6 | 0
6749 | 28.7 | 21 | 25.4 | 20.8 | 26.1 | 22.4 | 20.8 | 19.3 | 25 | 27.4 | 24 | 26.6 | 21.2 | 25.8 | 21.7 | 17 | 21.8 | 22.5 | 24.6 | 20.6 | 24.4 | 23.4 | 16 | 22.8 | 25.6 | 28.5 | 26.1 | 24.8 | 22 | 24.6 | 22.6 | 24.4 | 24.8 | 21.6 | 20.3 | 25.3 | 24.4 | 22.1 | 26.2 | 21.7 | 27.3 | 24.2 | 20.8 | 26.3 | 24.6 | 21.4 | 24.4 | 22.8 | 22.8 | 22.8 | 17 | 8 | 27.4 | 23.6 | 25.6 | 22.6 | 21.8 | 27.4 | 27.5 | 0
6750 | 28.5 | 20.9 | 24.7 | 21.4 | 26.1 | 22 | 20.9 | 20.3 | 25 | 26.6 | 24.2 | 27.5 | 22.6 | 25.6 | 21.7 | 17.2 | 21.7 | 22.3 | 25.3 | 21.8 | 24.2 | 23 | 18.1 | 23.3 | 24.1 | 28.2 | 25.5 | 25.1 | 22.3 | 24.6 | 24 | 24.5 | 23.2 | 22.7 | 20.2 | 25.3 | 24.4 | 21.7 | 26 | 21.6 | 27 | 24.6 | 21 | 26.2 | 24.6 | 22.7 | 24.3 | 23.8 | 23.4 | 22.2 | 18.7 | 11.3 | 27.5 | 23.6 | 25.3 | 23.7 | 21.8 | 27.4 | 28.4 | 0
6751 | 28.7 | 21.1 | 24.7 | 23 | 26.4 | 22.2 | 20.9 | 22 | 24.8 | 26.5 | 25.2 | 27.7 | 24.3 | 26.1 | 21.7 | 17.2 | 22.2 | 22.3 | 26 | 23.6 | 24.2 | 22.9 | 21.2 | 24 | 23.8 | 28.1 | 25.3 | 25.8 | 22.8 | 25.3 | 25.7 | 24.9 | 22.7 | 24.6 | 20.3 | 25.2 | 24.9 | 21.7 | 26.2 | 21.4 | 27 | 24.8 | 22.1 | 26.2 | 24.3 | 24.7 | 23.9 | 24.6 | 24.9 | 22.2 | 21.4 | 15 | 27.7 | 23.6 | 25.4 | 24.7 | 21.8 | 27.1 | 29 | 0
6752 | 28.8 | 21.7 | 25.5 | 25 | 28 | 22.8 | 21.5 | 24.3 | 25 | 27.4 | 26.8 | 28.2 | 26.8 | 28 | 22 | 18.5 | 23.4 | 22.8 | 26.8 | 24.6 | 24.4 | 24.4 | 22.6 | 24.6 | 26 | 28.4 | 27.4 | 26.8 | 23.6 | 26.6 | 28 | 25.7 | 22.8 | 27 | 22.7 | 25.5 | 25.8 | 24.3 | 27.9 | 22.7 | 27.6 | 25 | 23.7 | 26.4 | 24.6 | 26.6 | 24 | 26 | 26.8 | 24.5 | 24.4 | 19 | 28.2 | 24.3 | 27 | 26.4 | 22.2 | 27 | 29.7 | 0
6753 | 29.3 | 24.6 | 26.8 | 27.4 | 29.5 | 23.1 | 22.9 | 26.8 | 25.7 | 29.4 | 29 | 27.4 | 28.7 | 29.1 | 23.5 | 21.8 | 24.7 | 24.8 | 27.6 | 26.5 | 27.5 | 26.5 | 24.7 | 25.3 | 30.1 | 31.6 | 29.9 | 27.9 | 24.8 | 28.4 | 29.3 | 26.5 | 23 | 29.1 | 28.2 | 29 | 27.3 | 26.4 | 30.4 | 25.5 | 28.7 | 25 | 26 | 29.7 | 28.4 | 28.3 | 23.7 | 26.9 | 29 | 29.1 | 27 | 21 | 28.8 | 26 | 29 | 27.5 | 23.6 | 27.3 | 29.9 | 0
6754 | 30 | 27 | 27.2 | 29.4 | 31.1 | 24.4 | 23.8 | 29 | 25.7 | 32.8 | 31.2 | 26.9 | 30.8 | 30.4 | 24.3 | 24.5 | 26 | 27.2 | 28.4 | 27.9 | 30.3 | 27.1 | 25.5 | 25.9 | 33.5 | 35.5 | 32.9 | 29 | 26.1 | 30.4 | 30.5 | 27.4 | 25.5 | 31.1 | 29 | 31.8 | 28.8 | 27.8 | 32.1 | 28.6 | 29.9 | 25 | 28.1 | 32 | 28.4 | 29.1 | 24.1 | 28.3 | 30.5 | 30.8 | 29 | 21.9 | 29.5 | 27.1 | 30.1 | 29 | 24.9 | 28.3 | 30.2 | 0
6755 | 30.7 | 29.2 | 28.7 | 31.2 | 32.5 | 24.9 | 25.4 | 30.6 | 25.2 | 35 | 33.4 | 26 | 32 | 31.5 | 25.3 | 25.3 | 26.8 | 28.6 | 29 | 30.2 | 32.6 | 28.1 | 27.4 | 27 | 34.3 | 38 | 34.8 | 30 | 27.4 | 32.2 | 30.8 | 28.4 | 27.6 | 32.4 | 31 | 33.3 | 30.2 | 28.8 | 33.1 | 31.3 | 31 | 25 | 30.2 | 34.2 | 28.1 | 29.6 | 24.6 | 29 | 31.4 | 33.2 | 30.2 | 21 | 30.2 | 27.1 | 31.2 | 30 | 26.3 | 28.1 | 30.1 | 0
6756 | 31.8 | 30.8 | 26.2 | 32.4 | 33.4 | 25.9 | 26.5 | 31.6 | 24.7 | 36.2 | 35 | 26.3 | 33.4 | 33 | 27.3 | 26.1 | 27.4 | 30.3 | 29.5 | 31.7 | 34 | 29.6 | 28.2 | 28.2 | 35.3 | 39.2 | 36.6 | 30.9 | 28.2 | 33.4 | 31.5 | 28.7 | 29.1 | 33.5 | 31.9 | 34.8 | 30.8 | 30.1 | 34.1 | 33.7 | 32.1 | 25.2 | 31.5 | 36.1 | 32.1 | 29.6 | 26 | 29.9 | 31.3 | 33.5 | 31.1 | 20.3 | 30.9 | 24.8 | 32.7 | 31.3 | 27.6 | 28.4 | 30.3 | 0
6757 | 32.8 | 31.3 | 27.9 | 33.4 | 34 | 26.4 | 27 | 32.1 | 24.7 | 37.3 | 36.1 | 26.4 | 33.8 | 33 | 27.3 | 27.1 | 27.3 | 30.8 | 29.6 | 33.5 | 34.5 | 30.4 | 29.9 | 29.5 | 36.1 | 40.2 | 37.8 | 31.6 | 28.4 | 34 | 31.4 | 29.7 | 30.2 | 34.1 | 32.5 | 35.9 | 31 | 30.6 | 34.3 | 33.5 | 31.9 | 25.4 | 32.3 | 37.3 | 32.1 | 29.8 | 27 | 29.7 | 31 | 33.5 | 31.9 | 19.3 | 31.5 | 24.2 | 33.6 | 31.7 | 27.8 | 28 | 30 | 0
6758 | 32.8 | 31.8 | 29.2 | 34 | 34.6 | 26.6 | 27.6 | 32.4 | 24.7 | 37.5 | 36.6 | 27 | 34 | 33.1 | 27 | 27.2 | 27.2 | 31.1 | 29.4 | 34.2 | 34.7 | 31 | 29.8 | 30.4 | 36.3 | 40.3 | 39.8 | 32 | 27.8 | 34 | 31.4 | 30.1 | 29.7 | 34.4 | 32.7 | 35.9 | 30.4 | 31 | 34.6 | 33.9 | 31.1 | 25.6 | 32.4 | 38.3 | 32 | 30 | 28 | 29 | 30.5 | 34.1 | 32.6 | 19.2 | 32 | 24.4 | 34.3 | 31.8 | 28 | 28.8 | 29.7 | 0
6759 | 34.7 | 31.8 | 28.8 | 34.4 | 34.5 | 19.8 | 27.9 | 32.6 | 24.7 | 38.3 | 36.7 | 26.5 | 32.9 | 32.7 | 27 | 26.8 | 26.7 | 31.2 | 28.9 | 34.8 | 34.7 | 31 | 29.6 | 30.7 | 36.1 | 40.1 | 39 | 32 | 26.6 | 33.7 | 30.4 | 26.4 | 30.3 | 34.1 | 32.7 | 36.4 | 29.8 | 30.6 | 33.7 | 33.9 | 30.4 | 25.5 | 32.1 | 38.7 | 32 | 30.3 | 27.8 | 27.1 | 30.3 | 33.8 | 32.7 | 18.7 | 32.2 | 24.4 | 34.8 | 30.6 | 28.2 | 28.9 | 28.6 | 0
6760 | 34.4 | 31.8 | 28 | 34 | 33.5 | 20.4 | 27.2 | 32.4 | 24.6 | 38.5 | 36.2 | 26.3 | 31.9 | 31.8 | 27.1 | 27.6 | 26.4 | 30.3 | 28.3 | 33.8 | 34.7 | 31 | 26.9 | 29.9 | 36.2 | 39.6 | 39.2 | 31.4 | 25.2 | 33.2 | 29.6 | 25.7 | 30.4 | 33.5 | 32.4 | 35.1 | 28.9 | 29.9 | 32.6 | 33.6 | 23.1 | 25.2 | 31.2 | 38.7 | 32 | 30.1 | 27.5 | 25.4 | 30 | 33.1 | 32 | 18.5 | 32.3 | 24.2 | 34.5 | 29.3 | 28 | 28.6 | 27.8 | 0
6761 | 34.1 | 31.1 | 28.7 | 33 | 32.1 | 20.9 | 26.6 | 31.6 | 24.6 | 36.8 | 35.4 | 25.4 | 30.2 | 30.4 | 27 | 26.3 | 26 | 28.6 | 27.8 | 32.6 | 33.3 | 30.6 | 24.2 | 28.4 | 35.3 | 39.6 | 38.3 | 30.4 | 24 | 32.6 | 28.4 | 25.7 | 30.2 | 32.5 | 31.2 | 33.9 | 28.2 | 29.6 | 30.8 | 32.8 | 23.8 | 24.8 | 30 | 38.1 | 31.9 | 29.4 | 26.6 | 23.6 | 29.6 | 32.2 | 30 | 17.4 | 32 | 24.2 | 33.6 | 27.6 | 27.8 | 27.8 | 26.9 | 0
6762 | 33.3 | 29.3 | 24 | 31.1 | 30.8 | 21.3 | 25.7 | 30.1 | 24.2 | 35.4 | 34.2 | 25.5 | 29.1 | 28.9 | 26.7 | 24.9 | 25.8 | 26.7 | 27.5 | 30.3 | 32 | 29.6 | 20.6 | 26.4 | 32.6 | 39.1 | 35 | 29 | 23.2 | 31.9 | 28.1 | 25.5 | 29.8 | 31.7 | 28.7 | 31.9 | 27.5 | 28.6 | 29.8 | 31.5 | 24.4 | 24.5 | 28.4 | 37.1 | 29.3 | 27.9 | 26.4 | 23 | 28.5 | 30.7 | 27.2 | 16.6 | 31.6 | 24.4 | 32.7 | 26.7 | 27.2 | 27.7 | 26.8 | 0
6763 | 32.5 | 27.3 | 24 | 29.1 | 30.4 | 21.4 | 24.7 | 28.4 | 24.5 | 33.7 | 33 | 25.1 | 27.7 | 28.3 | 25.8 | 23.2 | 25.3 | 25.7 | 27.2 | 28.9 | 30.4 | 28.1 | 19.7 | 24.9 | 30.6 | 36.6 | 34.5 | 27.6 | 23 | 30.9 | 27.7 | 25.3 | 29.3 | 30.9 | 26.8 | 30.9 | 27 | 27 | 29.4 | 28.5 | 24.4 | 24.3 | 27 | 35 | 29.1 | 26.6 | 25.9 | 22.6 | 27.3 | 29.6 | 24 | 15.2 | 30.9 | 24.3 | 31.5 | 25.8 | 26.6 | 27.8 | 26.9 | 0
6764 | 31.9 | 26.3 | 24 | 27 | 29.6 | 21.1 | 23.6 | 26.9 | 24.6 | 31.8 | 31.6 | 25.6 | 26.8 | 28.1 | 24.3 | 22.1 | 25 | 24.9 | 27 | 27.6 | 29.5 | 27.1 | 20.4 | 24 | 29.4 | 33.1 | 32.8 | 26.4 | 23.1 | 29.8 | 28 | 25.2 | 28.8 | 30.6 | 26 | 30.4 | 26.6 | 25.8 | 29.1 | 26.8 | 24.4 | 24.4 | 25.7 | 33.1 | 29.1 | 25.4 | 26 | 23 | 25.8 | 28.4 | 21.4 | 14.4 | 30.2 | 24.1 | 30.5 | 25.6 | 26 | 27.8 | 27.5 | 0
6765 | 31.3 | 25.8 | 23.2 | 25.6 | 28.9 | 21.1 | 22.6 | 25.8 | 24.2 | 30.1 | 30.4 | 25.4 | 25.4 | 27.9 | 23.8 | 21.5 | 24.5 | 24.7 | 26.6 | 27.6 | 28.6 | 26.5 | 24.2 | 24.1 | 28.3 | 32.6 | 31.6 | 25.6 | 23.4 | 28.6 | 27.8 | 25.2 | 28.7 | 30.2 | 25.2 | 29.9 | 26.5 | 25.4 | 28.1 | 25.8 | 24.6 | 24.5 | 25 | 31.1 | 24.5 | 25.1 | 25.5 | 22.9 | 24.9 | 27.4 | 19.9 | 13.4 | 29.4 | 23.6 | 29.6 | 24.9 | 25.5 | 27.6 | 27.6 | 0
6766 | 30.3 | 25.8 | 22.9 | 24.7 | 28.6 | 21.1 | 22.3 | 25.3 | 24.3 | 29 | 29.3 | 25.8 | 24.6 | 27.7 | 23.6 | 20.7 | 24.3 | 24.6 | 26.1 | 26.8 | 27.8 | 25.6 | 27 | 24.5 | 26.6 | 32.1 | 32.3 | 25.4 | 23.5 | 27.5 | 28 | 25.2 | 28.4 | 30 | 24.9 | 29 | 26.2 | 24.7 | 28 | 24.9 | 24.7 | 24.6 | 24.6 | 29.7 | 24.6 | 25.1 | 25.6 | 23.1 | 24.3 | 26.6 | 19.5 | 13.3 | 28.7 | 23.6 | 29 | 24.7 | 25.2 | 27.7 | 27.8 | 0
6767 | 29.8 | 23.6 | 22.7 | 24.4 | 28.2 | 21.2 | 22.1 | 24.8 | 24.2 | 28 | 28.4 | 25.8 | 23.6 | 27.5 | 23.3 | 20.4 | 24.2 | 24 | 25.4 | 26 | 27.5 | 25.1 | 28.8 | 25 | 25.3 | 31.1 | 30.7 | 25.4 | 23.4 | 26.6 | 27.6 | 25.1 | 28.4 | 29.4 | 24.2 | 27.9 | 26 | 24.2 | 27.9 | 24.3 | 24.7 | 24.6 | 24.4 | 28.7 | 24.6 | 25.4 | 25.2 | 22.8 | 24.4 | 25.6 | 19.8 | 12.8 | 28.2 | 23.6 | 28.2 | 24 | 25 | 27.6 | 27.5 | 0
6768 | 28.8 | 22.1 | 22.7 | 23.9 | 27.6 | 20.7 | 21.9 | 24.3 | 24.2 | 27.8 | 27.4 | 26.6 | 23.5 | 27.2 | 22.8 | 20.1 | 24.5 | 23 | 24.8 | 23.5 | 27 | 23.6 | 26.3 | 24.9 | 25 | 30.2 | 29.3 | 25.5 | 23 | 26.1 | 27.5 | 25 | 27.8 | 28.5 | 23.9 | 27.4 | 25.5 | 23.8 | 27.7 | 23.6 | 24.8 | 24.6 | 23.9 | 27.7 | 24.9 | 25 | 25.6 | 22.9 | 24.3 | 24.7 | 20.1 | 12.6 | 28 | 23.7 | 27.6 | 24 | 25 | 27.1 | 27.5 | 0
6769 | 28.2 | 20.3 | 22.7 | 23.4 | 27.5 | 20.9 | 21.5 | 23.7 | 24.3 | 27.7 | 26.6 | 26.7 | 22.9 | 27 | 23.1 | 19.6 | 24.6 | 22.7 | 24.3 | 21.3 | 27 | 23.2 | 22.5 | 24.3 | 25.4 | 29.6 | 29.4 | 25.6 | 22.5 | 25.8 | 26.4 | 24.9 | 27.7 | 26.8 | 23.7 | 26.3 | 25.2 | 23.4 | 27.6 | 23.1 | 24.6 | 24.4 | 23.4 | 26.8 | 24.9 | 24.1 | 25.5 | 22.7 | 24.3 | 24.1 | 19.8 | 11.3 | 27.8 | 23.7 | 27.5 | 23.5 | 24.8 | 27 | 27.1 | 0
6770 | 27.7 | 19.8 | 22.7 | 22.4 | 27.2 | 21.2 | 21.3 | 23.1 | 24.4 | 27.5 | 25.6 | 27.2 | 22.6 | 26.6 | 22.3 | 19.5 | 24.4 | 22.4 | 24 | 19 | 27 | 22.6 | 17.2 | 23.4 | 24.2 | 29.6 | 29.4 | 25.4 | 22.1 | 25.6 | 25.4 | 25 | 27.3 | 25 | 23.7 | 25.6 | 24.8 | 22.7 | 27.6 | 22.7 | 24.6 | 24.2 | 22.5 | 26.3 | 24.9 | 22.6 | 25.8 | 22.8 | 23.8 | 24.1 | 18.8 | 9.8 | 27.8 | 23.6 | 27 | 23.4 | 24.4 | 27 | 27.1 | 0
6771 | 27.3 | 19.8 | 22.7 | 21.5 | 27.1 | 20.6 | 21.3 | 22.5 | 24.4 | 26.9 | 24.8 | 26.7 | 21.6 | 26.5 | 22.2 | 19.1 | 23.6 | 22.1 | 23.9 | 18.6 | 27 | 22 | 14.7 | 22.8 | 23.5 | 28.5 | 28.6 | 25.1 | 21.9 | 25.3 | 23.7 | 25 | 26.8 | 23 | 23.7 | 24.9 | 24.7 | 22.6 | 27.2 | 22.5 | 24.7 | 24 | 21.7 | 25.7 | 24.9 | 21.5 | 25.3 | 22.5 | 23.3 | 23.3 | 17.5 | 7.7 | 27.6 | 23.8 | 26.5 | 22.7 | 24 | 27.1 | 26.9 | 0
6772 | 26.9 | 19.8 | 22.7 | 20.8 | 27 | 19.2 | 21.5 | 21.9 | 24.2 | 26.5 | 24.2 | 26.8 | 21.3 | 26.1 | 22.3 | 18.7 | 22.7 | 22 | 24.2 | 18.9 | 27 | 21.2 | 13.7 | 22.5 | 22.9 | 27.1 | 27.8 | 24.8 | 21.9 | 24.9 | 22.9 | 25.1 | 26.6 | 21.9 | 23.7 | 24.4 | 24.4 | 22.2 | 27.1 | 22.1 | 24.8 | 24.1 | 21 | 25.3 | 24.9 | 20.8 | 25.1 | 22.7 | 22.7 | 22.6 | 16.7 | 7.2 | 27.5 | 23.8 | 26.1 | 22.7 | 23.8 | 27.1 | 27.2 | 0
6773 | 26.8 | 20 | 22.7 | 21.4 | 26.8 | 18.9 | 21.6 | 21.3 | 24.4 | 26.4 | 23 | 25.4 | 19.4 | 26.1 | 22.3 | 18.6 | 23.6 | 21.7 | 24.8 | 24.2 | 26.9 | 21.2 | 18 | 18.4 | 22.5 | 26.1 | 27.3 | 24.4 | 22 | 23.2 | 23.6 | 25.1 | 26.3 | 26.8 | 23.7 | 23.6 | 23.4 | 22.1 | 26.9 | 21.7 | 24.9 | 24.8 | 22.4 | 24.4 | 24.9 | 22.8 | 24.8 | 23 | 21.2 | 22.1 | 18 | 10.4 | 26.8 | 23.7 | 26 | 21 | 23.8 | 26.3 | 25.7 | 0
6774 | 27.7 | 20.7 | 22.7 | 22.6 | 26.6 | 18.9 | 21.7 | 21.8 | 24.6 | 26.3 | 22.8 | 25.7 | 20 | 26.1 | 22.3 | 18.1 | 22.2 | 21.5 | 25.4 | 25.2 | 26.7 | 20.6 | 19.8 | 18.4 | 22.8 | 26.9 | 26.7 | 24.5 | 22.4 | 23.9 | 24.5 | 24.9 | 25.8 | 27.2 | 24 | 23.2 | 23.6 | 21.9 | 26.6 | 21.6 | 24.9 | 25.3 | 22.3 | 23.9 | 25 | 23.4 | 24.8 | 23.2 | 22 | 21.6 | 19.7 | 13.3 | 26.3 | 23.7 | 25.5 | 22.5 | 23.6 | 26.6 | 26.7 | 0
6775 | 27.7 | 20.8 | 22.7 | 24.5 | 26.3 | 18.9 | 21.6 | 23.2 | 24.7 | 26 | 23.4 | 25.8 | 21.4 | 26.4 | 22.3 | 18.1 | 21.4 | 21.4 | 26.2 | 26.8 | 26.4 | 20.4 | 21.6 | 18.5 | 22.9 | 25.6 | 26.2 | 25 | 23.4 | 25.4 | 25.5 | 25.5 | 25.5 | 27.7 | 24.1 | 23.1 | 24.2 | 21.4 | 26.6 | 21.5 | 24.9 | 26.1 | 23 | 23.3 | 25 | 24.5 | 25.5 | 24.1 | 23.6 | 21.6 | 21.3 | 16.4 | 26.8 | 24 | 25.5 | 24.4 | 23.6 | 26.8 | 27.3 | 0
6776 | 26.9 | 20.8 | 22.7 | 26.4 | 27.2 | 19.1 | 21.3 | 25.2 | 26.2 | 26.6 | 24.8 | 26 | 23.6 | 28.4 | 22.6 | 18.4 | 21.2 | 21.6 | 27.2 | 28.4 | 26.4 | 21.6 | 23.4 | 20.4 | 26.1 | 27 | 26.8 | 26 | 25 | 27 | 27.4 | 27.8 | 26.3 | 29.4 | 25.5 | 24.5 | 25 | 23.7 | 28.1 | 22.2 | 25.1 | 27 | 23.6 | 25.2 | 25 | 26.2 | 26 | 25 | 25.6 | 23.8 | 24 | 19.4 | 27.2 | 24.1 | 26.6 | 26.6 | 24 | 27.4 | 28.9 | 0
6777 | 28.5 | 23.8 | 23.4 | 28.5 | 29.8 | 19 | 20.5 | 27.2 | 29 | 28.3 | 27 | 26.2 | 26.2 | 29.8 | 23.8 | 21.3 | 22.6 | 25.5 | 28.1 | 30.4 | 27.8 | 25.9 | 24.9 | 21.1 | 30.5 | 30.4 | 28.9 | 27 | 26.7 | 29 | 28.5 | 28.7 | 27.8 | 30.3 | 29.5 | 28.1 | 25.5 | 29.5 | 30.2 | 26.7 | 24.5 | 28.1 | 25.2 | 28.1 | 27.5 | 27.7 | 27.5 | 26.3 | 27.6 | 28.9 | 25.8 | 20.8 | 28.8 | 24.3 | 27.6 | 28.2 | 24.8 | 26.7 | 29.4 | 0
6778 | 29.4 | 26 | 23.4 | 30.3 | 31.2 | 19.5 | 21.3 | 28.8 | 27 | 30.6 | 29.4 | 26.6 | 28.7 | 31.3 | 24.5 | 23.8 | 24.5 | 28.4 | 28.9 | 32 | 30.2 | 27.8 | 26.5 | 22.5 | 32.5 | 32.2 | 30.3 | 27.9 | 28.1 | 30.6 | 29.9 | 29.6 | 29 | 31.7 | 30.3 | 31.1 | 25.8 | 29.7 | 31.7 | 30.6 | 24.7 | 29 | 26.5 | 30.6 | 27.5 | 29.2 | 28.7 | 27.2 | 29.3 | 31.5 | 28.2 | 21.2 | 29.7 | 24.9 | 29 | 29.6 | 26.6 | 28 | 30.7 | 0
6779 | 29.9 | 28.3 | 23.7 | 32 | 32.5 | 21 | 21.4 | 29.8 | 29 | 33.6 | 31.8 | 27 | 30.8 | 32.7 | 26.3 | 24.6 | 26.8 | 30 | 29.4 | 33.6 | 32.6 | 28.8 | 28 | 22.6 | 34.5 | 34.6 | 31.7 | 28.2 | 29.2 | 32.2 | 30.4 | 30.1 | 29.6 | 32 | 30.5 | 32.8 | 25.8 | 29.9 | 33.2 | 33 | 25.4 | 30 | 28.2 | 34 | 27.5 | 30.2 | 30 | 28 | 30.4 | 32.3 | 29.6 | 20.4 | 31 | 25.5 | 30.9 | 30.2 | 27.6 | 29.5 | 30.9 | 0
6780 | 31.2 | 29.5 | 25.6 | 33.3 | 33.7 | 22 | 22.7 | 30.3 | 26 | 35.2 | 33.5 | 27.4 | 32.3 | 33 | 27.6 | 25.5 | 28.1 | 31.1 | 29.7 | 34.5 | 34.2 | 29.8 | 29.6 | 23.7 | 34.8 | 37 | 34.2 | 28.2 | 29.9 | 33.2 | 31.2 | 30.2 | 30.9 | 32.7 | 30.6 | 34.3 | 26.1 | 30.2 | 33.7 | 34.4 | 24.9 | 30.7 | 29 | 36.9 | 28.9 | 31 | 30.2 | 28.1 | 31.1 | 32.7 | 31.5 | 20 | 31.1 | 26.5 | 32.5 | 30.9 | 28.6 | 29.9 | 31.9 | 0
6781 | 31.9 | 30.6 | 27.2 | 34.5 | 34.3 | 21 | 24 | 30.6 | 26.6 | 35.9 | 34.7 | 27.3 | 33.1 | 31.7 | 27.8 | 26.8 | 28.6 | 31.7 | 29.8 | 35.4 | 34.5 | 29.8 | 30.6 | 23.5 | 35.5 | 38 | 34.8 | 27.6 | 30.2 | 34.1 | 31 | 28.6 | 31.9 | 32.5 | 30.6 | 35.2 | 26.4 | 30.2 | 33.7 | 35 | 24.7 | 31.3 | 29.9 | 37.7 | 29.3 | 31.2 | 30.5 | 28.2 | 31.4 | 33.1 | 31.6 | 19.5 | 31.5 | 23.7 | 33.8 | 31 | 29.3 | 30 | 31.4 | 0
6782 | 26.9 | 31 | 25.3 | 35.2 | 34.4 | 21.7 | 25.1 | 30.8 | 27 | 36.2 | 35.2 | 27 | 33.4 | 32.4 | 27.8 | 27.5 | 28 | 32.4 | 29.8 | 35.6 | 34.8 | 29.9 | 30.8 | 24 | 35.8 | 38.5 | 35.7 | 27 | 30.2 | 34.6 | 30.8 | 27.6 | 31.7 | 32.6 | 30.9 | 35.8 | 27 | 31.2 | 33.7 | 35.8 | 25 | 31.6 | 30 | 38.7 | 29.3 | 31.2 | 30 | 28 | 31.6 | 33.6 | 31.2 | 19.8 | 31.4 | 23.9 | 34.6 | 31 | 29.6 | 30.3 | 30.9 | 0
6783 | 27.7 | 31 | 26.7 | 35.4 | 34.6 | 21.8 | 25.5 | 31 | 27.4 | 35.9 | 35.3 | 26.3 | 33.3 | 32.3 | 26.8 | 27.8 | 27.3 | 32.4 | 29.5 | 35.7 | 35.3 | 30 | 29.8 | 22.9 | 35.8 | 39 | 35.4 | 26.1 | 29.9 | 35 | 29.5 | 27.8 | 32.4 | 31.8 | 30.3 | 35.7 | 27.5 | 32 | 33.7 | 36.5 | 26 | 31.6 | 30.5 | 38.7 | 29.2 | 30.5 | 30.1 | 28 | 31.5 | 32.9 | 28.5 | 19.7 | 32.1 | 24 | 35.2 | 30.2 | 29.8 | 30.3 | 28.6 | 0
6784 | 28.6 | 31 | 27.6 | 34.6 | 34.7 | 22 | 25.7 | 31.1 | 27.2 | 35.2 | 34.8 | 25.6 | 32.9 | 31.7 | 25 | 26.2 | 26.2 | 31.6 | 29.1 | 35 | 35.2 | 29.8 | 28 | 22.6 | 35.3 | 39 | 30.4 | 25.6 | 29.3 | 34.5 | 28.7 | 28.6 | 32.4 | 31.6 | 29.5 | 34.2 | 27.8 | 31.6 | 32.7 | 36 | 26 | 31 | 30.1 | 38.6 | 29.2 | 29.7 | 29.7 | 27.5 | 30.8 | 32.9 | 25.8 | 19.7 | 32 | 24 | 35.2 | 29.2 | 29.8 | 30.3 | 27 | 0
6785 | 28.7 | 31.3 | 26.2 | 33.2 | 33.7 | 21.9 | 25.5 | 31 | 27.5 | 33.8 | 34 | 25 | 32.2 | 30.2 | 24.5 | 25.8 | 25.6 | 29.4 | 28.4 | 34 | 34.1 | 29.5 | 25.8 | 21.4 | 34.9 | 38.4 | 31.8 | 25 | 28.2 | 33.6 | 27.6 | 28.2 | 31.9 | 30.8 | 28.3 | 33.2 | 27.6 | 31 | 31.2 | 34.7 | 26 | 29.8 | 29.7 | 38.1 | 29.2 | 28.4 | 29.6 | 26.8 | 29.6 | 32.5 | 22.6 | 18.8 | 32 | 23.3 | 34.8 | 27.6 | 29.4 | 29.9 | 25.1 | 0
6786 | 28 | 29.4 | 26.6 | 31 | 32.2 | 21.6 | 24.9 | 30.4 | 27 | 31.6 | 32.7 | 24.8 | 31.1 | 29.8 | 23.5 | 24.7 | 24.8 | 27.5 | 27.6 | 32.3 | 32.5 | 28.8 | 24.1 | 21.5 | 32.3 | 37.4 | 31.5 | 24.7 | 26.7 | 31.9 | 27.6 | 27.2 | 30.7 | 30.8 | 28.2 | 32.3 | 27.2 | 28.8 | 30.2 | 30.9 | 25.7 | 28 | 28.3 | 36.7 | 29 | 27.2 | 28.6 | 25.4 | 27.9 | 31 | 21.1 | 18 | 30.4 | 23.5 | 33.6 | 26.3 | 28.4 | 29.2 | 25.1 | 0
6787 | 27.8 | 27.9 | 26.1 | 29.1 | 30.8 | 21.4 | 23.9 | 29.3 | 26.5 | 29.2 | 31.5 | 24.8 | 29.7 | 28.3 | 23.5 | 23.2 | 24.5 | 26.5 | 26.7 | 30.7 | 30.5 | 27.4 | 22.9 | 20.7 | 30 | 35.1 | 30.8 | 24.2 | 25 | 30.4 | 27 | 26.5 | 29.8 | 29.8 | 27.8 | 30.9 | 26.3 | 26.3 | 29.7 | 28 | 25.6 | 26.4 | 27.1 | 34.6 | 28.9 | 25.7 | 28.1 | 24 | 25.9 | 29.5 | 19.9 | 16.7 | 29.1 | 23.4 | 32 | 25 | 28 | 29 | 25.1 | 0
6788 | 27.7 | 26.9 | 25.7 | 27.4 | 30.2 | 21.4 | 22.9 | 27.7 | 26.3 | 28 | 30.1 | 25 | 28 | 28.2 | 23.8 | 22.3 | 23.8 | 25.6 | 25.8 | 29.2 | 29.2 | 26.6 | 22.6 | 20.8 | 28.5 | 33.9 | 30.6 | 23.8 | 23.4 | 29 | 27 | 26.2 | 29.4 | 29 | 27.6 | 30.6 | 25.6 | 25.3 | 29.3 | 26.2 | 25.5 | 25 | 25.6 | 31.6 | 28.7 | 24.6 | 27.2 | 22.6 | 24.2 | 28.4 | 20 | 16 | 27.2 | 23.4 | 30.5 | 24.4 | 27.4 | 28.8 | 26.1 | 0
6789 | 27.7 | 24.3 | 24.8 | 26.6 | 29.8 | 21.2 | 22.6 | 26.4 | 26 | 27.1 | 29.1 | 25 | 26.3 | 27.9 | 23.8 | 20.8 | 23.5 | 24.8 | 25 | 28.3 | 28.5 | 25.8 | 22.4 | 19.7 | 27.8 | 32.8 | 30.2 | 23.3 | 22.3 | 28.5 | 25.9 | 25.9 | 28.7 | 27.2 | 26.3 | 30.3 | 25 | 24.7 | 29.2 | 25 | 25.4 | 24.4 | 25.1 | 30.7 | 28.4 | 23.5 | 27.1 | 22.1 | 23.1 | 27.3 | 19.4 | 15.2 | 26.8 | 22.9 | 29.5 | 23.8 | 27 | 28.4 | 25.9 | 0
6790 | 27.6 | 23.9 | 24.3 | 26.1 | 29 | 21 | 22.5 | 25.2 | 26.2 | 26.6 | 28.2 | 24.8 | 24.8 | 27.8 | 23.8 | 20.3 | 23 | 24.1 | 24.6 | 27.5 | 27.7 | 25.3 | 22.2 | 20.2 | 26.8 | 31.9 | 26.7 | 23.2 | 21.8 | 28.1 | 25.5 | 25.9 | 27.9 | 26.3 | 26.3 | 29.2 | 25 | 24.3 | 29.2 | 24 | 25.3 | 24.3 | 24.3 | 30 | 28.4 | 23.1 | 26.7 | 21.9 | 22.8 | 26.4 | 19.6 | 15.1 | 26.3 | 22.9 | 28.9 | 23.8 | 26.8 | 28.3 | 26.3 | 0
6791 | 27.3 | 23 | 24 | 25.8 | 28.7 | 20.7 | 22.1 | 24 | 26.3 | 26.2 | 27.6 | 24.4 | 23.6 | 27.5 | 23.6 | 20 | 23 | 23.6 | 24.4 | 27 | 27 | 24.3 | 21.4 | 20.4 | 26.5 | 30.4 | 26.8 | 23.4 | 22 | 28 | 24.6 | 25.9 | 27.5 | 25.6 | 26.2 | 28.5 | 25.2 | 23.9 | 28.9 | 23.5 | 25.2 | 24.6 | 24.2 | 28.7 | 28.4 | 23 | 26.6 | 22.4 | 23 | 25.8 | 19 | 14.6 | 27 | 22.9 | 28.3 | 23.6 | 26.6 | 28.3 | 25.9 | 0
6792 | 27.3 | 20.9 | 23.5 | 24.9 | 28.2 | 20.2 | 20.8 | 23.1 | 26 | 25.9 | 26.9 | 24.1 | 22.7 | 27.3 | 23.6 | 19.6 | 22.9 | 23.1 | 24.5 | 26 | 26.5 | 23.5 | 20.2 | 22.4 | 26.7 | 30.5 | 26.2 | 24.1 | 22.5 | 27.2 | 24.9 | 25.8 | 27 | 26.6 | 26 | 27.2 | 25.6 | 23.4 | 28.2 | 23.2 | 25.1 | 24.7 | 23.4 | 27.5 | 26.6 | 23.4 | 25.7 | 22.7 | 23.3 | 25.2 | 19.4 | 14.1 | 26.9 | 22.9 | 27.8 | 23.6 | 26.2 | 27.8 | 26.6 | 0
6793 | 27.3 | 20.6 | 23.5 | 23.7 | 27.5 | 20.1 | 21.5 | 22.4 | 26 | 25.6 | 26.3 | 24 | 22 | 26.8 | 23.3 | 19.1 | 23.6 | 22.6 | 24.5 | 25.1 | 26 | 22.7 | 18.6 | 23.2 | 26.9 | 29.5 | 24.2 | 24.7 | 22.9 | 26.3 | 24.7 | 25.7 | 26.8 | 27.3 | 25.8 | 25.2 | 25.7 | 22.5 | 28.2 | 22.9 | 25 | 24.8 | 23 | 26.6 | 26.7 | 23.7 | 25.2 | 23.1 | 23.3 | 24.9 | 18.9 | 12.7 | 27.3 | 23.3 | 27.5 | 22.9 | 26 | 27.7 | 26.5 | 0
6794 | 27.3 | 20.5 | 23.5 | 22.2 | 27.2 | 20.1 | 21.2 | 21.8 | 26 | 25.2 | 25.4 | 24.2 | 21.2 | 26.6 | 23.1 | 18.9 | 24 | 22.4 | 24.6 | 24 | 25.5 | 22.4 | 17.4 | 24 | 26.2 | 28.2 | 24.9 | 25.2 | 23 | 24.8 | 25 | 25.5 | 26.5 | 28.4 | 25.5 | 25.7 | 25.4 | 21.7 | 28.2 | 22.7 | 24.5 | 24.6 | 22.2 | 25.9 | 26.7 | 23.8 | 24.4 | 23 | 22.8 | 24.4 | 19 | 11.2 | 26.8 | 23.4 | 27.2 | 22.2 | 25.8 | 27.6 | 27.1 | 0
6795 | 27.2 | 20.4 | 23.5 | 21.2 | 27.1 | 20.5 | 20.9 | 21.2 | 26 | 25 | 24.6 | 24.5 | 20.3 | 26.3 | 22.3 | 18.4 | 24.6 | 22.1 | 24.5 | 23.6 | 25 | 21.9 | 16.6 | 22.2 | 25 | 27.5 | 24.9 | 25.1 | 22.7 | 23.8 | 24.3 | 25.4 | 26.2 | 28 | 25.5 | 24.7 | 24.6 | 21.7 | 28.1 | 22.6 | 24.5 | 24.5 | 22.2 | 25 | 26.8 | 23.3 | 24.5 | 23 | 22 | 23.5 | 18 | 9.6 | 27 | 23.4 | 26.6 | 21.1 | 25.6 | 27.4 | 26.3 | 0
6796 | 27.1 | 19.9 | 23.2 | 20.8 | 27 | 21 | 20.8 | 20.6 | 26 | 24.9 | 23.6 | 25 | 19.7 | 26.2 | 22.3 | 18.5 | 24.3 | 21.9 | 24.6 | 23.5 | 24.7 | 21.3 | 17 | 20.7 | 22.6 | 26.9 | 25.4 | 24.8 | 22.2 | 23 | 24.1 | 25.2 | 25.9 | 27.7 | 25.3 | 24.7 | 23.9 | 21.5 | 27.7 | 22 | 24.5 | 24.4 | 22 | 24.6 | 26.8 | 23 | 24.3 | 22.8 | 21.3 | 23.6 | 18.1 | 9.4 | 26.6 | 23.5 | 26.6 | 20.8 | 25.5 | 27.4 | 26.3 | 0
6797 | 27 | 19.9 | 23.2 | 22 | 26.8 | 21.5 | 20.8 | 19.9 | 26 | 24.6 | 23.4 | 24 | 19.8 | 26 | 22.3 | 18.3 | 21.8 | 21.6 | 23.4 | 24 | 24.7 | 20.9 | 19.6 | 16.8 | 22 | 26.4 | 24.7 | 22.4 | 19.6 | 25.6 | 22.2 | 25.3 | 25.6 | 23 | 25.4 | 25.2 | 24.6 | 21.4 | 27.4 | 21.8 | 24.5 | 24.4 | 21.6 | 24 | 26.9 | 20 | 25 | 22.2 | 20.2 | 23.1 | 15.8 | 10.6 | 26.2 | 23.4 | 26.5 | 21.4 | 25 | 27.3 | 24.9 | 0
6798 | 26.8 | 19.9 | 23.2 | 22.7 | 26.6 | 21.5 | 20.5 | 20.6 | 26 | 24.2 | 22.6 | 24.1 | 20.3 | 25.8 | 22.3 | 18.1 | 24.1 | 21.5 | 24.3 | 25.6 | 24.2 | 20.6 | 20.2 | 17.2 | 21.8 | 26 | 24.6 | 22.5 | 21.2 | 25.7 | 23.4 | 25.5 | 25.1 | 24.2 | 25 | 25 | 24.8 | 21 | 26.8 | 21.8 | 24.5 | 25 | 21.8 | 23.2 | 26.9 | 21.2 | 25.3 | 22.8 | 21 | 22.5 | 17.4 | 13 | 25.9 | 23.5 | 26.4 | 22.9 | 25 | 27.3 | 25.7 | 0
6799 | 26.8 | 19.4 | 23.2 | 24.3 | 26.3 | 21.7 | 20.4 | 22.2 | 26.5 | 24.4 | 23 | 24.2 | 22.4 | 26.7 | 22.3 | 17.8 | 25.5 | 21.5 | 24.7 | 26.8 | 24.2 | 20.1 | 21 | 18.4 | 22.1 | 26.1 | 24.2 | 23.1 | 23.3 | 26.6 | 23.7 | 25.9 | 24.9 | 26.2 | 25 | 24 | 25 | 20.5 | 26.9 | 21.9 | 24.5 | 25.6 | 22 | 22.5 | 26.9 | 23.3 | 25.6 | 23.6 | 23 | 22.5 | 20.2 | 15.8 | 26.3 | 23.6 | 26.5 | 24.8 | 25 | 27.3 | 26.7 | 0
6800 | 27.4 | 19.9 | 23.6 | 26.2 | 27.2 | 21.5 | 21.6 | 24.4 | 27.5 | 25.3 | 23.8 | 24.4 | 24.6 | 28.8 | 22.3 | 18.6 | 27.2 | 22.6 | 25.4 | 29 | 24.3 | 21.9 | 22.2 | 20.6 | 25.1 | 27 | 24.6 | 24 | 25.8 | 28 | 24 | 27.2 | 26 | 27.7 | 25 | 25.7 | 25.8 | 23.1 | 27.9 | 23.9 | 24.5 | 26.4 | 22 | 23 | 26.9 | 25.5 | 27 | 24.8 | 25.4 | 24.5 | 23.2 | 19 | 27 | 23.9 | 27.4 | 26.4 | 25.8 | 27.6 | 28.1 | 0
6801 | 29.1 | 20.3 | 25.9 | 28.7 | 29.8 | 22.2 | 22.4 | 26.9 | 28.7 | 27.5 | 26.3 | 24.7 | 27.8 | 30.7 | 22.7 | 21.5 | 27 | 27.5 | 25.3 | 30.3 | 26 | 26.5 | 23.4 | 23 | 29 | 29 | 27.5 | 25.3 | 27.6 | 29.8 | 23.4 | 29.9 | 27.4 | 29.4 | 25.7 | 28.5 | 26.6 | 26.2 | 30.1 | 26.8 | 25.1 | 27.2 | 22.4 | 27.8 | 29.7 | 27.4 | 28.3 | 25.9 | 28.2 | 27.8 | 26 | 20.6 | 28.2 | 25.8 | 28.2 | 27.9 | 27.8 | 28.6 | 29.3 | 0
6802 | 29.4 | 22.4 | 27.4 | 30.8 | 31.3 | 21.5 | 23.3 | 29.1 | 29.6 | 29.5 | 28.8 | 25 | 30.2 | 31.8 | 23.6 | 23.5 | 27.4 | 29.4 | 25.6 | 32.4 | 29.1 | 28 | 25 | 25.5 | 31.4 | 31.3 | 30.7 | 26.7 | 29 | 31.3 | 23.6 | 30.3 | 28.7 | 30.7 | 26.3 | 30.8 | 27.7 | 28.4 | 32 | 29.8 | 24.7 | 28.1 | 23.1 | 32.3 | 29.8 | 28.7 | 30.3 | 27.1 | 30.2 | 30.8 | 27.8 | 21.3 | 29.2 | 25.9 | 29.7 | 28.9 | 28.5 | 29.2 | 30.3 | 0
6803 | 30 | 24 | 27.9 | 33 | 32.5 | 23 | 24.3 | 30.7 | 30.4 | 31.5 | 31.6 | 25.4 | 32.6 | 33.6 | 25.6 | 24.4 | 27.2 | 31.3 | 25.8 | 34 | 31.8 | 29 | 26.4 | 27.6 | 32.7 | 33.7 | 33.7 | 28.2 | 29.5 | 32.6 | 24 | 30.3 | 29.7 | 32.4 | 27.5 | 32.3 | 28.6 | 30.7 | 33.2 | 32.3 | 25.1 | 29 | 24.4 | 34.3 | 29.8 | 29.4 | 31.6 | 27.8 | 31.6 | 31.5 | 29 | 20.6 | 30.2 | 25 | 31.5 | 30 | 29.5 | 29.6 | 30.9 | 0
6804 | 32.3 | 25.4 | 28.8 | 34.4 | 33.7 | 23.3 | 26 | 31.6 | 29.1 | 32.9 | 33.1 | 25.7 | 33.6 | 32.2 | 26.4 | 25.7 | 28.6 | 32 | 27 | 36.3 | 34.3 | 30 | 27.9 | 29.3 | 34.5 | 34.7 | 36.2 | 29.3 | 30 | 33.3 | 25.6 | 31.2 | 30.6 | 33.7 | 27.6 | 34 | 29.5 | 31.6 | 34.6 | 33.8 | 25.1 | 29.9 | 25.8 | 36.8 | 30.1 | 29.8 | 32.8 | 28.3 | 31.9 | 31.3 | 29.6 | 20.2 | 30.7 | 25.5 | 32.7 | 30.7 | 30 | 30.1 | 31.2 | 0
6805 | 32.1 | 25.9 | 29 | 35.8 | 34.3 | 23.2 | 26.3 | 32 | 29 | 33.4 | 34.4 | 25.9 | 34.9 | 33.2 | 26.4 | 27.2 | 29.3 | 32.5 | 27.9 | 37.2 | 34.7 | 30.1 | 28.7 | 30.3 | 35 | 36 | 36.9 | 30.2 | 30.1 | 33.8 | 27 | 31.5 | 31.6 | 35 | 27.6 | 34.8 | 29.8 | 32.1 | 34.2 | 35.3 | 24.7 | 30.3 | 27.4 | 37.8 | 30 | 30.1 | 32.4 | 28.4 | 31.9 | 31 | 30.3 | 19.5 | 31.4 | 24.9 | 33.8 | 31.4 | 30.6 | 30.5 | 31 | 0
6806 | 33.1 | 26.4 | 29.4 | 36.4 | 34.4 | 23.7 | 26.3 | 32 | 28.7 | 33.8 | 34.4 | 25.8 | 35.2 | 33.4 | 27.8 | 28 | 30.4 | 33 | 29 | 37.4 | 34.6 | 30.5 | 29 | 31 | 35.3 | 37.3 | 37.2 | 30.4 | 30.2 | 34 | 28.2 | 32.2 | 31.8 | 35 | 28.4 | 35.3 | 29.8 | 32.3 | 30.5 | 35.3 | 24.8 | 30.2 | 28.4 | 38.5 | 29.9 | 30.4 | 31.2 | 28.2 | 31.4 | 27.3 | 31 | 19.8 | 32 | 24.9 | 33.9 | 31.2 | 30.6 | 30.6 | 30.7 | 0
6807 | 32.6 | 28.9 | 29.8 | 36.7 | 34.6 | 24.5 | 25.9 | 31.9 | 26.5 | 34.4 | 34.7 | 25.6 | 36 | 30 | 27.7 | 26.7 | 29.4 | 32.9 | 28.9 | 35.3 | 34.8 | 30.5 | 28.3 | 31 | 35.3 | 37.5 | 37.3 | 30.3 | 29.7 | 34.2 | 27.8 | 32 | 32.3 | 33.9 | 27.7 | 35.3 | 29 | 32.5 | 26.4 | 35.8 | 24.8 | 29.4 | 28.9 | 38.3 | 29.8 | 30.4 | 28.6 | 27.7 | 31.1 | 25.3 | 31.5 | 19.6 | 32.8 | 29.1 | 34.2 | 30.4 | 30.7 | 30.5 | 30.1 | 0
6808 | 33.1 | 28.9 | 26.4 | 35.9 | 34.7 | 23.9 | 25.8 | 31.6 | 25.7 | 33.5 | 33.9 | 25.3 | 35.4 | 32 | 28.4 | 26.3 | 28.3 | 32 | 28.5 | 33.1 | 34.6 | 30.5 | 27.2 | 30.6 | 35.1 | 37.3 | 37.2 | 29.5 | 29 | 34 | 26.9 | 31.2 | 32.1 | 30.7 | 27.4 | 35 | 28.1 | 32.1 | 26.9 | 35.3 | 24.7 | 28.3 | 28.6 | 38.3 | 29.8 | 29.8 | 26.4 | 27.2 | 30.4 | 26 | 31 | 19.8 | 33.2 | 29.4 | 34.3 | 28.7 | 30.6 | 30.3 | 29.4 | 0
6809 | 32.5 | 28.9 | 26.4 | 34.4 | 33.7 | 23.5 | 25.5 | 31.2 | 25.8 | 32 | 33.2 | 25 | 34.4 | 30.3 | 28.4 | 26.7 | 26 | 30 | 27.2 | 30.4 | 33.5 | 29.9 | 25.6 | 29.6 | 34.3 | 37 | 36.4 | 28.6 | 27.7 | 33.4 | 25.2 | 30.9 | 31.8 | 26.6 | 26.4 | 33.8 | 27 | 31.3 | 26.9 | 33.4 | 25.1 | 27 | 27.9 | 37.8 | 29.8 | 28.4 | 24.4 | 26.6 | 29.6 | 26.5 | 29.4 | 19 | 33.2 | 29.5 | 33.5 | 26.8 | 30.2 | 30.1 | 28.7 | 0
6810 | 31.5 | 26.9 | 26.4 | 31.9 | 32.2 | 23 | 24.7 | 30.6 | 25.7 | 31 | 31.3 | 24.9 | 31.6 | 28.9 | 27.6 | 24.7 | 25.2 | 28.4 | 26.3 | 29.5 | 32 | 28.5 | 24.3 | 28.2 | 32.6 | 36 | 34.2 | 27.4 | 26.5 | 32 | 24.4 | 28.5 | 30.2 | 22 | 26 | 31.8 | 26.3 | 28.8 | 27 | 31.8 | 24.9 | 26.2 | 26.8 | 37.3 | 29.1 | 26.4 | 24.1 | 26.1 | 28 | 23.7 | 26.5 | 18.4 | 32.3 | 25.3 | 29.2 | 25 | 29 | 28.7 | 28.2 | 0
6811 | 30.5 | 25.9 | 25.8 | 29.6 | 29.7 | 22.5 | 24 | 29.3 | 25.7 | 29 | 29.9 | 24.9 | 29.2 | 28.7 | 26.4 | 22.8 | 24.3 | 27 | 25.2 | 28.9 | 30.7 | 26.7 | 23.1 | 26.3 | 30.6 | 35 | 31.8 | 26.4 | 24.9 | 30.3 | 23.9 | 27.9 | 28.9 | 19.1 | 25.6 | 30.9 | 25.5 | 27.3 | 27.2 | 29.8 | 24.7 | 25.6 | 25.8 | 35.8 | 29.1 | 24.4 | 24.2 | 25.5 | 26.4 | 23.9 | 23.2 | 16.9 | 31.1 | 25.3 | 28.7 | 24.3 | 28.4 | 28.6 | 27.7 | 0
6812 | 29.9 | 25.4 | 25.3 | 27.4 | 29 | 21.7 | 23.6 | 28.1 | 25.7 | 27.9 | 28 | 25 | 26.6 | 28.3 | 26.2 | 22 | 24.8 | 26 | 24.8 | 29.6 | 29.3 | 25.6 | 22.4 | 24.4 | 30 | 33.8 | 30.2 | 25.6 | 23.8 | 28.4 | 24.4 | 27.5 | 28 | 18.2 | 25.3 | 30.7 | 25.2 | 26.1 | 27.2 | 27.7 | 24.7 | 25.6 | 25 | 34.2 | 29 | 22.8 | 25 | 25 | 24.8 | 24.1 | 20.2 | 15.8 | 29.6 | 25.2 | 28.8 | 24.6 | 27.8 | 28.6 | 27.4 | 0
6813 | 29.1 | 24.6 | 24.8 | 26.4 | 28.3 | 21.7 | 23.1 | 26.9 | 25.7 | 26.9 | 27.3 | 25.1 | 25.8 | 28.2 | 24.6 | 21 | 24.5 | 25.5 | 24.1 | 29.4 | 28.2 | 25.1 | 21.7 | 22.7 | 28.6 | 32.3 | 29.2 | 25.2 | 22.6 | 27.2 | 24.5 | 27.2 | 27.2 | 20 | 24.5 | 30.3 | 24.8 | 25.2 | 26.9 | 26.5 | 24.7 | 25.6 | 24.6 | 32.4 | 28.8 | 22.1 | 25 | 24.4 | 24 | 24.1 | 18.5 | 14.4 | 28.7 | 25 | 29 | 26 | 27 | 28.5 | 27.1 | 0
6814 | 28.7 | 23.9 | 23.6 | 25.8 | 27.6 | 21.6 | 22.7 | 25.8 | 25.6 | 26.5 | 26.5 | 25.1 | 25.3 | 27.9 | 24.2 | 20.5 | 24.8 | 25 | 24.1 | 29.4 | 27.5 | 24.5 | 21.4 | 21.5 | 27.4 | 31.3 | 28.7 | 24.9 | 22.2 | 26.5 | 24.7 | 27 | 26.7 | 22.8 | 24 | 29.7 | 24.7 | 24.9 | 26.5 | 26.3 | 24.6 | 25.6 | 24 | 32.4 | 28.8 | 22.3 | 25.1 | 23.9 | 23.5 | 24 | 18 | 14 | 28.1 | 24.9 | 28.7 | 27.1 | 26.8 | 28.3 | 27 | 0
6815 | 28.6 | 23.4 | 23.1 | 25.8 | 27.1 | 21.5 | 22.5 | 24.6 | 25.2 | 26 | 26.6 | 25 | 25.6 | 27.9 | 23.9 | 20.3 | 24 | 24.5 | 23.8 | 28.2 | 26.8 | 23.5 | 21 | 20.8 | 28 | 31 | 27.7 | 24.8 | 21.8 | 26.6 | 24 | 26.7 | 26.3 | 25.6 | 24 | 28.1 | 24.6 | 24.2 | 26.4 | 27.1 | 24.6 | 25.4 | 23.5 | 31.6 | 28.3 | 22.8 | 24.6 | 23.4 | 23.6 | 23.6 | 18.4 | 13.6 | 28.2 | 24.6 | 28.7 | 27.6 | 26.6 | 28.2 | 26.7 | 0
6816 | 28.1 | 21.9 | 22.4 | 25.2 | 27 | 21 | 21.8 | 23.8 | 25.2 | 25.7 | 26 | 24.8 | 24.7 | 27.6 | 23.1 | 19.6 | 23.8 | 23.5 | 24 | 27.6 | 26.1 | 22.4 | 20.8 | 20.5 | 27.7 | 30.5 | 26.7 | 24.4 | 21.8 | 26.9 | 23.4 | 26.3 | 25.7 | 26.6 | 23.5 | 26.8 | 24.9 | 23.8 | 26.1 | 26.5 | 24.6 | 25.2 | 22.6 | 30.6 | 25.8 | 23.1 | 24.9 | 23.1 | 23.3 | 23.4 | 18.8 | 13.9 | 28.2 | 24.2 | 28.6 | 26.6 | 26.5 | 28 | 26.4 | 0
6817 | 27.8 | 21.4 | 22.4 | 24.5 | 26.6 | 21.1 | 21.5 | 23.2 | 25.2 | 25 | 25.8 | 24.5 | 23.8 | 27.1 | 22.8 | 19.2 | 22.5 | 23.2 | 23.8 | 26.1 | 25.8 | 22 | 20.4 | 20 | 26.9 | 29.4 | 26.2 | 24 | 21.3 | 27.2 | 22.1 | 26.2 | 25.4 | 26.2 | 23 | 25.6 | 25 | 23.2 | 26 | 26 | 24.6 | 24.7 | 21.9 | 29.7 | 25.8 | 22.8 | 25 | 22.8 | 22.9 | 23.5 | 18.6 | 13.3 | 28.2 | 24.1 | 27.2 | 24.7 | 26 | 27.9 | 26 | 0
6818 | 27.6 | 21 | 21.9 | 23.2 | 26.6 | 21.1 | 21.3 | 22.7 | 25.2 | 24.6 | 25 | 24.2 | 21.8 | 26.7 | 22.7 | 19 | 22 | 23 | 23.8 | 25.4 | 25.3 | 21.5 | 20.2 | 19.4 | 25.9 | 28.7 | 25.7 | 23.4 | 20.8 | 27 | 21.6 | 26 | 24.8 | 24.4 | 22.9 | 26.2 | 25.2 | 22.6 | 25.9 | 25.5 | 24.6 | 24.4 | 21.2 | 28.5 | 25.8 | 21.8 | 25.6 | 22.6 | 21.8 | 23.5 | 17.6 | 12.6 | 27.8 | 24.1 | 26.7 | 22.4 | 25.6 | 27.9 | 25.5 | 0
6819 | 27.2 | 20.8 | 21.6 | 22.4 | 26.6 | 21.1 | 21.3 | 22.1 | 25.2 | 24.4 | 24.7 | 24 | 20.7 | 25.7 | 22.4 | 18.8 | 20.8 | 22.5 | 23.3 | 24.1 | 24.7 | 20.8 | 19.7 | 18.3 | 25.8 | 28.2 | 25.5 | 22.9 | 19.8 | 26.6 | 21.1 | 25.8 | 24.5 | 23.1 | 22.8 | 25.3 | 25 | 22.3 | 25.8 | 24.7 | 24.6 | 24.1 | 21.1 | 27.6 | 25.9 | 20.6 | 25.4 | 22.3 | 20.9 | 23.6 | 16.4 | 11 | 27.4 | 24.2 | 26.6 | 20.9 | 25.4 | 27.9 | 25 | 0
6820 | 27.1 | 20.4 | 21.4 | 21.7 | 26.6 | 21 | 21.1 | 21.6 | 25.2 | 24.2 | 23.8 | 24 | 19.5 | 25.2 | 21.9 | 18.5 | 21.2 | 22.5 | 23.4 | 24 | 24.3 | 21 | 19.6 | 17.4 | 25.5 | 28 | 25.4 | 22.5 | 19.4 | 25.9 | 21.6 | 25.7 | 23.9 | 22.3 | 22.6 | 24.8 | 24.9 | 22.3 | 25.7 | 24.1 | 24.5 | 24.2 | 21.2 | 26.8 | 25.9 | 19.8 | 25.5 | 22.1 | 20.1 | 23.7 | 15.5 | 10.4 | 26.6 | 24.4 | 26.2 | 20.5 | 25.2 | 27.9 | 24.8 | 0
6821 | 27 | 20.4 | 21.4 | 19.4 | 26.6 | 21 | 20.8 | 21 | 25.2 | 23.8 | 21.6 | 25 | 20.8 | 24.6 | 22.1 | 18.5 | 22 | 22.5 | 22.6 | 25 | 24.1 | 20.7 | 18.4 | 17 | 25.2 | 27.8 | 25.1 | 22.2 | 19.2 | 24.4 | 22.2 | 25.5 | 23.4 | 21.4 | 22.6 | 24.6 | 23.6 | 22 | 25.7 | 23.6 | 24.5 | 25.2 | 22.9 | 26.8 | 25.9 | 18.4 | 24 | 21 | 20.6 | 23.8 | 16.4 | 14.8 | 26.4 | 24.2 | 26.2 | 21.6 | 25.2 | 27.9 | 25.2 | 0
6822 | 26.5 | 20.4 | 21 | 20.6 | 26.4 | 21 | 20.9 | 21.6 | 25.2 | 23.9 | 21.3 | 25.5 | 21 | 24.7 | 21.9 | 18.5 | 23.4 | 22.5 | 23.8 | 25.4 | 23.6 | 20.5 | 20.1 | 17.8 | 24.7 | 27.3 | 24.3 | 22.8 | 20.1 | 24.9 | 22.7 | 25.4 | 23.7 | 22.5 | 22 | 24.5 | 24 | 22 | 25.7 | 23.3 | 24.6 | 25.9 | 23 | 25.4 | 25.9 | 19.5 | 23.9 | 22 | 21.9 | 23.7 | 18.3 | 16.7 | 26.6 | 24 | 26.1 | 23 | 25 | 28 | 26.3 | 0
6823 | 26.5 | 20.4 | 20.9 | 23.2 | 26.6 | 21 | 20.9 | 23.1 | 25.7 | 23.9 | 22.3 | 25.8 | 23.1 | 24.7 | 21.9 | 18.5 | 24.8 | 23 | 25.3 | 26.5 | 23.2 | 20.2 | 22 | 20.1 | 22.9 | 26.8 | 23.5 | 24 | 21.8 | 25.9 | 23.7 | 26.5 | 24.3 | 24.3 | 22 | 23.9 | 24.6 | 21.5 | 26.2 | 23.3 | 24.7 | 26.8 | 23.8 | 25 | 26 | 21.5 | 24.8 | 23.5 | 23.3 | 23.8 | 21 | 18.6 | 27.3 | 23.9 | 26.2 | 24.6 | 25 | 27.9 | 27.1 | 0
6824 | 26.6 | 20.5 | 21.9 | 26.4 | 28 | 21.5 | 21 | 25.2 | 26.2 | 24.8 | 23.8 | 26.2 | 25.4 | 26.8 | 22.4 | 19.5 | 26.8 | 23.5 | 27 | 28.4 | 23.1 | 23.2 | 24.4 | 22.4 | 25.2 | 27.2 | 26.4 | 25.8 | 24 | 27.4 | 25.2 | 28.4 | 26.5 | 26.8 | 22 | 24.6 | 25.4 | 23.2 | 27.9 | 24.8 | 25 | 27.8 | 24.5 | 25.8 | 26 | 24.1 | 25.8 | 25 | 25.2 | 23.9 | 24 | 20.2 | 28 | 23.9 | 27.7 | 26.6 | 25.6 | 28.2 | 28.5 | 0
6825 | 26.7 | 23.7 | 23.7 | 29.7 | 29.7 | 23 | 21.9 | 27.4 | 28.3 | 26.6 | 26.4 | 26.2 | 29 | 28.8 | 22.9 | 20.7 | 27.8 | 26.4 | 28.2 | 30.2 | 25.4 | 27 | 26 | 25.5 | 29 | 28.6 | 27.9 | 27.4 | 26.2 | 29 | 26.9 | 30.6 | 27.6 | 28.9 | 23.4 | 29 | 26.2 | 27.7 | 30 | 27.6 | 27.2 | 28.8 | 25.9 | 30.6 | 27.9 | 26.7 | 27.8 | 26.2 | 26.3 | 25.7 | 26.6 | 21.2 | 28.9 | 24 | 29.7 | 28 | 26.8 | 29.2 | 29.1 | 0
6826 | 28.6 | 25.5 | 25.2 | 32.1 | 31.6 | 24.7 | 23.5 | 29.3 | 29.4 | 27.6 | 28.9 | 26.5 | 31.6 | 30.3 | 23.8 | 28.3 | 28.8 | 28.4 | 29.1 | 32 | 28.7 | 28.8 | 27.7 | 27.7 | 31.3 | 30 | 31.4 | 28.7 | 28.1 | 30.6 | 28.6 | 31.3 | 29.4 | 31 | 23.5 | 31.7 | 27.2 | 29.2 | 31.5 | 29.1 | 27.3 | 29.6 | 27 | 33.8 | 27.9 | 28.7 | 29.5 | 27 | 27.6 | 27.1 | 28.4 | 21.8 | 29.5 | 24.3 | 31.3 | 29.4 | 27 | 29.6 | 30.1 | 0
6827 | 30 | 27.7 | 26.5 | 33.8 | 33 | 25.2 | 24.5 | 30.8 | 27.4 | 30.1 | 31.6 | 26.6 | 34.2 | 32.3 | 24.5 | 29.4 | 29 | 30.8 | 29.4 | 33.2 | 31.4 | 29.6 | 28.8 | 29.8 | 33.3 | 31.6 | 33.7 | 29.4 | 29.4 | 31.8 | 30 | 32 | 30.4 | 32.2 | 23.9 | 32.7 | 28.2 | 30.5 | 32.4 | 30.7 | 27.9 | 30.2 | 28.4 | 35.7 | 28 | 30 | 31.4 | 27.4 | 28.5 | 27.9 | 29.4 | 22 | 30.2 | 25.5 | 32.8 | 30.2 | 28 | 29.8 | 30.5 | 0
6828 | 31.2 | 28.6 | 27.9 | 34.6 | 34.5 | 26.2 | 25.6 | 31.9 | 26.9 | 32.5 | 33.3 | 27.1 | 35.1 | 32 | 26.3 | 30.2 | 29.6 | 31.5 | 29.7 | 34.2 | 33.7 | 30.6 | 30.3 | 30.6 | 33.9 | 33 | 35.6 | 29.9 | 30.1 | 32.7 | 30.7 | 31.8 | 31.9 | 33.2 | 24.6 | 34 | 29.3 | 31.1 | 33.8 | 30.9 | 26.9 | 30.5 | 29.2 | 36.7 | 29.4 | 30.7 | 32.1 | 27.7 | 30 | 28.7 | 29.9 | 22.1 | 30.6 | 26.1 | 34.3 | 31.2 | 30.5 | 29 | 31.5 | 0
6829 | 31.5 | 29.5 | 28.5 | 35.1 | 35 | 26.7 | 26.7 | 32.6 | 27 | 33 | 34.7 | 27.4 | 36.2 | 32.6 | 26.3 | 22 | 29.5 | 32.3 | 29.7 | 34.7 | 34.8 | 31.4 | 31.1 | 31.6 | 34.6 | 34 | 36.9 | 30 | 30.2 | 33 | 30.7 | 32.5 | 32.5 | 33.4 | 24.9 | 34.9 | 30 | 32 | 33.6 | 30.5 | 26.1 | 30.6 | 30.1 | 36.8 | 29.2 | 30.9 | 32.7 | 27.8 | 30.9 | 28.1 | 30.3 | 22 | 31.4 | 24.8 | 35.3 | 31.5 | 31 | 30.9 | 31.6 | 0
6830 | 32.6 | 29.7 | 28.8 | 35.4 | 35.2 | 27.6 | 26.7 | 32.8 | 26.5 | 34.5 | 35.2 | 27.6 | 36.4 | 33 | 27.4 | 27.6 | 29.6 | 32.4 | 29.8 | 35 | 35.1 | 31.3 | 31.6 | 31.8 | 35.1 | 34.9 | 37.4 | 30.2 | 30 | 33 | 30 | 32.8 | 32.7 | 33.4 | 25.2 | 35.4 | 30.4 | 32 | 33.6 | 30.7 | 26.1 | 30.4 | 30.3 | 36.7 | 29.2 | 30.8 | 32.4 | 28 | 31.8 | 25.6 | 30.6 | 21.8 | 32.2 | 24.5 | 35.3 | 31.6 | 31 | 30.9 | 31.5 | 0
6831 | 33.2 | 27.4 | 29.6 | 35.6 | 35.7 | 26.9 | 27 | 32.6 | 25.9 | 36 | 35.7 | 27.2 | 37.2 | 33.3 | 28.2 | 28.1 | 28.7 | 32.4 | 29.4 | 34.8 | 35.1 | 31.2 | 30.7 | 32.4 | 34.6 | 36 | 37 | 30.1 | 29.4 | 32.4 | 28.8 | 32.6 | 32.5 | 32.6 | 25.7 | 35.5 | 30.1 | 32.6 | 33.1 | 30.9 | 25.8 | 30.1 | 30.5 | 37.7 | 29.1 | 30.5 | 32.5 | 27.9 | 31.3 | 25.6 | 30.6 | 21.3 | 33.2 | 25 | 34.3 | 30.6 | 30.8 | 30.8 | 30.1 | 0
6832 | 34.1 | 26.5 | 29.5 | 35.2 | 34.5 | 26.9 | 26.1 | 32 | 25.9 | 35 | 35.3 | 26.6 | 36.6 | 32 | 28 | 27.3 | 27.9 | 32.4 | 28.9 | 34.2 | 34.8 | 30.7 | 29.4 | 31.4 | 34.6 | 35.2 | 37.4 | 29.8 | 28.4 | 31.7 | 27.6 | 32.4 | 32.4 | 31.9 | 25.7 | 34.4 | 29.5 | 32.4 | 32.3 | 31.8 | 26.9 | 29.6 | 29.9 | 37.2 | 29.1 | 29.7 | 31.9 | 27.6 | 30.4 | 25.4 | 29.9 | 20.5 | 33.6 | 25 | 34.8 | 29.3 | 30.6 | 30.4 | 28.8 | 0
6833 | 33.7 | 27.2 | 29.1 | 34.2 | 30.9 | 26.9 | 25.7 | 31.3 | 25.9 | 33.5 | 34.6 | 25.8 | 35.6 | 30.8 | 27.8 | 26 | 26.4 | 30 | 28 | 33 | 33.7 | 30.4 | 27.2 | 30 | 33.9 | 34.8 | 36.7 | 29 | 27 | 30.6 | 26.6 | 31.2 | 32.2 | 30.7 | 24.8 | 33 | 28.4 | 31.5 | 31.3 | 29.4 | 26.6 | 29 | 29 | 36.6 | 29.1 | 28.4 | 31.4 | 26.8 | 28.5 | 25.5 | 28.4 | 19.6 | 33.4 | 24.3 | 33.8 | 27.4 | 30.4 | 30 | 27.1 | 0
6834 | 32.4 | 26.2 | 27.4 | 32.3 | 29.2 | 25.5 | 25 | 30.4 | 25.4 | 33.4 | 32.9 | 25.4 | 32.6 | 29.4 | 27.3 | 25.1 | 25.5 | 27.6 | 27.1 | 31.5 | 32.3 | 28.8 | 25.6 | 26.8 | 32 | 32.8 | 35 | 28 | 25.3 | 29.5 | 26 | 29.8 | 30.9 | 29.9 | 23.9 | 31.9 | 27.4 | 28.8 | 30.1 | 27.6 | 25.5 | 28.4 | 27.3 | 32.8 | 29.6 | 26.6 | 30.1 | 25.8 | 27 | 25.8 | 26.1 | 18.7 | 32.2 | 23.7 | 30 | 26.1 | 27.6 | 29.3 | 26.5 | 0
6835 | 30.9 | 24.9 | 25.8 | 30.1 | 28.2 | 24.1 | 24.2 | 29.1 | 25.4 | 31.5 | 31.3 | 25.1 | 29.9 | 28.8 | 26.8 | 24.1 | 24.3 | 26.4 | 26.1 | 29.6 | 30.6 | 27.4 | 24.1 | 24.1 | 30 | 29.4 | 32.8 | 26.6 | 23.5 | 28.3 | 25.9 | 27.4 | 29.5 | 28.8 | 23.7 | 31.2 | 26.5 | 27.1 | 29.6 | 26.6 | 25.4 | 27.9 | 25.9 | 32.8 | 27.2 | 24.6 | 29.1 | 24.9 | 25.3 | 25.4 | 23.6 | 18.1 | 30.8 | 23.6 | 25.7 | 24.8 | 27 | 28.9 | 26 | 0
6836 | 30.1 | 23.9 | 24.7 | 28 | 27.9 | 23.2 | 24 | 27.5 | 25.4 | 30.2 | 29.4 | 25.2 | 27 | 28.5 | 25.8 | 22.6 | 23.8 | 25.4 | 25.4 | 28 | 29.1 | 26.4 | 23.6 | 21.6 | 28.7 | 27.6 | 30.3 | 25.4 | 22 | 27.2 | 26 | 26.7 | 28.9 | 28 | 23.3 | 30.6 | 26 | 26.4 | 29 | 26.5 | 25.3 | 27.6 | 24.6 | 32.7 | 27.1 | 22.8 | 27.8 | 24.2 | 24.6 | 25.1 | 21.4 | 17.8 | 29.2 | 23.6 | 25.3 | 24.4 | 26 | 28.3 | 26.4 | 0
6837 | 29.6 | 23.2 | 24.1 | 26.8 | 27.2 | 23.2 | 23.6 | 26.1 | 25.4 | 29 | 28.4 | 25.2 | 26.1 | 28.4 | 25.1 | 21.7 | 23 | 24.5 | 24.7 | 26.8 | 28.1 | 25.6 | 23 | 21.1 | 27.9 | 26.4 | 28.8 | 24.4 | 21 | 26.1 | 26.1 | 26.5 | 28.4 | 26.9 | 22.6 | 29.6 | 25.6 | 25.8 | 28.9 | 25.7 | 25.2 | 27.5 | 24.3 | 32.4 | 25.4 | 21.6 | 27.4 | 23.9 | 23.8 | 24.9 | 20 | 17.7 | 28.4 | 23.5 | 24.8 | 24 | 25.6 | 28.3 | 26.2 | 0
6838 | 29.2 | 22.2 | 23 | 26.2 | 27.1 | 22.9 | 23.2 | 24.7 | 25.4 | 27.9 | 27.5 | 25.3 | 25.5 | 28.3 | 24.3 | 21.1 | 23 | 24.2 | 24.5 | 26.4 | 27.3 | 24.7 | 23.1 | 21.1 | 26.6 | 25.7 | 29.1 | 24 | 20.6 | 25.4 | 26 | 26.4 | 27.9 | 26.2 | 22.5 | 28.7 | 25.4 | 25.4 | 28.9 | 25.7 | 25.1 | 27.3 | 24.1 | 31.7 | 25.4 | 21 | 26.7 | 23.8 | 23.9 | 24.6 | 19.5 | 17.4 | 28 | 23.5 | 25.3 | 24.1 | 25.4 | 28.3 | 26.4 | 0
6839 | 29.2 | 21.7 | 22.9 | 26.2 | 26.6 | 22.6 | 22.8 | 23.3 | 25.4 | 26.6 | 27.2 | 25.2 | 26.2 | 28.2 | 23.9 | 20.5 | 22.8 | 23.4 | 24.2 | 26.6 | 26.6 | 23.7 | 22.6 | 22 | 26.2 | 25.5 | 29 | 24 | 20.6 | 25 | 25.6 | 25.1 | 27.5 | 25.4 | 22.4 | 28.5 | 25.2 | 25 | 29 | 25.6 | 25 | 27 | 24.4 | 30.3 | 25.5 | 21 | 26.6 | 23.8 | 23.6 | 24.4 | 19.4 | 16.8 | 28.2 | 23.5 | 25.3 | 23.8 | 25.2 | 28.2 | 26 | 0
6840 | 29.1 | 21.6 | 22.5 | 25.8 | 25.7 | 22.2 | 22.2 | 22.4 | 25.2 | 26.5 | 26.3 | 25.3 | 25.7 | 27.8 | 23.3 | 19.7 | 23.4 | 22.5 | 24.1 | 27.3 | 25.8 | 23.3 | 22.3 | 21.6 | 26.6 | 25.4 | 27.5 | 24.3 | 20.8 | 25 | 24.9 | 25.8 | 26.7 | 25.1 | 22.1 | 28 | 25 | 24.4 | 28.4 | 24.6 | 24.9 | 26.5 | 24.1 | 30.2 | 24.8 | 21 | 25.8 | 23.6 | 23.7 | 23.9 | 19.2 | 15.7 | 28.1 | 23.2 | 25.3 | 23.7 | 25 | 28.2 | 26.1 | 0
6841 | 29.6 | 21.2 | 22 | 24.8 | 25.7 | 22.4 | 22 | 22 | 25.1 | 25.8 | 25.6 | 25 | 25.2 | 26.6 | 23 | 19.6 | 23.2 | 22.5 | 23.7 | 27.5 | 25.5 | 22.4 | 21.1 | 20.9 | 26.7 | 25 | 26.8 | 24.3 | 20.8 | 25 | 24 | 25.7 | 26.5 | 24.3 | 22 | 27.7 | 24.6 | 23.9 | 28.3 | 23.8 | 24.8 | 25.8 | 23.9 | 29.7 | 26.6 | 20.7 | 25.3 | 22.9 | 23 | 23.7 | 18.5 | 14.5 | 28 | 23.2 | 24.4 | 23 | 24.6 | 28.2 | 25.7 | 0
6842 | 28.1 | 20.3 | 21.7 | 23 | 25.7 | 22.2 | 21.6 | 21.5 | 25.1 | 25 | 24.2 | 25 | 23.4 | 27.3 | 22.8 | 19.1 | 23.2 | 22.4 | 23.2 | 27.4 | 25 | 21.5 | 20 | 19 | 25.8 | 24.4 | 26.9 | 24 | 20.4 | 25 | 23.2 | 25.5 | 26.4 | 23.6 | 22 | 27.4 | 24.2 | 23.5 | 28.2 | 23.8 | 24.8 | 25.2 | 23.2 | 29.3 | 26.6 | 20 | 24.4 | 22 | 22.4 | 23.5 | 17.4 | 13.4 | 27.4 | 23.2 | 24.3 | 22.4 | 24 | 28.1 | 25.7 | 0
6843 | 27.7 | 20.2 | 21.5 | 21.1 | 25.7 | 22.2 | 21.4 | 21.1 | 25.2 | 24.9 | 23.2 | 24.8 | 22.3 | 26.9 | 22.3 | 19.1 | 22.3 | 22.2 | 22.5 | 26.5 | 24.3 | 20.9 | 18.6 | 17.8 | 24.4 | 24.1 | 28 | 23.2 | 19.7 | 24.7 | 22.5 | 25.4 | 26.2 | 22.3 | 22 | 27 | 23.8 | 23.1 | 28.1 | 23 | 24.8 | 24.8 | 23 | 29.2 | 26.6 | 19.1 | 24.2 | 21.1 | 21.1 | 23.6 | 16.3 | 13 | 26.9 | 23.4 | 24.3 | 21.5 | 23.8 | 27.8 | 25.1 | 0
6844 | 27.6 | 19.7 | 20.8 | 19.6 | 25.7 | 22.2 | 21.2 | 20.6 | 25.2 | 24.4 | 22 | 24.9 | 20.8 | 26.7 | 22.3 | 18.6 | 22.1 | 22 | 22.3 | 25.6 | 23.8 | 20.5 | 18.2 | 16.6 | 24.5 | 24 | 26.9 | 22.5 | 19.2 | 24.5 | 22.2 | 25.4 | 25.9 | 21.7 | 22 | 27 | 23.6 | 23 | 27.9 | 22.3 | 24.7 | 24.8 | 22.6 | 28.8 | 26.6 | 18.3 | 23.8 | 20.7 | 20.7 | 23.5 | 15.8 | 13.5 | 26.4 | 23.5 | 24.3 | 21.3 | 23.8 | 26.5 | 25.2 | 0
6845 | 27.4 | 19.7 | 19.8 | 22 | 25.7 | 21.9 | 21.1 | 20.2 | 25.2 | 24.4 | 23.8 | 23.8 | 25.4 | 26.3 | 21.8 | 18.7 | 21.2 | 21.8 | 22.4 | 24.6 | 23.4 | 20 | 20.8 | 16.6 | 24.8 | 23.4 | 25.3 | 21.8 | 19 | 25 | 22.4 | 25.5 | 25.6 | 22.4 | 22 | 26.6 | 23.4 | 22.6 | 27.5 | 21.7 | 24.5 | 26.2 | 23.4 | 28.7 | 26.6 | 18.4 | 25 | 21.8 | 20.8 | 23.4 | 17.4 | 15.8 | 26.4 | 23.5 | 24.1 | 21 | 23.8 | 26.6 | 25.2 | 0
6846 | 27.1 | 19.5 | 19.4 | 22.9 | 25.4 | 21.7 | 21 | 20.9 | 25.3 | 24.1 | 22.9 | 24 | 25.1 | 26.2 | 21.8 | 18.7 | 22.5 | 21.8 | 23 | 24.5 | 23 | 20 | 21.8 | 17.3 | 25.1 | 23 | 24.3 | 22.4 | 20.3 | 25.5 | 23.2 | 25.4 | 25.4 | 23.5 | 22 | 26.2 | 23.9 | 22.5 | 26.9 | 21.5 | 24.3 | 27 | 22.9 | 28.4 | 26.6 | 19.7 | 25.3 | 22.1 | 21.7 | 23.5 | 18.9 | 16 | 25.7 | 23.5 | 23.8 | 22.5 | 23.8 | 26.3 | 25.6 | 0
6847 | 26.9 | 19.2 | 19.6 | 24.7 | 25.5 | 21.7 | 21 | 22.5 | 25.8 | 23.6 | 23.2 | 24.7 | 25.8 | 26.6 | 21.8 | 18.7 | 23.9 | 21.8 | 24 | 25.7 | 22.8 | 20 | 22.7 | 19.1 | 24.9 | 22.4 | 23.9 | 23.8 | 22.3 | 26.1 | 24.2 | 26.3 | 25.4 | 24.9 | 22 | 25.5 | 24.8 | 22.5 | 27.1 | 21.4 | 24.3 | 28.1 | 22.8 | 27.8 | 26.6 | 22.1 | 26.1 | 22.7 | 23.3 | 23.5 | 21.3 | 17.1 | 26 | 23.5 | 23.8 | 24.3 | 23.8 | 25.8 | 26.8 | 0
6848 | 27.7 | 20.2 | 21.8 | 27 | 26.7 | 22.2 | 21.6 | 24.3 | 26 | 24.1 | 24 | 25.6 | 27 | 28.7 | 21.8 | 19.6 | 25.8 | 23 | 25.2 | 27.8 | 22.8 | 23 | 24.6 | 22.4 | 26.6 | 23 | 25.2 | 25.4 | 24.8 | 27 | 26.4 | 27.7 | 26.3 | 26.4 | 22.2 | 25.5 | 26 | 24.4 | 28.5 | 22.8 | 25.3 | 29.4 | 23.2 | 27.8 | 26.6 | 24.6 | 27.4 | 23.8 | 25.4 | 23.9 | 24 | 18.2 | 26.4 | 23.9 | 24.8 | 27 | 24.4 | 26.3 | 28.1 | 0
6849 | 29.1 | 20.2 | 25 | 29.6 | 28.8 | 22.9 | 22.9 | 26.1 | 28 | 25.7 | 26.4 | 26.9 | 29.4 | 30.4 | 21.8 | 22 | 27.1 | 25 | 26.4 | 30.4 | 24.5 | 25.3 | 25.9 | 25.4 | 28.5 | 24.8 | 30.1 | 27.4 | 27 | 28.1 | 27.8 | 30 | 27.8 | 27.7 | 23.4 | 29.5 | 27.5 | 27.1 | 30 | 25.8 | 27.5 | 30.4 | 24.3 | 31.6 | 30.3 | 27 | 29 | 25 | 27.3 | 25.9 | 26.4 | 19.6 | 27.9 | 25 | 26.9 | 28.5 | 27.6 | 27.9 | 29.8 | 0
6850 | 29.9 | 23.1 | 26.7 | 31.9 | 30.4 | 24.4 | 24.3 | 27.9 | 29 | 27.7 | 28.8 | 28.2 | 31.9 | 31.7 | 22.1 | 24.5 | 28.2 | 28 | 27.6 | 32.7 | 27.4 | 27.3 | 28 | 28.4 | 30 | 27.6 | 32.2 | 29 | 28.9 | 29.3 | 29.5 | 31.3 | 30 | 29.1 | 23.4 | 32.3 | 28.9 | 28.9 | 31.4 | 28 | 28.1 | 31.4 | 25.9 | 33.6 | 30.3 | 28.7 | 30.7 | 26.4 | 28.9 | 27.9 | 28.2 | 20.3 | 29.1 | 26.8 | 28.3 | 30.1 | 28 | 28.8 | 30.8 | 0
6851 | 31.1 | 24.6 | 28.3 | 33.8 | 31.6 | 26.7 | 25.3 | 29.7 | 30.3 | 30.7 | 31.6 | 29.4 | 34.4 | 32.9 | 22.1 | 25 | 28.8 | 29.5 | 28.6 | 34.4 | 30.4 | 27.9 | 29.4 | 30 | 31.8 | 30.2 | 35.2 | 30.4 | 30 | 30.6 | 30.2 | 32.1 | 30.1 | 30.4 | 23.5 | 33.7 | 30 | 30.3 | 33 | 29.7 | 29.7 | 32 | 27.6 | 35.6 | 29.5 | 29.7 | 32.2 | 27.4 | 30 | 29 | 29.4 | 20.4 | 30.4 | 27.5 | 29.1 | 30.6 | 28.6 | 29.2 | 31.5 | 0
6852 | 32.3 | 23.1 | 29.6 | 35 | 33.4 | 27.1 | 26.9 | 31.3 | 28 | 32.4 | 33.1 | 30.2 | 35.8 | 33.6 | 22.8 | 26 | 29.5 | 30.6 | 29.5 | 35.3 | 33 | 29.1 | 31.4 | 31.2 | 32.7 | 32 | 36.4 | 30.9 | 30.8 | 31.8 | 31.2 | 32.4 | 31.1 | 31.8 | 24.3 | 34.7 | 30.7 | 31.1 | 33.9 | 31.2 | 30.2 | 32.7 | 28.9 | 36.1 | 30.9 | 30 | 33.3 | 28.2 | 30.8 | 28.7 | 30.3 | 19.4 | 30.8 | 28.4 | 30.2 | 31.5 | 30 | 30.4 | 31.3 | 0
6853 | 34 | 23.1 | 30 | 35.6 | 34 | 25.5 | 26.9 | 32.3 | 28.8 | 35.4 | 34.3 | 30.6 | 36.8 | 34.5 | 23.1 | 27.2 | 29.6 | 31.2 | 30.1 | 35.9 | 34 | 29.4 | 31.9 | 31.3 | 33.5 | 33.2 | 37.2 | 31 | 31 | 32.8 | 31.1 | 32.7 | 31.8 | 32.7 | 24.4 | 35.5 | 30.9 | 31.6 | 33.3 | 32.5 | 30.4 | 33.1 | 29.8 | 36.6 | 30.8 | 30.3 | 33.7 | 28.4 | 31.3 | 28.4 | 31 | 18.4 | 31.3 | 28.6 | 31 | 31.5 | 30.2 | 31.1 | 31 | 0
6854 | 34 | 20.6 | 30.2 | 35.6 | 34.4 | 23.7 | 26.4 | 32.1 | 29.5 | 35 | 34.6 | 30.4 | 36.8 | 34.2 | 24.3 | 29.2 | 29.6 | 31.4 | 30.4 | 36.2 | 34.6 | 29.9 | 32 | 31.4 | 34.1 | 34.2 | 37.3 | 30.6 | 31 | 33.4 | 31 | 32.6 | 32.7 | 33.2 | 24.5 | 35.8 | 30.6 | 31.9 | 33.5 | 33.4 | 30.1 | 33.4 | 30.2 | 37.1 | 30.6 | 30.4 | 33.6 | 28.2 | 31.6 | 28.9 | 31.6 | 17.4 | 31.4 | 28.2 | 32.4 | 31.6 | 30.2 | 31.4 | 30.3 | 0
6855 | 34.6 | 22.2 | 30.3 | 35.1 | 34.3 | 20.6 | 25.6 | 31.2 | 29.1 | 36.6 | 35.2 | 29.9 | 36.9 | 33.2 | 24.6 | 29.3 | 28.8 | 31.4 | 30.3 | 36.5 | 36.1 | 29.8 | 30.1 | 30.8 | 34 | 34.4 | 37.8 | 30.2 | 30.4 | 33.5 | 29.6 | 32.6 | 32.9 | 32.7 | 24.6 | 35.9 | 30 | 32.1 | 26.3 | 33.5 | 29.1 | 33.2 | 30.3 | 37.1 | 30.3 | 30.5 | 32.8 | 27.6 | 31.4 | 30 | 31.6 | 17.2 | 32.2 | 27.4 | 31.4 | 30.4 | 30.2 | 31.7 | 29.9 | 0
6856 | 35.1 | 23.4 | 30.3 | 34.2 | 34.4 | 21.5 | 24.9 | 30.5 | 26.7 | 35.7 | 34.8 | 29.2 | 36.3 | 32.7 | 25.1 | 28.3 | 27.8 | 31.4 | 29.8 | 36.2 | 36.2 | 29.8 | 28.3 | 30.4 | 34 | 35.1 | 37.7 | 29.5 | 29.4 | 33.2 | 28.7 | 32.3 | 32.6 | 31.6 | 24.6 | 35.7 | 29.2 | 31.6 | 26.2 | 33.8 | 28.8 | 32.6 | 30.1 | 37.1 | 29.7 | 30.1 | 31.7 | 26.8 | 30.7 | 29.6 | 30.9 | 17.3 | 32.4 | 27 | 29.8 | 29.4 | 29.6 | 31.9 | 29.2 | 0
6857 | 35 | 22.5 | 29.8 | 33 | 33.1 | 22.3 | 22.2 | 31.1 | 26.4 | 34.7 | 34.4 | 28.4 | 35.8 | 30.9 | 25.1 | 27.1 | 26.4 | 29.9 | 28.8 | 35 | 35.6 | 29.3 | 25.8 | 29.2 | 33.6 | 34.4 | 37 | 29 | 27.8 | 32.6 | 27.2 | 31.3 | 32.1 | 29.9 | 24.6 | 34.9 | 28.4 | 30.6 | 26.4 | 32.8 | 28.3 | 31.6 | 29.6 | 36.2 | 29.1 | 29 | 30.4 | 25.8 | 29.4 | 27.9 | 29.2 | 17.7 | 32.6 | 26.5 | 27.4 | 27.6 | 29.6 | 31.9 | 28.5 | 0
6858 | 34.3 | 22.2 | 27.6 | 31.6 | 31.4 | 21.8 | 22.1 | 32.9 | 26 | 33.4 | 32.6 | 27.6 | 34.4 | 29 | 25.3 | 25.5 | 25.4 | 28 | 27.7 | 32.6 | 33.7 | 27.5 | 24.8 | 28.1 | 31.9 | 33.6 | 35.2 | 28.2 | 26.1 | 31.8 | 26.8 | 30 | 30.9 | 28.4 | 24.5 | 32.7 | 27.6 | 29 | 26.9 | 31 | 27.5 | 30.5 | 28.7 | 34.3 | 28.2 | 27.1 | 29.1 | 24.9 | 27.7 | 26.4 | 26.8 | 17.6 | 31.5 | 26.1 | 25.5 | 26.6 | 28.4 | 31.5 | 27.2 | 0
6859 | 31.1 | 21.5 | 24.9 | 30.2 | 30.4 | 21.7 | 21.9 | 34.8 | 26.4 | 31.7 | 30.7 | 26.9 | 33 | 28.8 | 24.8 | 23.8 | 24.4 | 26.9 | 26.5 | 29.4 | 32 | 25.7 | 23.6 | 25.9 | 29.4 | 31.7 | 32.6 | 27.7 | 24.2 | 30.8 | 25.8 | 29 | 29.6 | 27.2 | 24.3 | 31.6 | 26.9 | 27.5 | 27.1 | 28.6 | 24.8 | 29.4 | 27.4 | 33.1 | 27.2 | 25 | 27.9 | 24.1 | 25.8 | 25.6 | 24.2 | 17.3 | 30.3 | 25.8 | 25.1 | 25.3 | 27.8 | 31.1 | 25.9 | 0
6860 | 29.7 | 21.2 | 23.6 | 29 | 29.4 | 21.7 | 21.6 | 35.3 | 26.5 | 30.2 | 28.2 | 26.4 | 31 | 28.7 | 24.4 | 22.3 | 24 | 26.1 | 25.6 | 26 | 30 | 24.6 | 23.4 | 23.8 | 28.8 | 29.6 | 30.8 | 27 | 22.8 | 29.8 | 25.6 | 28.4 | 28.8 | 26.6 | 24.3 | 31.1 | 26.4 | 27 | 27.1 | 26.7 | 24.1 | 28.6 | 25.6 | 31.9 | 27.1 | 23 | 27 | 23.4 | 24.2 | 24.9 | 22 | 16.6 | 28.4 | 25.6 | 24.9 | 24.8 | 26 | 30.9 | 24.7 | 0
6861 | 28.9 | 20.6 | 22.3 | 28.1 | 28.9 | 21.7 | 21 | 34.3 | 26.4 | 29.7 | 26.7 | 26.1 | 29.6 | 28.7 | 23.6 | 21.5 | 23.5 | 25.4 | 25 | 23.6 | 28.8 | 23.4 | 22.4 | 21.3 | 27.8 | 28.2 | 31.3 | 26.6 | 21.7 | 28.7 | 24.6 | 27.8 | 28.5 | 26.2 | 23.9 | 30.7 | 26 | 26 | 27.2 | 25.6 | 24.2 | 28 | 23.8 | 31 | 25.4 | 21.9 | 26.2 | 22.8 | 23.2 | 24.4 | 20.5 | 16.3 | 27.4 | 24.9 | 24.9 | 23.9 | 25.4 | 30.6 | 24.3 | 0
6862 | 28.5 | 19.8 | 21.6 | 27.3 | 28.2 | 21.7 | 21 | 30.4 | 26.3 | 28.5 | 25.3 | 25.8 | 28.1 | 28.7 | 23.6 | 21.1 | 23.5 | 24.9 | 24.6 | 22.5 | 27.7 | 22.3 | 22 | 20.1 | 27.1 | 27.7 | 30.7 | 26 | 21.3 | 27.7 | 24.4 | 27.4 | 28.3 | 26.1 | 23.9 | 30 | 25.7 | 25.3 | 27.2 | 25 | 24.3 | 27.8 | 22.2 | 29.3 | 25.4 | 21.4 | 25.8 | 22.6 | 22.9 | 24.4 | 20 | 16 | 26.5 | 24.3 | 24.9 | 23.9 | 25 | 30.5 | 24.3 | 0
6863 | 28.1 | 19.8 | 21.5 | 26.6 | 27.6 | 21.7 | 20.3 | 26.5 | 26 | 28.2 | 25 | 25.6 | 27.4 | 28.3 | 23.6 | 20.5 | 23.2 | 24.4 | 24.4 | 23 | 27 | 21.3 | 21.2 | 19.4 | 26.4 | 26.2 | 30.2 | 25.4 | 21.2 | 26.8 | 24 | 27.2 | 27.4 | 25.6 | 23.8 | 29.5 | 25.4 | 24.9 | 27.2 | 24.4 | 24.6 | 27.6 | 21.4 | 28.6 | 25.5 | 21.4 | 25.6 | 22.4 | 23 | 23.7 | 20 | 16.2 | 26.6 | 24.2 | 24.9 | 23.6 | 24.2 | 30.3 | 24.9 | 0
6864 | 28.8 | 19.3 | 21.1 | 25.7 | 27.2 | 21.3 | 20.1 | 24.2 | 26 | 27.2 | 24.5 | 25.2 | 26.6 | 27.6 | 23.1 | 20 | 23.2 | 24 | 24.2 | 24.3 | 23.6 | 20.6 | 21.5 | 20.1 | 25.6 | 26 | 30.1 | 24.4 | 21.3 | 26 | 24.7 | 27 | 26.4 | 25 | 23.6 | 29.7 | 25 | 24.5 | 27 | 24 | 24.5 | 27.6 | 21.3 | 28.1 | 24.8 | 21.2 | 25.6 | 22.5 | 23.2 | 22.9 | 20.1 | 16.2 | 26.6 | 23.8 | 24.9 | 24.1 | 24 | 29.8 | 25.3 | 0
6865 | 27.4 | 19.2 | 20.7 | 24.6 | 26.8 | 21.3 | 19.7 | 23.5 | 26 | 27.5 | 24.8 | 24.9 | 26.4 | 27.7 | 22.6 | 19.5 | 22.7 | 23.9 | 23.7 | 25.7 | 23.4 | 19.9 | 21.3 | 20.3 | 25.6 | 25.2 | 28.6 | 23.5 | 20.9 | 25.4 | 24.8 | 26.8 | 26.3 | 24 | 23.5 | 28 | 24.5 | 24 | 26.8 | 23.7 | 24.3 | 27.2 | 22 | 27.3 | 24.5 | 20.7 | 25.6 | 22.4 | 23 | 22.7 | 19.7 | 16.4 | 27.1 | 23.7 | 24.9 | 23.7 | 23.8 | 29.6 | 25.7 | 0
6866 | 27 | 18.3 | 20.3 | 23.4 | 26.4 | 21.3 | 19.7 | 22.8 | 26 | 27 | 24.6 | 24.4 | 26 | 27.6 | 22.6 | 19.1 | 22.2 | 23.6 | 23.2 | 26.4 | 22.8 | 19.7 | 21.8 | 20.4 | 25.2 | 25 | 27.8 | 22.4 | 20.3 | 25 | 25 | 26.6 | 26.1 | 23 | 23.5 | 27.8 | 24 | 23.6 | 26.7 | 24.8 | 24.2 | 26.8 | 22.8 | 27.1 | 24.2 | 19.6 | 25.6 | 22.4 | 22.4 | 22.8 | 18.8 | 16.2 | 27 | 23.7 | 24.9 | 23.4 | 23.8 | 28.6 | 25.5 | 0
6867 | 27 | 18.1 | 19.2 | 22.4 | 25.9 | 21.3 | 19.8 | 22.3 | 26 | 27.7 | 24.8 | 24.1 | 26 | 27.2 | 22.1 | 18.4 | 21.3 | 23.4 | 22.6 | 26.2 | 22.4 | 19.3 | 21.2 | 19.1 | 25.3 | 24.6 | 27.2 | 21.8 | 19.4 | 24.8 | 23.9 | 26.4 | 25.8 | 22.2 | 23.5 | 27.6 | 23.6 | 23.6 | 26.5 | 25.1 | 24.1 | 26.2 | 23.5 | 26.7 | 24.1 | 18.6 | 25.4 | 22.1 | 21.5 | 22.9 | 17.7 | 16.1 | 27.2 | 23.6 | 24.9 | 22 | 23.8 | 28.2 | 25.4 | 0
6868 | 26.5 | 18.8 | 18.9 | 21.8 | 25.5 | 21.3 | 19.9 | 22.2 | 26 | 26.7 | 24.2 | 23.8 | 25.5 | 27 | 22.1 | 18 | 21.1 | 23 | 22.3 | 25.3 | 22 | 19.1 | 21.2 | 17.8 | 24.1 | 24 | 27 | 21.5 | 18.9 | 24.8 | 23.3 | 26.1 | 25.4 | 22 | 23.5 | 27.6 | 23.3 | 23.1 | 26.4 | 24.4 | 23.9 | 26 | 23.7 | 26.7 | 24.3 | 18 | 25.1 | 21.9 | 20.8 | 22.9 | 17.1 | 15.7 | 26.7 | 23.5 | 24.8 | 21.4 | 23.8 | 28.1 | 25 | 0
6869 | 26.5 | 18.7 | 19 | 21.8 | 25.1 | 21 | 20 | 22.1 | 25.8 | 25.7 | 27.6 | 23.8 | 20.8 | 26.7 | 22.1 | 17.2 | 21.6 | 22.9 | 23.6 | 19 | 21.7 | 18.8 | 18.4 | 18 | 22.2 | 24 | 26.3 | 23.4 | 19.2 | 24.8 | 23.4 | 25.9 | 25.1 | 24.6 | 23.5 | 27.5 | 24 | 23 | 26.3 | 24 | 23.9 | 25.8 | 20.5 | 26.6 | 24.5 | 18 | 23.6 | 20.8 | 20.4 | 22.9 | 17.4 | 16 | 24.6 | 23.5 | 24.5 | 21.4 | 23.7 | 27.9 | 24.7 | 0
6870 | 26 | 17.6 | 18.8 | 22.7 | 24.9 | 20.9 | 20.1 | 21.6 | 25.5 | 24.7 | 27.8 | 24.1 | 21.3 | 26.5 | 21.6 | 17 | 23.1 | 22.7 | 24.2 | 21.7 | 21.5 | 18.4 | 20.7 | 18.7 | 21.3 | 21.8 | 25.8 | 24 | 20.4 | 24.9 | 24.5 | 25.8 | 24.5 | 25.7 | 23.2 | 27.4 | 24.7 | 22.9 | 26.3 | 23.2 | 23.9 | 26.7 | 20.4 | 26.6 | 24.7 | 19.6 | 23.9 | 21.6 | 21.4 | 23 | 18.6 | 16.8 | 23.5 | 23.7 | 24.4 | 22.9 | 23.7 | 27.9 | 25.2 | 0
6871 | 26 | 17.4 | 19 | 24.5 | 24.5 | 20.9 | 20.1 | 21.6 | 26 | 24 | 28.4 | 24.8 | 23.3 | 27.2 | 21.6 | 16.5 | 24.4 | 22.4 | 25 | 25.7 | 21.2 | 18.5 | 22.9 | 20.5 | 21.3 | 22.3 | 25 | 24.7 | 22.2 | 25.8 | 25.7 | 26.6 | 24.3 | 26.8 | 23.3 | 27.1 | 24.9 | 22.8 | 26 | 22.6 | 23.9 | 28 | 20.9 | 26.5 | 25.7 | 22.1 | 25.2 | 22.5 | 23.3 | 23.3 | 20.8 | 17.5 | 23.9 | 23.8 | 24.4 | 24.4 | 23.7 | 27.8 | 26.5 | 0
6872 | 27 | 18.1 | 21.9 | 26.8 | 26.1 | 21.3 | 20.6 | 22.8 | 27 | 24.7 | 29 | 26 | 26.2 | 28.6 | 21.8 | 18 | 26.6 | 23.3 | 26 | 29.6 | 21.2 | 20.3 | 25.6 | 22.4 | 22.9 | 22.8 | 25.7 | 26 | 24.6 | 27 | 27 | 28.6 | 25.2 | 28.1 | 23.4 | 27.2 | 25.4 | 24.4 | 27.2 | 23.4 | 24.4 | 29.4 | 21.4 | 26.6 | 26.7 | 25 | 27 | 23.8 | 25.4 | 23.4 | 23.6 | 18.2 | 24 | 24 | 25.3 | 26.6 | 26.8 | 28 | 27.7 | 0
6873 | 29.7 | 20.9 | 25.5 | 29.2 | 28.7 | 22.4 | 21.9 | 25.1 | 28.2 | 26.8 | 30.6 | 27.7 | 29.4 | 30.1 | 22.8 | 21.4 | 27.6 | 25.8 | 27.2 | 32.7 | 25.7 | 25.2 | 27 | 25.2 | 27.9 | 26.6 | 27.2 | 26.9 | 26.7 | 29.2 | 27.9 | 30.2 | 27 | 29.2 | 25.7 | 29.5 | 25.4 | 27.2 | 29.3 | 24.9 | 27.5 | 30.4 | 22.7 | 27.6 | 29.6 | 27.7 | 29.2 | 24.7 | 27.7 | 23.9 | 26.3 | 18.2 | 26.2 | 25.3 | 26.8 | 27.8 | 26.4 | 28.2 | 29.6 | 0
6874 | 30.8 | 23.3 | 27 | 31.3 | 30.7 | 23.5 | 22.7 | 27.8 | 29 | 30.1 | 32.4 | 29.8 | 32.2 | 31.6 | 22.9 | 24 | 29 | 28.1 | 28.4 | 34.6 | 28.8 | 27.2 | 28.4 | 27.4 | 29.4 | 30.4 | 29.8 | 28.1 | 28.6 | 31.2 | 29 | 31.5 | 28.3 | 30.5 | 27.2 | 30.9 | 26.1 | 28.9 | 30.8 | 26.7 | 28.1 | 31.2 | 24 | 29.1 | 30.3 | 29.7 | 30.9 | 25.6 | 29.2 | 24 | 28.5 | 18.2 | 27.7 | 25.6 | 28.5 | 29.3 | 28 | 29.7 | 31 | 0
6875 | 32.4 | 25.9 | 29.1 | 33 | 32.2 | 23.8 | 24 | 30 | 30.2 | 32 | 34.6 | 31.8 | 34.2 | 32.5 | 22.8 | 24.4 | 29.4 | 30.5 | 29.6 | 35.6 | 32 | 28.3 | 28.8 | 29.6 | 31.2 | 33.4 | 33 | 29 | 29.8 | 33.4 | 29.8 | 32.4 | 29.1 | 31.6 | 27.7 | 31.3 | 26.8 | 30.4 | 32 | 28.9 | 29.4 | 31.6 | 25.6 | 30.1 | 30.8 | 31 | 32.2 | 26 | 30.4 | 24 | 30 | 17.8 | 30 | 27.2 | 30 | 30 | 29.3 | 29.9 | 32.3 | 0
6876 | 34.3 | 27.9 | 30 | 34.2 | 33.7 | 24.5 | 25.5 | 31 | 31.3 | 33.3 | 36 | 33.3 | 35.4 | 33.5 | 23.1 | 26.1 | 30.5 | 31.4 | 30.5 | 36.2 | 33.9 | 28.7 | 29.9 | 30.4 | 33 | 34.6 | 33.9 | 30.3 | 30.7 | 34.6 | 30.8 | 33.4 | 30.9 | 32.8 | 28.2 | 31.8 | 28.5 | 31.3 | 33 | 31.1 | 29.1 | 32 | 26.6 | 31.6 | 33.4 | 31.7 | 32.5 | 26.6 | 30.8 | 23.6 | 30.8 | 18 | 30.5 | 27.3 | 31 | 31.2 | 30 | 30.5 | 32.4 | 0
6877 | 34.4 | 29 | 30.8 | 35 | 34.1 | 26.2 | 25.5 | 31.1 | 31.4 | 34.4 | 37.2 | 34 | 36.1 | 32.8 | 23.6 | 27.3 | 30.4 | 31.5 | 30.9 | 37 | 35.1 | 29.2 | 30.1 | 31.2 | 33.7 | 35.5 | 35.5 | 31 | 30.9 | 35.6 | 31.3 | 33.7 | 31.7 | 33.5 | 28.5 | 32 | 29.7 | 31.3 | 33.4 | 33.1 | 28.8 | 32.3 | 27.6 | 31.6 | 32.5 | 32.3 | 32.6 | 26.6 | 31.3 | 23.6 | 31.3 | 18.1 | 31.7 | 27.3 | 32 | 31.4 | 30 | 30.6 | 32.3 | 0
6878 | 34.5 | 29.7 | 31 | 35.4 | 34.1 | 27.4 | 25.7 | 30.8 | 31.7 | 35.8 | 37.4 | 33.8 | 36.6 | 33 | 24.9 | 28.5 | 30.4 | 31.6 | 30.8 | 37.8 | 35.5 | 28.6 | 30.4 | 31 | 34.7 | 35.7 | 36.8 | 31.6 | 30.8 | 35.6 | 31.4 | 33.2 | 31.7 | 33.8 | 29.5 | 32.2 | 30.8 | 31.9 | 33.8 | 34 | 29.9 | 32.6 | 28 | 33.1 | 31.4 | 32.6 | 32.2 | 26.6 | 31.4 | 23.6 | 31.4 | 18.6 | 32 | 27.7 | 32.2 | 31.6 | 30.2 | 30.8 | 31.5 | 0
6879 | 35.2 | 29.9 | 31.5 | 35.3 | 34.2 | 27.3 | 21.7 | 30.7 | 30.1 | 36.1 | 37.5 | 32.8 | 36.8 | 32.7 | 25.6 | 28.5 | 28.8 | 31.6 | 30.1 | 38.3 | 36 | 29.4 | 29.2 | 31.2 | 34.5 | 36.3 | 37 | 31.1 | 30 | 35.6 | 30.6 | 32.7 | 31.5 | 33.2 | 30.2 | 32.4 | 30.5 | 31.7 | 34 | 33.8 | 30.2 | 32.5 | 28.5 | 33.6 | 30.5 | 32.6 | 32 | 26 | 31.7 | 23.6 | 31.2 | 18.5 | 33.7 | 27.7 | 29.5 | 30.2 | 30.2 | 31.1 | 31.1 | 0
6880 | 35.3 | 29.9 | 30.9 | 34.7 | 33.6 | 26.7 | 26.5 | 30.6 | 27.6 | 35.9 | 36.8 | 31.3 | 36.5 | 31.2 | 26.1 | 27.7 | 27.8 | 31 | 29.2 | 37.7 | 35.6 | 29.5 | 27.9 | 30.4 | 34 | 35.8 | 37.2 | 30.3 | 29 | 34.9 | 29.6 | 32.4 | 32.7 | 32.3 | 29.7 | 32.5 | 29.8 | 31.7 | 33.3 | 33.5 | 29.3 | 32.2 | 28.3 | 33.8 | 28.3 | 32 | 31.4 | 25.5 | 31.3 | 23.5 | 30.5 | 18.5 | 34.1 | 27.2 | 28 | 28.9 | 30 | 30.5 | 30.3 | 0
6881 | 33.9 | 28.7 | 30.1 | 33.6 | 32.2 | 27.2 | 25.7 | 30.1 | 27.6 | 35.2 | 36.2 | 29.8 | 35.2 | 25.9 | 26.6 | 26.3 | 26.2 | 30 | 28.2 | 36 | 34 | 28.7 | 25.8 | 29.4 | 33.7 | 35.3 | 36 | 28.8 | 27.5 | 34 | 28.2 | 31.6 | 30.3 | 30.9 | 28.5 | 32.4 | 28.4 | 30.5 | 32.3 | 32.7 | 28.1 | 31.4 | 28 | 33.1 | 27.1 | 30.6 | 30.6 | 24.6 | 30.4 | 23.4 | 29 | 17.8 | 34.6 | 25.1 | 28 | 26.8 | 29.3 | 30.5 | 29.9 | 0
6882 | 29.9 | 26.7 | 28 | 32.2 | 30.4 | 26.4 | 25.2 | 28.9 | 27.4 | 34.2 | 35 | 28.6 | 32.9 | 26.2 | 26.6 | 24.2 | 26.1 | 28.1 | 27.4 | 33.2 | 31.3 | 27.6 | 24.7 | 27.1 | 31 | 34.1 | 33.4 | 27.6 | 26.1 | 32.3 | 27.3 | 28.9 | 30 | 29.8 | 27.8 | 32.2 | 27.6 | 29.6 | 30.3 | 28.2 | 27.3 | 30.5 | 26.8 | 31.7 | 23.8 | 28.5 | 29 | 24.1 | 28.6 | 23 | 26.8 | 17.4 | 32.6 | 24.3 | 27.9 | 25.7 | 28.4 | 29.8 | 29 | 0
6883 | 29.7 | 24 | 25.9 | 30.9 | 29 | 23.7 | 24.5 | 27.1 | 27.3 | 32 | 34 | 27.9 | 29.8 | 27 | 25.6 | 22.6 | 25.5 | 27 | 26.9 | 30.4 | 29.3 | 26.7 | 23.4 | 25.1 | 29.1 | 32.8 | 29.6 | 26.2 | 24.6 | 30.7 | 26.6 | 28 | 29.4 | 28.7 | 26.8 | 32.1 | 26.6 | 27.9 | 30.3 | 25.8 | 25.3 | 29.4 | 25.8 | 31.6 | 24.3 | 26.2 | 27.2 | 23.4 | 26.8 | 22.9 | 24.3 | 16.6 | 30.9 | 24.2 | 27.5 | 24.5 | 27.6 | 29.5 | 28.6 | 0
6884 | 29.8 | 22.5 | 24.5 | 29.8 | 28.1 | 22.8 | 23.7 | 25.3 | 27.2 | 29.9 | 32.6 | 27.6 | 26.8 | 27 | 25.1 | 21.5 | 25.6 | 26.5 | 26.6 | 28.4 | 27.9 | 25.6 | 23.2 | 22.8 | 28.2 | 32.3 | 27.2 | 25.4 | 23.4 | 29 | 26.4 | 27.4 | 28.8 | 28 | 26.5 | 30.3 | 26.4 | 27.5 | 29.8 | 25.3 | 25.3 | 28.6 | 24.6 | 30.6 | 24.8 | 24.2 | 25.4 | 23 | 25 | 22.9 | 22 | 16.2 | 28.2 | 24.1 | 27.4 | 24.2 | 27.2 | 29.2 | 27.9 | 0
6885 | 29.7 | 22.3 | 23 | 29.2 | 27.4 | 22.3 | 23.6 | 24.2 | 26.7 | 29.2 | 31.5 | 27.4 | 24.6 | 27.2 | 24.1 | 20.5 | 24.3 | 26 | 26.3 | 27.7 | 26.6 | 25.2 | 22.5 | 21.7 | 27.2 | 30.3 | 25.9 | 24.6 | 22.3 | 28.1 | 26 | 27 | 28.5 | 27.1 | 25.7 | 29.9 | 25.7 | 27.2 | 29.3 | 24 | 25.3 | 28 | 24 | 29.5 | 24.9 | 23 | 24.4 | 22.2 | 24.1 | 22.6 | 20.4 | 15.6 | 27.6 | 24 | 27.1 | 23.5 | 26.8 | 28.7 | 27.9 | 0
6886 | 29.5 | 20.9 | 22.1 | 28.8 | 26.8 | 22.3 | 23.2 | 23.7 | 26.7 | 27.8 | 30 | 27.1 | 23.5 | 27.9 | 23.6 | 19.8 | 23.7 | 25.6 | 25.8 | 27.8 | 25.7 | 24.4 | 22.5 | 20.6 | 26.1 | 30.3 | 25.5 | 24.5 | 21.9 | 27.1 | 25.8 | 26.9 | 28.5 | 26.5 | 24.7 | 29.4 | 25.5 | 26.4 | 29.3 | 22.6 | 25.3 | 27.9 | 23.3 | 28.8 | 24.7 | 22.5 | 24 | 21.9 | 23.7 | 22.5 | 19.7 | 15.5 | 26.6 | 23.9 | 27.1 | 23.5 | 26.3 | 28.4 | 27.5 | 0
6887 | 29.3 | 20.4 | 22 | 28.4 | 26.2 | 22.2 | 21.8 | 23.2 | 26.7 | 27.3 | 28.8 | 26.6 | 23.6 | 25.6 | 23.1 | 19.2 | 22.4 | 25.4 | 25.2 | 28 | 24.9 | 23.7 | 21.8 | 20.4 | 25.9 | 29.3 | 25.1 | 24.4 | 21.5 | 26.8 | 25.2 | 27 | 28.3 | 25.6 | 23.8 | 28.8 | 24.8 | 26.2 | 29.1 | 21.6 | 25.3 | 27.8 | 23 | 27.6 | 24.5 | 22.4 | 24.4 | 21.4 | 23.8 | 22.5 | 19.6 | 15.4 | 27.2 | 24.4 | 26.5 | 23 | 25.5 | 28.3 | 27.3 | 0
6888 | 27.9 | 20 | 21.8 | 27.6 | 26 | 22 | 21.2 | 22.8 | 26.6 | 26.8 | 27.3 | 25.9 | 24.1 | 25.2 | 22.6 | 18.5 | 22.5 | 24.7 | 24.5 | 27.2 | 24.2 | 23.4 | 21.6 | 19.5 | 25 | 28.9 | 23.3 | 24.8 | 21.5 | 26.1 | 24.7 | 26.8 | 27.7 | 25 | 23.5 | 28.2 | 24.7 | 25.3 | 28.1 | 21.3 | 25 | 27.8 | 22.2 | 27.1 | 23.2 | 22 | 24.7 | 21.5 | 23.5 | 22.5 | 19.7 | 15.8 | 26.4 | 23.3 | 26.5 | 23.3 | 25.3 | 27.9 | 26.2 | 0
6889 | 27.4 | 19.9 | 21.5 | 26.3 | 25.7 | 21.9 | 20.7 | 22.3 | 26.3 | 26.5 | 26.5 | 25.2 | 24.5 | 25.2 | 22.5 | 18.5 | 22 | 24.6 | 23.9 | 25.2 | 24 | 23.4 | 20.4 | 18.9 | 23.7 | 27.5 | 22.3 | 24.8 | 21.1 | 25.7 | 23.9 | 26.4 | 26.3 | 24.3 | 23.2 | 28.1 | 24.2 | 24.8 | 27.8 | 20.7 | 24.9 | 27.4 | 21.6 | 26.4 | 23.7 | 21.2 | 25.1 | 21.4 | 23 | 22.5 | 19.5 | 15.8 | 26.4 | 23.3 | 26.2 | 22.8 | 25 | 27.7 | 27.4 | 0
6890 | 27 | 19.8 | 20.5 | 24.6 | 25.2 | 21.8 | 20.4 | 21.8 | 26.2 | 25.6 | 26 | 24.6 | 24 | 25.2 | 22.1 | 18.3 | 22.4 | 24.2 | 23.4 | 22.2 | 23.2 | 23.2 | 19.6 | 17.8 | 24.2 | 26.6 | 21.2 | 24.8 | 20.6 | 25 | 23.4 | 26.1 | 25.1 | 24 | 22.9 | 27.9 | 24.2 | 24.8 | 27.5 | 20.4 | 24.8 | 26.8 | 20.8 | 26.1 | 24.2 | 19.8 | 24.8 | 21.4 | 21.8 | 22.5 | 18.8 | 16 | 25.2 | 23.3 | 26 | 22.6 | 24.5 | 27.6 | 27 | 0
6891 | 26.7 | 19.9 | 20 | 23 | 25.1 | 21.3 | 20.4 | 21.3 | 26.3 | 25.5 | 26.5 | 24.1 | 22.8 | 25 | 22.1 | 17.7 | 21.6 | 23.8 | 23.2 | 19.5 | 22.6 | 22.9 | 18.1 | 17.6 | 24.1 | 24.7 | 20.5 | 24.1 | 19.7 | 24.9 | 22.9 | 25.9 | 24.6 | 23.8 | 22.6 | 27 | 23.8 | 24.5 | 27.3 | 19.7 | 24.5 | 26 | 20.6 | 25.9 | 24.4 | 18.4 | 24.4 | 20.9 | 20.9 | 22.5 | 17.9 | 15.7 | 25.4 | 23.3 | 25.5 | 21.6 | 24.3 | 27.6 | 26.9 | 0
6892 | 26.3 | 19.4 | 20 | 21.9 | 25 | 21 | 20.3 | 20.8 | 26.3 | 25.3 | 26.9 | 23.8 | 21.5 | 24.8 | 22.1 | 17.5 | 21.8 | 23.3 | 23.3 | 18.2 | 22.4 | 22.2 | 18 | 17.3 | 23.6 | 24.7 | 22.4 | 23.7 | 19.2 | 24.6 | 23 | 25.8 | 23.7 | 24.1 | 22.2 | 27.4 | 24 | 24.5 | 27.1 | 19.1 | 24.5 | 25.7 | 20.3 | 25.8 | 24.3 | 17.6 | 23.7 | 20.9 | 20.1 | 22.5 | 17.2 | 15.9 | 24.5 | 23.3 | 25.5 | 21.4 | 24.3 | 27.5 | 27 | 0
6893 | 26.2 | 18.5 | 20 | 21.4 | 25 | 21.1 | 20.6 | 20.3 | 26.4 | 24.5 | 22.6 | 24.6 | 20.6 | 24.7 | 22.3 | 17 | 21.4 | 23 | 23.8 | 26.8 | 22.2 | 20.9 | 20.6 | 17.8 | 23.3 | 24.3 | 20.5 | 21 | 20.2 | 25.2 | 22.2 | 25.7 | 23.4 | 23 | 21.9 | 27.4 | 23.2 | 24.5 | 26.9 | 18.7 | 24.4 | 26.2 | 21.8 | 25.8 | 24.1 | 21 | 22.4 | 20.6 | 21 | 22.5 | 15.4 | 14.6 | 26.2 | 23.3 | 25 | 20.4 | 24.3 | 27.2 | 27.1 | 0
6894 | 26.3 | 18 | 20 | 21.9 | 24.8 | 21.1 | 20.9 | 21 | 26.6 | 24.7 | 23.2 | 24.7 | 20.4 | 24 | 22.4 | 16.5 | 23.2 | 22.6 | 24.3 | 27.3 | 22 | 20.2 | 21.8 | 18.3 | 22.6 | 23.7 | 19.7 | 21.3 | 20.7 | 24.4 | 22.9 | 25.7 | 23.5 | 24 | 21.5 | 27.1 | 23.7 | 23.8 | 26.8 | 18.9 | 24.2 | 26.4 | 22.3 | 25.6 | 24.5 | 21.9 | 22.9 | 21.2 | 22.1 | 22.5 | 17 | 15.6 | 26.3 | 23.3 | 25 | 21.8 | 24.3 | 27.1 | 26.9 | 0
6895 | 26.3 | 18 | 20 | 23.2 | 24.8 | 21.2 | 20.8 | 22.4 | 26.7 | 24.8 | 24.9 | 25.5 | 22.1 | 24.7 | 22.1 | 16.2 | 24.7 | 22.5 | 25.3 | 28.8 | 22 | 19.7 | 23 | 19.7 | 22.3 | 23.2 | 19.8 | 22.3 | 21.7 | 24.7 | 23.5 | 26.4 | 23.5 | 25.2 | 21.4 | 27.1 | 24.7 | 24.3 | 26.6 | 19.6 | 24.2 | 27.4 | 22.7 | 25.5 | 25.6 | 23.9 | 24 | 22.2 | 23.9 | 22.6 | 19.7 | 16.6 | 27.2 | 23.4 | 25 | 23.5 | 24.3 | 27 | 26.5 | 0
6896 | 26.4 | 19.9 | 22 | 26 | 26.1 | 22.7 | 21.3 | 24.2 | 27.7 | 25.5 | 27.4 | 26.6 | 24 | 26.1 | 22.3 | 17.5 | 26.8 | 23.1 | 26.4 | 30.4 | 21.9 | 22.2 | 24.4 | 22 | 25 | 24.5 | 21.3 | 24.2 | 23 | 25.4 | 24.8 | 28.6 | 24 | 27 | 23 | 27.8 | 26.2 | 25.4 | 26.3 | 20.6 | 24.3 | 28.6 | 24.2 | 25.6 | 26.9 | 25.9 | 26 | 23.4 | 26 | 22.8 | 23 | 17.6 | 28 | 23.8 | 25.5 | 26 | 24.8 | 27.2 | 26 | 0
6897 | 28.8 | 22.7 | 25.2 | 28.7 | 28.4 | 24.2 | 22.9 | 26 | 28.7 | 27.9 | 29.8 | 28.3 | 27.8 | 28.7 | 23.4 | 21.2 | 27.9 | 26.3 | 27.9 | 32.7 | 25 | 26.7 | 25.1 | 24.6 | 27.8 | 27.1 | 25.8 | 26.2 | 24.5 | 27.6 | 25.2 | 30.5 | 24.3 | 28.3 | 26.1 | 28.9 | 27.9 | 26.4 | 27.5 | 23.3 | 25.2 | 30 | 25.4 | 27.5 | 25.8 | 28.5 | 28.2 | 24.8 | 28 | 23.5 | 25.9 | 17.9 | 29.4 | 25.1 | 26.9 | 27.6 | 27 | 27.4 | 25.6 | 0
6898 | 30.8 | 25.5 | 27.5 | 31.6 | 30.2 | 25.3 | 23.9 | 27.5 | 29.4 | 31.2 | 32 | 29.8 | 30.7 | 29.9 | 24.4 | 23 | 29.3 | 29 | 29.1 | 34.5 | 28.6 | 27.5 | 25.8 | 27.2 | 29.2 | 32 | 30.8 | 28.1 | 25.7 | 29.7 | 26 | 31.9 | 25.5 | 29.9 | 27.6 | 30 | 29.4 | 27.8 | 28.4 | 25.6 | 26.2 | 30.9 | 27.2 | 29.5 | 27.4 | 30.4 | 30.4 | 26.1 | 29.5 | 23.9 | 28.1 | 18 | 30.4 | 26.7 | 27 | 29.4 | 27.3 | 30.3 | 25.6 | 0
6899 | 32.8 | 27.7 | 29.2 | 33.4 | 32.2 | 26.3 | 25.3 | 28.7 | 30 | 33.4 | 33.6 | 31.2 | 34 | 31.3 | 25.5 | 23.6 | 30 | 30.4 | 30.4 | 36.4 | 31.4 | 28.8 | 26 | 29 | 31 | 33.3 | 34 | 29.4 | 26.6 | 32.2 | 26.2 | 32.8 | 26.8 | 31 | 29.7 | 32 | 30.4 | 28 | 29.4 | 27.8 | 27.9 | 31.2 | 28.2 | 31.5 | 28.2 | 32.2 | 32 | 27.2 | 30.4 | 24.4 | 29.6 | 17.8 | 31.6 | 27.6 | 27.9 | 30.2 | 28.5 | 32.2 | 26.6 | 0
6900 | 35.2 | 29.8 | 30 | 34.9 | 33.7 | 26.6 | 26.5 | 29.6 | 31.4 | 35 | 35 | 31.8 | 35.2 | 31.8 | 27.3 | 25.1 | 31.3 | 31.4 | 31.1 | 37.4 | 34 | 29.9 | 26.5 | 30.2 | 32.8 | 34.6 | 36.5 | 30.3 | 26.8 | 33.5 | 27.3 | 33.8 | 28.5 | 32.4 | 31 | 31.5 | 30.7 | 28.3 | 29.5 | 30.2 | 29.5 | 30.8 | 29.2 | 33 | 31.7 | 32.8 | 33.1 | 27.8 | 31 | 24.8 | 30.8 | 17.9 | 32.4 | 28.6 | 29.1 | 31.3 | 29.6 | 32.8 | 27.6 | 0
6901 | 36.1 | 30.9 | 29.8 | 35 | 34.1 | 28.7 | 27 | 30.1 | 30.4 | 35.8 | 35.9 | 31.9 | 36.7 | 31.9 | 27.6 | 26.8 | 31.8 | 31.9 | 31.5 | 38.5 | 34.4 | 30.9 | 26.6 | 30.6 | 33.4 | 36 | 36.1 | 30.5 | 26.7 | 34.6 | 27.6 | 32.9 | 29.3 | 33.1 | 31.6 | 32.4 | 30.5 | 27.7 | 29.7 | 31.2 | 30.8 | 30.5 | 28.7 | 33.5 | 31.6 | 33.4 | 33.2 | 28 | 31.3 | 26 | 31.8 | 18.2 | 33.6 | 28.7 | 30 | 31.4 | 29.6 | 31.9 | 28.9 | 0
6902 | 36.2 | 31.5 | 31.5 | 35 | 34.6 | 28.3 | 26.7 | 30.2 | 30 | 36.5 | 36.6 | 31.4 | 36.8 | 32.2 | 24.4 | 28.3 | 32 | 31.9 | 31.4 | 38.8 | 34.4 | 31.2 | 26.6 | 30.8 | 34.4 | 35.8 | 36.3 | 30.4 | 26.2 | 34.8 | 28.2 | 33.4 | 29.8 | 33.6 | 31.8 | 31.8 | 29.8 | 28.1 | 29.7 | 32.2 | 30.5 | 30.2 | 27.6 | 33.3 | 31.5 | 33.2 | 32.8 | 27.6 | 31.4 | 25.7 | 32.6 | 18.8 | 34.6 | 29.1 | 31.5 | 31.4 | 29.8 | 31.9 | 29.6 | 0
6903 | 36.6 | 31.5 | 31.6 | 34 | 34.6 | 25 | 26.7 | 29.9 | 26.7 | 36.8 | 36.6 | 30.9 | 37.7 | 31.5 | 25 | 28.6 | 30.6 | 31.2 | 31.1 | 39 | 35.1 | 30.7 | 25.8 | 30.7 | 34.3 | 36.1 | 36.8 | 29.9 | 25.7 | 35.2 | 27.4 | 33.1 | 30.5 | 33 | 31.8 | 31.9 | 29 | 28.4 | 30 | 32.6 | 30.3 | 30.4 | 25.2 | 34.3 | 30.3 | 33.1 | 31.6 | 26.9 | 31.2 | 24.9 | 32.7 | 19.1 | 35.8 | 29.9 | 31.6 | 30 | 29.6 | 31.8 | 30.5 | 0
6904 | 36.3 | 31 | 31 | 33.3 | 34.2 | 24.8 | 26.7 | 29.4 | 26.7 | 36.5 | 36 | 30.2 | 37 | 31.4 | 25.9 | 27.6 | 29.1 | 30.8 | 30.3 | 37.8 | 35.1 | 30.1 | 25 | 30.3 | 34.1 | 35.3 | 36.4 | 29.4 | 25.1 | 34.6 | 26.7 | 32.3 | 31 | 32.2 | 29.8 | 32.3 | 28.2 | 27.9 | 29.7 | 32.2 | 30.1 | 30.3 | 23.4 | 34.3 | 30.1 | 31.9 | 30.4 | 25.9 | 30.7 | 24.8 | 31.8 | 19.1 | 35.9 | 28.5 | 32.2 | 28.6 | 29.5 | 31.4 | 31.1 | 0
6905 | 35.7 | 29.7 | 30.3 | 32 | 32.1 | 24.8 | 26.5 | 28.7 | 26.9 | 35.8 | 34.4 | 29.6 | 36 | 30.7 | 26.1 | 26.5 | 26.8 | 29 | 29.4 | 36 | 32.5 | 29.2 | 23.8 | 29.4 | 33.4 | 35.4 | 35.9 | 28.4 | 24.6 | 33.8 | 25.2 | 31.7 | 30.8 | 30.8 | 28.6 | 32.3 | 27.6 | 27.1 | 29 | 31.7 | 28.7 | 30 | 21.6 | 33.9 | 30 | 30.4 | 28.8 | 25 | 29.6 | 24.8 | 29.4 | 18.4 | 35.4 | 27.8 | 26.5 | 26.6 | 29.4 | 29.3 | 32.1 | 0
6906 | 34.1 | 27.8 | 28.3 | 31.1 | 29.8 | 24.1 | 25.9 | 28 | 26.7 | 33.9 | 32.3 | 28.8 | 32.7 | 29.6 | 26.4 | 22.6 | 25.6 | 27.6 | 28.2 | 33 | 30.5 | 28.1 | 23.2 | 27.9 | 31.8 | 34.3 | 33.2 | 27.3 | 23.9 | 31.7 | 24.6 | 30.4 | 29.8 | 29.8 | 26.8 | 30.8 | 27 | 26.2 | 28.4 | 28.5 | 27.5 | 28.8 | 21.4 | 32.5 | 29.6 | 27.9 | 27.4 | 24.2 | 28.1 | 24.5 | 26.1 | 17.4 | 33.4 | 27.7 | 25.5 | 25.4 | 29 | 28.9 | 32.6 | 0
6907 | 31.7 | 25 | 26 | 29.5 | 28.6 | 23.3 | 25 | 27.2 | 26.7 | 31.5 | 29.7 | 28.3 | 29.9 | 29 | 25.6 | 22.6 | 24.4 | 27.3 | 27.3 | 30.3 | 29.4 | 26.7 | 22.6 | 25.6 | 30 | 32.6 | 28.3 | 25.8 | 23.3 | 29.6 | 23.6 | 29.7 | 28.8 | 28.6 | 25.8 | 30 | 26.5 | 25.5 | 28 | 25.9 | 26.8 | 27.3 | 21.2 | 30.5 | 29.5 | 25.8 | 25.9 | 23.7 | 26.4 | 24.3 | 22.4 | 16.2 | 31.3 | 26.7 | 25.5 | 24.1 | 28.4 | 28.8 | 32.9 | 0
6908 | 29.3 | 23 | 25.4 | 28 | 28 | 23.3 | 24.5 | 26.4 | 26.7 | 30.3 | 27.6 | 27.6 | 26.6 | 28.3 | 25.3 | 21.8 | 24.2 | 26.4 | 26.4 | 28 | 28.6 | 26 | 22.6 | 23 | 28 | 31 | 26.5 | 24.4 | 22.6 | 27 | 23.6 | 28.9 | 28.3 | 28 | 25.1 | 29.3 | 26 | 24.8 | 28 | 24 | 26.5 | 25.6 | 21.6 | 27.4 | 29.3 | 24 | 24.6 | 23.4 | 25 | 24.3 | 19.4 | 15.4 | 29 | 26.1 | 25.5 | 23.6 | 28 | 28 | 32.2 | 0
6909 | 27.8 | 22.5 | 24 | 26 | 27.2 | 21 | 23.7 | 25.6 | 26.9 | 28.5 | 26.1 | 27.2 | 25.6 | 27.8 | 24.4 | 20.6 | 23.6 | 25.6 | 26 | 27.4 | 28.1 | 25.4 | 22.4 | 20.5 | 28.8 | 30.1 | 25.2 | 23.1 | 22.2 | 25.6 | 23 | 28.2 | 26.8 | 27.2 | 24.6 | 29.3 | 25.7 | 24.5 | 27.7 | 23 | 26.3 | 24.7 | 21.1 | 26.5 | 28.6 | 23.6 | 23.4 | 23.2 | 24 | 24.1 | 17.6 | 14.8 | 27.9 | 25.7 | 25.5 | 22.7 | 27.6 | 27.7 | 31.3 | 0
6910 | 26.7 | 20.5 | 23.9 | 24.8 | 26.6 | 21.2 | 20.6 | 24.8 | 26.5 | 27.9 | 25.7 | 26.8 | 24.8 | 27.3 | 24.2 | 20.3 | 23.6 | 24.8 | 25.6 | 27.5 | 28 | 24.6 | 22.6 | 18.8 | 27.9 | 30.1 | 24.2 | 22.4 | 21.8 | 24.5 | 23.4 | 27.4 | 26.3 | 26.8 | 24.1 | 29.2 | 25.4 | 23.6 | 27.7 | 22.4 | 26 | 24.5 | 21 | 26.5 | 28.5 | 23.6 | 22.8 | 23 | 23.7 | 24.1 | 17.4 | 14.9 | 27.3 | 25.5 | 25.5 | 22.7 | 27 | 27.8 | 29.9 | 0
6911 | 26 | 20 | 22.1 | 24 | 26.6 | 21.5 | 20.9 | 24 | 26.4 | 27.2 | 26 | 26.6 | 25.4 | 26.4 | 24 | 19.6 | 23 | 24.5 | 25.4 | 28.4 | 27.6 | 23.3 | 22.4 | 18 | 27.1 | 28.1 | 23.3 | 22.2 | 21.6 | 24.6 | 23.4 | 26.8 | 26.1 | 26.2 | 23.8 | 28.8 | 25.2 | 23.5 | 27.4 | 21.8 | 25.8 | 25.2 | 20.5 | 27 | 27.9 | 24.2 | 22.6 | 22.6 | 23.6 | 24.1 | 18 | 15 | 27.6 | 25.2 | 25.2 | 22.4 | 26.5 | 27.8 | 29.1 | 0
6912 | 25.2 | 19.5 | 21.7 | 24.4 | 26.5 | 21.4 | 20.9 | 23.4 | 26.2 | 26.4 | 26.7 | 26.2 | 24.7 | 25.8 | 23.5 | 19 | 22.9 | 24.3 | 24.8 | 28.6 | 27.1 | 22.6 | 22.3 | 18.1 | 26 | 27.4 | 22.5 | 22.5 | 21.3 | 24.6 | 24.3 | 26.3 | 26.1 | 26 | 23.1 | 28.5 | 24.9 | 23.4 | 26.8 | 21.2 | 25.5 | 26 | 21 | 26.5 | 26.4 | 23.9 | 23 | 22 | 23.6 | 24.1 | 18.8 | 15.2 | 27.6 | 24.6 | 25.1 | 22.8 | 26.2 | 27.7 | 28.3 | 0
6913 | 24.9 | 18.6 | 22.4 | 24.5 | 26.3 | 21.5 | 20.7 | 23 | 26 | 25.9 | 26.7 | 25.9 | 24.3 | 25.4 | 23.3 | 18.4 | 22.1 | 24.1 | 24.3 | 28.7 | 26.6 | 22.5 | 21.7 | 18.5 | 25 | 26.2 | 21.8 | 22.8 | 21 | 25.3 | 24.4 | 25.9 | 25.7 | 25.2 | 22.8 | 28 | 24.5 | 23.2 | 26.7 | 20.7 | 25.3 | 26.8 | 21.3 | 25.5 | 26.4 | 23.4 | 23.4 | 21.4 | 23.2 | 24 | 18.8 | 15.1 | 27.6 | 24.6 | 25.2 | 22.4 | 26 | 27.4 | 28.1 | 0
6914 | 24.6 | 18.4 | 21.5 | 24.6 | 25.6 | 21.7 | 20.6 | 22.5 | 26 | 25 | 26.1 | 25.4 | 22.6 | 25.3 | 22.9 | 18.4 | 21.8 | 23.4 | 23.6 | 27.8 | 26.4 | 21.5 | 21.2 | 18.8 | 25.3 | 24.7 | 20.9 | 22.8 | 20.6 | 25.4 | 24.6 | 25.8 | 25.3 | 24.6 | 22.6 | 27.4 | 24 | 23 | 26.5 | 20.2 | 25.3 | 27 | 22.2 | 25.1 | 26.4 | 22 | 23.6 | 20.8 | 22.4 | 24 | 18 | 14.8 | 27 | 24.5 | 25 | 22.2 | 25.8 | 27.1 | 27.7 | 0
6915 | 24.2 | 18.1 | 21.2 | 23.5 | 25.5 | 22 | 20.6 | 22.1 | 25.9 | 25 | 24.7 | 25.1 | 21.9 | 25.2 | 22.8 | 17.5 | 20.9 | 23.3 | 23.4 | 27.2 | 26.4 | 21.1 | 20.4 | 18.6 | 24.7 | 24.1 | 20.1 | 22.2 | 20.3 | 25.8 | 23.5 | 25.7 | 25.3 | 23.6 | 22.1 | 27.2 | 23.5 | 23.1 | 26.2 | 19.8 | 25 | 26.9 | 22.1 | 25 | 26.5 | 21.2 | 23.2 | 20.4 | 21.5 | 23.8 | 16.5 | 14.3 | 26.7 | 24.5 | 25 | 21 | 25.8 | 26.9 | 27.7 | 0
6916 | 24.3 | 17.7 | 21.2 | 22.5 | 25.2 | 22 | 20.9 | 21.6 | 25.9 | 24.5 | 23.4 | 24.7 | 20.5 | 25 | 22.7 | 16.8 | 21.1 | 22.6 | 23.3 | 26.5 | 25.9 | 20.4 | 20.4 | 18.1 | 25 | 23.3 | 19.4 | 21.5 | 20 | 25.4 | 23 | 25.4 | 25 | 23.1 | 22.1 | 26.8 | 23.2 | 23.3 | 26 | 19.5 | 24.9 | 26.3 | 22.3 | 25 | 26.4 | 20.5 | 22.8 | 20.3 | 20.9 | 23.8 | 15.4 | 14.3 | 26.1 | 24.5 | 25 | 20.6 | 25.8 | 26.8 | 27.3 | 0
6917 | 24.3 | 17.5 | 21.3 | 21.4 | 24.6 | 21.7 | 21.1 | 21.2 | 25.9 | 24.2 | 24 | 24 | 19.4 | 25.3 | 22.7 | 16.2 | 22.2 | 22.4 | 24 | 23.4 | 25.7 | 20.2 | 21.2 | 17 | 24.8 | 23.5 | 19.3 | 19.9 | 21.5 | 21.4 | 22.2 | 25.2 | 24.8 | 20.8 | 22.1 | 26.5 | 23.4 | 22.9 | 25.9 | 19.2 | 24.8 | 24.6 | 19.6 | 25 | 26.4 | 21.2 | 21.8 | 21 | 20.6 | 23.6 | 14.4 | 14.8 | 25.6 | 24.5 | 25.1 | 20 | 25.5 | 26.4 | 27.2 | 0
6918 | 24.4 | 17.1 | 21.3 | 22.5 | 24.6 | 21.5 | 21.1 | 21.5 | 26.1 | 23.9 | 23.1 | 24.1 | 19.3 | 25 | 22.4 | 15.7 | 22.6 | 22.1 | 25.1 | 23.5 | 23.9 | 20 | 21.2 | 17.8 | 24.3 | 22.8 | 19 | 20.4 | 21.9 | 22.4 | 22.9 | 25.1 | 24.4 | 21.9 | 22.1 | 26.6 | 23.9 | 22.4 | 25.5 | 18.9 | 24.7 | 23.9 | 20.3 | 25 | 26.4 | 22.1 | 22.7 | 22 | 21.4 | 23.4 | 16.2 | 16.4 | 24.2 | 24.5 | 25 | 21.9 | 25.2 | 26.3 | 26.6 | 0
6919 | 24.4 | 16.9 | 21 | 24.4 | 24.6 | 21.7 | 21.1 | 22.5 | 26.5 | 23.9 | 23.5 | 24.8 | 21 | 25.6 | 22.4 | 15.4 | 24.3 | 22 | 26.5 | 24.5 | 22.2 | 20.2 | 21.9 | 19.5 | 23.6 | 22.3 | 18.2 | 21.6 | 22.5 | 23.6 | 23.4 | 25.8 | 24.8 | 23.3 | 22.1 | 27.1 | 24.8 | 22 | 25.5 | 18.7 | 24.7 | 23.1 | 20.9 | 25 | 26.4 | 23.6 | 24.2 | 22.8 | 23.2 | 23.4 | 19.2 | 18.1 | 24.2 | 24.5 | 25 | 24 | 25 | 26.2 | 26.3 | 0
6920 | 24.9 | 19.8 | 23 | 26.8 | 25.9 | 23 | 21 | 24 | 26.7 | 25 | 24.4 | 26.2 | 23.4 | 27.4 | 22.4 | 16 | 26 | 23 | 28 | 26 | 21.9 | 23.4 | 23 | 21.8 | 25 | 22.4 | 20.2 | 23.2 | 23.2 | 25.6 | 24.8 | 27.8 | 25.3 | 25.8 | 23.7 | 28 | 25.8 | 24 | 26.4 | 19.2 | 25.2 | 23 | 22.6 | 25 | 26.4 | 26.2 | 26 | 24.2 | 25.4 | 23.5 | 22.6 | 19.8 | 24.4 | 24.7 | 26 | 26.8 | 26 | 26.4 | 25.6 | 0
6921 | 28.4 | 23.2 | 25.4 | 29.1 | 28 | 23.6 | 20.8 | 25.8 | 24.5 | 27.2 | 27.3 | 27.9 | 27.1 | 28.6 | 23 | 21.5 | 28.3 | 26.3 | 29.1 | 28.6 | 20.8 | 26.2 | 24.5 | 24.5 | 27.4 | 27 | 23.7 | 25.2 | 23.9 | 27.5 | 25.7 | 29.5 | 26.1 | 27.6 | 24.3 | 29.6 | 27 | 26.5 | 28.6 | 22.4 | 27.5 | 23.2 | 24.1 | 26.3 | 27.7 | 28.6 | 28.2 | 24.9 | 27.4 | 24.6 | 25.6 | 20.6 | 26.5 | 26.7 | 27.4 | 28.3 | 25.8 | 27.8 | 25.5 | 0
6922 | 31.4 | 26.2 | 26.2 | 31.1 | 30.3 | 25.2 | 21.2 | 27.5 | 24.5 | 28.4 | 30.1 | 29.8 | 30.3 | 31.1 | 23.4 | 24 | 29.4 | 29.1 | 30 | 31 | 21.6 | 27.7 | 25.5 | 27 | 29.1 | 28.7 | 28 | 27.2 | 24.5 | 29.8 | 27.4 | 31.2 | 27.1 | 29.7 | 26.5 | 30.4 | 27.9 | 28.2 | 29.4 | 25.5 | 27.8 | 24.2 | 26.4 | 27.2 | 27.8 | 31 | 30.1 | 26.1 | 28.6 | 23.4 | 27.9 | 21 | 28.2 | 27.7 | 28.6 | 29.8 | 26.4 | 29.7 | 27.5 | 0
6923 | 32.8 | 28.4 | 27.9 | 32.4 | 32 | 26 | 21.8 | 28.6 | 24.7 | 31.2 | 33.4 | 31.4 | 33.4 | 32 | 23.5 | 23.8 | 29.8 | 30.4 | 30.4 | 33.4 | 22.3 | 28.9 | 26 | 29 | 30.6 | 31.2 | 33 | 29 | 25 | 31.8 | 28.6 | 32.3 | 28.1 | 30.8 | 28.1 | 30 | 28.6 | 29.7 | 30 | 28.4 | 29.6 | 25.2 | 28.2 | 29.2 | 29.5 | 32.6 | 31.8 | 26.8 | 29 | 26.9 | 29.4 | 20.6 | 30.4 | 28.7 | 29.9 | 30.2 | 27 | 31.3 | 27.6 | 0
6924 | 34.8 | 29.4 | 28.6 | 33.2 | 33.2 | 26 | 22.8 | 29 | 24.7 | 33.2 | 34.9 | 32.5 | 35 | 30.1 | 23.8 | 25.4 | 28.3 | 31.3 | 30.9 | 34.6 | 22.9 | 29.3 | 25.4 | 30.1 | 32.2 | 34 | 36 | 30.3 | 25.4 | 33.9 | 30.2 | 33 | 29 | 32.2 | 29 | 28.9 | 28.7 | 30.6 | 30.6 | 30 | 30.2 | 26.4 | 30.1 | 30.4 | 32.5 | 33.9 | 32.8 | 28.2 | 28.7 | 28.9 | 30.5 | 20.4 | 30.9 | 28.8 | 30.7 | 31 | 30.4 | 33.4 | 28 | 0
6925 | 35.1 | 29.8 | 28.5 | 33.3 | 33.4 | 27.4 | 23.6 | 28.9 | 24.7 | 34.7 | 36 | 32.7 | 36.3 | 28.6 | 24 | 27.3 | 26.8 | 32.3 | 30.9 | 35.2 | 22.9 | 30.1 | 24.4 | 30.6 | 32.9 | 35.4 | 38.4 | 31 | 25.6 | 34.9 | 30.5 | 33 | 30.1 | 32.6 | 30.1 | 28.4 | 28.8 | 30.6 | 30.9 | 31.2 | 30.5 | 26.7 | 30.4 | 32.1 | 32.6 | 34.2 | 33.3 | 28.7 | 28.3 | 28.8 | 31.3 | 20 | 31.9 | 29.3 | 31.8 | 31 | 30.2 | 32.4 | 28.6 | 0
6926 | 35.5 | 30.2 | 29 | 33 | 33.6 | 28.5 | 24.2 | 28.6 | 24.6 | 35.8 | 35.6 | 32.4 | 36.6 | 29.6 | 24 | 28.8 | 25 | 32.3 | 31 | 34.8 | 22.9 | 30.3 | 23.2 | 30.6 | 33.9 | 36 | 39.3 | 31.2 | 25.7 | 35.4 | 30.4 | 33.2 | 30.6 | 33 | 30.5 | 30 | 28.6 | 31 | 31 | 31.5 | 30.8 | 26.6 | 29.8 | 32.3 | 32.6 | 34.2 | 33 | 29.2 | 28 | 28.8 | 32 | 20 | 32 | 29.3 | 32.3 | 31 | 30.4 | 31.8 | 29.8 | 0
6927 | 35.9 | 30.6 | 28.9 | 32.1 | 33.5 | 28.7 | 24.8 | 28.3 | 24.6 | 35.4 | 35.5 | 31.5 | 37.1 | 30.6 | 24 | 27.8 | 24.6 | 32.2 | 30.5 | 34.4 | 23.4 | 30.2 | 22.6 | 30.3 | 33.9 | 35.6 | 38.5 | 30.9 | 25.5 | 34.5 | 28.6 | 33.4 | 30.4 | 32.3 | 30.8 | 29.5 | 28.5 | 30 | 31.3 | 32 | 30.5 | 25.6 | 27.5 | 32.3 | 32.6 | 33.3 | 32.3 | 28.3 | 27.9 | 29.2 | 32.1 | 19.6 | 33.3 | 29.8 | 32.4 | 29.7 | 30 | 31.7 | 31.1 | 0
6928 | 35.9 | 30.4 | 29.2 | 30.7 | 33.4 | 28.3 | 24.2 | 28.1 | 24.6 | 35.3 | 34.5 | 30.4 | 36.3 | 28.6 | 23.5 | 27.3 | 24.5 | 31.8 | 30 | 33.3 | 24 | 29.9 | 22.3 | 29.7 | 33.9 | 36 | 39.7 | 30.2 | 25.2 | 33.2 | 27 | 32 | 29.7 | 31.7 | 30 | 29.6 | 28 | 29.9 | 30.6 | 31.4 | 30.3 | 24.7 | 25.4 | 32.3 | 32.3 | 32.4 | 31 | 27.5 | 27.6 | 29.8 | 31.2 | 19.1 | 33.8 | 29.7 | 32.4 | 28.6 | 30 | 31.3 | 32.5 | 0
6929 | 35.8 | 29.7 | 28 | 29 | 32.5 | 26.1 | 22 | 27.7 | 24.5 | 33.8 | 33.8 | 29.2 | 35 | 28.1 | 23 | 26.3 | 25.2 | 29.3 | 29 | 32.4 | 24.1 | 29.3 | 22.4 | 28.8 | 33.2 | 35.5 | 38.8 | 29.2 | 24.6 | 31.4 | 25 | 30.2 | 29.6 | 30.4 | 30 | 29.8 | 27.4 | 29.3 | 30.2 | 30.5 | 29 | 23.6 | 23.2 | 31.6 | 30.6 | 31 | 29.4 | 26 | 27 | 29.8 | 29 | 18.2 | 34.4 | 29.5 | 31.9 | 26.8 | 29.6 | 30.3 | 33.3 | 0
6930 | 34.7 | 27.2 | 27 | 27.2 | 30.5 | 24.6 | 21.2 | 27 | 24.5 | 33.8 | 32 | 28.2 | 32 | 28.1 | 22 | 24.1 | 25.1 | 27.4 | 28.2 | 30.8 | 23.6 | 27.4 | 22.3 | 27.4 | 30.9 | 34 | 37.5 | 27.9 | 24 | 30.2 | 24.4 | 27.9 | 28.8 | 29.7 | 26.9 | 28.7 | 26.3 | 27.8 | 29.4 | 27.2 | 27.8 | 23.2 | 22.6 | 25.1 | 28.9 | 29.8 | 27.5 | 25.4 | 25.7 | 28.9 | 25.7 | 17.4 | 33 | 28.2 | 31.1 | 25.9 | 28 | 29.5 | 33.6 | 0
6931 | 32.9 | 24.6 | 25.6 | 25.6 | 29.3 | 23.5 | 20.7 | 26.2 | 24.5 | 31.7 | 30.8 | 27.2 | 28.9 | 27.6 | 21.8 | 21.9 | 25.1 | 26.6 | 27.3 | 29.5 | 23.3 | 25.9 | 22.1 | 25.6 | 28.2 | 31 | 34 | 26.6 | 23.3 | 28.8 | 24.1 | 27.3 | 28 | 28.5 | 25.5 | 28.1 | 25.4 | 26.6 | 29 | 24.5 | 27.4 | 22.7 | 22.2 | 26.2 | 28.8 | 28.1 | 25.7 | 24.6 | 24.1 | 27.4 | 22 | 16.5 | 31.5 | 27.2 | 29.9 | 24.9 | 27 | 29 | 33 | 0
6932 | 30.7 | 23 | 25.2 | 24.6 | 28.8 | 23 | 20.8 | 25.4 | 24.4 | 30.6 | 29 | 26.4 | 25.6 | 27.1 | 21.5 | 20.8 | 24.4 | 25.8 | 26.8 | 28 | 23 | 24.7 | 21.6 | 23.6 | 27.4 | 29.3 | 29 | 25.4 | 22.8 | 28 | 24.6 | 26.9 | 27.6 | 27.8 | 24.5 | 28 | 24.4 | 25.7 | 28.6 | 22.6 | 27.3 | 22.6 | 22.6 | 26 | 28.7 | 26.5 | 24.2 | 24.4 | 22.4 | 26.3 | 18.8 | 16 | 29 | 26.7 | 29.4 | 24.8 | 26.4 | 28.8 | 32 | 0
6933 | 29.2 | 22 | 25 | 24.1 | 28.2 | 22.2 | 20.8 | 24.8 | 24.4 | 29 | 28.3 | 25.6 | 23.8 | 27.1 | 21.3 | 20.3 | 24.4 | 25.1 | 26.2 | 27.2 | 22.6 | 23.2 | 21.3 | 21.8 | 26.8 | 28 | 27.1 | 24.4 | 22.3 | 26.7 | 24.4 | 26.6 | 27.1 | 26.5 | 24.5 | 28 | 24 | 25.3 | 28.2 | 21.5 | 26.6 | 22.1 | 22 | 25.7 | 27.7 | 24.5 | 23.3 | 23.6 | 21.3 | 25.4 | 16.8 | 15.5 | 27.9 | 26.2 | 28.4 | 24.2 | 26.4 | 28.8 | 30.7 | 0
6934 | 27.9 | 21.4 | 24.5 | 24.2 | 26.7 | 21.7 | 20.8 | 24.5 | 24.4 | 27.9 | 27.2 | 25.1 | 22.7 | 27 | 21.3 | 19.5 | 24 | 24.4 | 26 | 26.2 | 22.1 | 22.3 | 21 | 20.2 | 25.4 | 26.7 | 26.1 | 23.6 | 22 | 25.8 | 24.6 | 26.1 | 26.6 | 25.9 | 23.7 | 27.5 | 23.7 | 24.7 | 28 | 20.7 | 26.2 | 22 | 21.7 | 25.6 | 27.7 | 23.3 | 22.7 | 23.2 | 21 | 24.8 | 16.1 | 15.6 | 26.7 | 26.2 | 27.9 | 24.3 | 26.2 | 28.8 | 29.5 | 0
6935 | 27.3 | 22.7 | 24.8 | 24.4 | 25.8 | 21.6 | 20.7 | 24.2 | 24.4 | 27.4 | 27 | 24.8 | 23 | 26.5 | 21.2 | 19.1 | 24.2 | 24 | 25.6 | 25.8 | 21.7 | 21.7 | 21.2 | 19.2 | 24.5 | 25.8 | 25.5 | 23 | 21.8 | 24.6 | 24 | 25.9 | 26.3 | 25 | 23 | 27.4 | 23.8 | 24.1 | 28 | 20.5 | 26.1 | 22 | 20.6 | 25.6 | 27.7 | 22.4 | 22.4 | 22.4 | 21.4 | 24.6 | 16.4 | 15.6 | 27 | 26 | 27.4 | 23.8 | 26 | 28.2 | 28.5 | 0
6936 | 26.8 | 22.2 | 24.5 | 24.4 | 24.9 | 21.2 | 20.6 | 23.9 | 24.2 | 26.3 | 26 | 24.9 | 22.9 | 25.4 | 20.5 | 18.6 | 23.7 | 23.6 | 25.4 | 25 | 21 | 21.1 | 21.3 | 18.5 | 22.9 | 26 | 24.8 | 22.4 | 21.7 | 24 | 24.1 | 25.9 | 25.7 | 24.9 | 22.3 | 27.4 | 23.6 | 23.8 | 27.6 | 20.2 | 26 | 22.9 | 20.4 | 25.3 | 26.9 | 22.5 | 22.1 | 22.3 | 22.1 | 24.6 | 16.9 | 15.8 | 26.6 | 25.5 | 26.9 | 23.8 | 26 | 27.8 | 27.9 | 0
6937 | 26.4 | 20.9 | 24.2 | 23.9 | 24.4 | 21.5 | 20.5 | 23.7 | 24.2 | 26.2 | 25.8 | 24.9 | 23 | 25.6 | 20.4 | 18.5 | 23.5 | 23.3 | 24.9 | 24.6 | 21 | 19.7 | 21.6 | 18.1 | 21.8 | 24.6 | 23.1 | 21.7 | 21.6 | 23.1 | 23.6 | 25.8 | 25.4 | 24.2 | 21.8 | 27.4 | 23.6 | 23.5 | 27.2 | 20 | 25.8 | 23.8 | 19.9 | 25.1 | 26.9 | 22.5 | 21.8 | 21.8 | 22.4 | 24.4 | 16.8 | 15.4 | 27.1 | 25.4 | 26.9 | 22.8 | 26 | 27.8 | 27.6 | 0
6938 | 25.8 | 19.8 | 23.2 | 23 | 24 | 21.5 | 20.4 | 23.5 | 24.2 | 26.1 | 25 | 25 | 22 | 25.6 | 20 | 18.3 | 22.6 | 22.8 | 24.4 | 23.9 | 21.1 | 20.2 | 21.6 | 17.6 | 21.4 | 24 | 22.4 | 21 | 21.5 | 22.6 | 23.6 | 25.7 | 24.8 | 23.6 | 21.1 | 27.5 | 23.2 | 23.1 | 26.6 | 19.4 | 25.7 | 25 | 20.2 | 25.1 | 26.9 | 22.6 | 21.4 | 21.8 | 22.2 | 24.4 | 16 | 15 | 26.6 | 25.4 | 26.7 | 22 | 25.8 | 27.5 | 27.6 | 0
6939 | 24.6 | 19.4 | 23.1 | 21.9 | 23.3 | 21.9 | 20.3 | 23.3 | 24.2 | 25.6 | 25 | 24.7 | 21.2 | 25.6 | 19.4 | 17.8 | 22.4 | 22.3 | 23.8 | 23.7 | 20.8 | 19.9 | 21.6 | 17.2 | 20.5 | 23.2 | 22.4 | 20.4 | 21.4 | 21.8 | 22.8 | 25.9 | 24.2 | 22.2 | 20.8 | 27.4 | 23.1 | 22.9 | 26.2 | 18.7 | 25.5 | 25.4 | 19.8 | 25.1 | 26.7 | 22 | 21.3 | 21.1 | 21.5 | 24.3 | 14.8 | 14.3 | 26.9 | 25.2 | 26.4 | 20.4 | 22 | 27.3 | 27.5 | 0
6940 | 24.3 | 18.9 | 23 | 21.3 | 22.8 | 21.7 | 20.2 | 23.1 | 24.2 | 25.2 | 24.3 | 24.4 | 19.8 | 25.1 | 19.4 | 18 | 21.8 | 22 | 23.7 | 23.3 | 20.2 | 20.2 | 21.3 | 16.9 | 19.8 | 23 | 22 | 19.9 | 21.4 | 21.5 | 22.7 | 25.9 | 24.1 | 21.4 | 20.4 | 27.1 | 23 | 22.7 | 25.6 | 18.4 | 25.2 | 25.4 | 19.9 | 25.1 | 26.5 | 21.6 | 21.3 | 21.1 | 20.7 | 24.3 | 14 | 14.3 | 26 | 25.1 | 26.4 | 20 | 21.6 | 26.9 | 27.4 | 0
6941 | 23.8 | 18.3 | 26.2 | 23.4 | 22.1 | 21.2 | 20.4 | 22.9 | 24.2 | 25.2 | 22.4 | 21.4 | 23.4 | 25.3 | 19.3 | 17 | 23.8 | 21.8 | 23.8 | 22 | 20.1 | 20.7 | 28 | 15.4 | 19.3 | 22.5 | 21 | 20 | 22 | 21 | 22.4 | 25.9 | 23.8 | 22 | 19.9 | 26.9 | 22.2 | 22.2 | 25.4 | 17.9 | 25.1 | 22.4 | 21 | 25.1 | 26.4 | 20 | 21 | 20.4 | 19.4 | 24.4 | 13.8 | 15.2 | 26 | 24.9 | 24.9 | 20.4 | 21.4 | 26.3 | 27.2 | 0
6942 | 23.7 | 18.7 | 21.2 | 23.8 | 21.8 | 21.2 | 20.3 | 23 | 24.2 | 24.7 | 21.8 | 21.6 | 23.2 | 24.7 | 19.1 | 17.3 | 23.6 | 21.6 | 24.4 | 22.5 | 19.8 | 20.7 | 27 | 17.3 | 19.3 | 22.1 | 19.8 | 20.5 | 22.5 | 22.2 | 23 | 25.9 | 23.4 | 23.3 | 19.5 | 26.2 | 22.3 | 22.1 | 25.4 | 17.4 | 25.1 | 22.6 | 21.7 | 24.6 | 26.3 | 21.7 | 22.2 | 21.4 | 20.7 | 24.4 | 15.9 | 16.5 | 25 | 24.8 | 23.1 | 22 | 21.4 | 26.1 | 27.1 | 0
6943 | 23.8 | 18.7 | 18.2 | 24.1 | 21.8 | 21.3 | 20.3 | 23.4 | 24.4 | 24.3 | 22.3 | 22.7 | 24.4 | 25.1 | 19.1 | 17.3 | 23.3 | 21.3 | 25.4 | 23.2 | 19.8 | 20.6 | 26.1 | 20.3 | 19.2 | 21.1 | 18.8 | 21.7 | 22.9 | 23.7 | 23.9 | 26.3 | 23.5 | 24.7 | 19.5 | 26 | 22.8 | 22.1 | 25.5 | 17.4 | 25 | 22.8 | 21.8 | 24.6 | 26.1 | 24.1 | 23.4 | 22.7 | 22.6 | 24.3 | 18.8 | 18.5 | 25.2 | 24.8 | 22.4 | 24 | 21.4 | 25.7 | 27.1 | 0
6944 | 24.8 | 19.4 | 22.2 | 25 | 23.2 | 21.9 | 20.6 | 24.1 | 25.2 | 24.9 | 24.2 | 24.6 | 25.4 | 28.6 | 19 | 18.3 | 23.2 | 22.2 | 26.8 | 25 | 19.8 | 22.7 | 24.2 | 23.4 | 21.4 | 22 | 20.2 | 23.4 | 23.6 | 26.4 | 25.4 | 27.4 | 24.8 | 26.2 | 21 | 26.8 | 23.6 | 23.8 | 26.8 | 18.7 | 25.6 | 22.9 | 22.4 | 24.6 | 26.2 | 26.6 | 26 | 24.4 | 24.8 | 24.4 | 22.2 | 20.2 | 25 | 25.2 | 23.8 | 26.4 | 21.4 | 25.8 | 27.3 | 0
6945 | 28.8 | 23.1 | 23.7 | 25.9 | 24.3 | 23.5 | 22.4 | 25.2 | 26.5 | 27.5 | 27.1 | 27.1 | 28.7 | 29.3 | 18.6 | 21.6 | 23.3 | 25 | 28.2 | 26.5 | 22.1 | 26.5 | 25 | 26.2 | 27.7 | 26.5 | 25.1 | 25.5 | 24.4 | 28.2 | 26.9 | 28.9 | 26 | 27.6 | 24 | 28.8 | 24.9 | 27.2 | 28.7 | 23.1 | 27.2 | 22.9 | 22.6 | 26.2 | 26.6 | 28.9 | 28 | 25.6 | 26.9 | 26.4 | 24.9 | 21.4 | 26.8 | 26.8 | 26.8 | 28.4 | 22.4 | 27.6 | 27.3 | 0
6946 | 31 | 26.8 | 24.1 | 27.2 | 26.6 | 24.4 | 22.9 | 26.6 | 27.9 | 30 | 30.4 | 29.6 | 31.5 | 29.7 | 18.7 | 23.5 | 23.9 | 28.6 | 29.6 | 28.8 | 24.5 | 28.2 | 26 | 28.2 | 29.2 | 30.1 | 30.2 | 27.6 | 25.9 | 30.2 | 28.7 | 29.9 | 27.5 | 29.1 | 26.5 | 29.7 | 26.5 | 28.8 | 29.4 | 27.3 | 28.3 | 22.8 | 24 | 27.7 | 28.9 | 30.8 | 30.6 | 26.8 | 28.6 | 27.6 | 27 | 21.4 | 28.2 | 27.7 | 28.5 | 30 | 22.4 | 29.6 | 25 | 0
6947 | 33.5 | 27.8 | 26.1 | 28.4 | 28.5 | 26 | 24.7 | 28.2 | 29.2 | 32.4 | 33 | 31.6 | 35 | 30.1 | 19 | 23.9 | 24.6 | 29.6 | 30.8 | 30.4 | 26.2 | 28.8 | 28.8 | 29.4 | 30.7 | 33.1 | 33.9 | 29.4 | 27.5 | 31 | 30 | 31.2 | 28.9 | 30.4 | 28.1 | 31.1 | 28.2 | 30 | 29.9 | 29.3 | 29 | 22.7 | 25.5 | 29.2 | 29.2 | 32 | 32 | 27.4 | 29.8 | 28.8 | 28.4 | 20.8 | 30.6 | 28.7 | 30 | 31 | 22.2 | 31.6 | 25.5 | 0
6948 | 35.7 | 29.4 | 26.9 | 29.7 | 29.8 | 25.8 | 25.4 | 29.6 | 29.7 | 34.6 | 34.5 | 32.6 | 36.3 | 30.7 | 20.1 | 24.9 | 25.4 | 30.6 | 31.7 | 32.4 | 28 | 30.1 | 29.7 | 30 | 32 | 35.5 | 35.6 | 30.7 | 29.3 | 32.1 | 31 | 31.9 | 30.1 | 31.6 | 29.2 | 33.3 | 29.5 | 31 | 30.6 | 30.8 | 30.6 | 22.6 | 27.8 | 32.7 | 30.7 | 32.7 | 33.4 | 28.1 | 30.5 | 29.9 | 29.8 | 19.8 | 31.3 | 29.2 | 31.5 | 31.8 | 22 | 31.7 | 26.4 | 0
6949 | 36.4 | 30.2 | 27.7 | 30.4 | 30.6 | 27 | 26 | 30.5 | 29.5 | 34.9 | 34.8 | 32.5 | 37.6 | 31.2 | 20.1 | 25.9 | 26 | 32 | 32.2 | 33.1 | 29.5 | 30.6 | 30.8 | 30.5 | 32.8 | 35.6 | 37 | 31.6 | 30.4 | 32 | 31.1 | 31.6 | 30.4 | 32.2 | 30 | 33 | 30.4 | 31.1 | 30.9 | 31.5 | 30.2 | 22.5 | 28.9 | 34.2 | 30.9 | 33 | 33.3 | 28.3 | 31 | 30.4 | 31 | 19.7 | 32.6 | 29.2 | 32.4 | 32 | 21.8 | 31.3 | 28.1 | 0
6950 | 36.6 | 30.6 | 26.8 | 30.6 | 31.5 | 27 | 26 | 30.8 | 29.5 | 36.8 | 34.4 | 31.6 | 37 | 31.2 | 20.3 | 27.4 | 26.2 | 32 | 32.2 | 33.4 | 30.2 | 30.2 | 29.4 | 30.8 | 34.7 | 36 | 38 | 31.9 | 30.6 | 32.2 | 30.6 | 31.8 | 30.1 | 32.4 | 30.7 | 32.8 | 30.4 | 31.3 | 30.9 | 31.8 | 30.6 | 22.4 | 29.2 | 33.7 | 31 | 32.8 | 33 | 28.4 | 31 | 30.9 | 32.2 | 20.2 | 32.6 | 29.6 | 32.9 | 31.8 | 21.8 | 31.1 | 29.6 | 0
6951 | 37.2 | 30.8 | 26.8 | 29.9 | 31.8 | 25.8 | 26.9 | 30.4 | 27.5 | 36.1 | 33.7 | 30.3 | 37.2 | 30.7 | 20.3 | 27.7 | 25.8 | 31.8 | 31.7 | 31.9 | 31 | 30.2 | 28.8 | 31 | 34.7 | 36.6 | 38 | 31.8 | 29.5 | 31.2 | 29.2 | 31.3 | 30.5 | 31.9 | 31.3 | 31.7 | 29.8 | 31.3 | 28.6 | 32.1 | 30.4 | 22.4 | 27.4 | 34.2 | 30.8 | 32.2 | 31.5 | 27.8 | 30.7 | 31.4 | 32.4 | 21.6 | 33.7 | 29.7 | 33.5 | 30.9 | 21.6 | 31 | 31.2 | 0
6952 | 37 | 30.8 | 26.9 | 29.1 | 31.2 | 22.7 | 26.4 | 29.6 | 27.5 | 36.4 | 33.3 | 28.8 | 36.1 | 30.4 | 20.4 | 26.6 | 25.1 | 31.1 | 30.9 | 30.1 | 30.9 | 29.7 | 26.6 | 30.5 | 34.1 | 36.5 | 38 | 31.2 | 27.9 | 30.8 | 27.7 | 31 | 30.5 | 31 | 30.7 | 31.3 | 28.7 | 30.5 | 28.5 | 31.7 | 30.1 | 22.4 | 25.2 | 34.1 | 29.8 | 31 | 30.8 | 27.1 | 29.9 | 31.4 | 31.5 | 22.4 | 33.4 | 29.7 | 32.5 | 29.5 | 21.6 | 31 | 32.1 | 0
6953 | 36.3 | 30.6 | 26.6 | 28 | 28.8 | 23.5 | 25.7 | 28.5 | 27.5 | 35.5 | 33 | 27.6 | 35.6 | 29.8 | 20.4 | 25.4 | 24.2 | 29.4 | 29.8 | 27.4 | 30 | 29.6 | 25.8 | 29.4 | 33.3 | 36 | 37.7 | 30.2 | 26 | 29.8 | 26.2 | 27.2 | 30.3 | 29.9 | 29.2 | 29.9 | 27.4 | 29.6 | 28.4 | 30.5 | 28.7 | 22.4 | 22.8 | 33.3 | 29 | 29.4 | 30 | 25.8 | 28.8 | 31.3 | 29 | 22.4 | 33.4 | 29.2 | 32 | 27.6 | 21.6 | 30.1 | 32.8 | 0
6954 | 34.3 | 28.2 | 25.6 | 27.4 | 26.7 | 23.3 | 25 | 27.5 | 26.4 | 34.1 | 32.6 | 26.6 | 33.5 | 28.7 | 21.1 | 24.1 | 23.4 | 27.1 | 28.7 | 25.5 | 28.8 | 28.3 | 23.9 | 27.5 | 30.3 | 34 | 33.9 | 28.7 | 24.8 | 29.7 | 25.4 | 26 | 29.4 | 28.9 | 26.7 | 29.8 | 26.1 | 27.8 | 25.9 | 27.7 | 28.2 | 22.4 | 22 | 33.2 | 28.6 | 27.5 | 30.3 | 24.7 | 27.4 | 29.9 | 25.7 | 20.7 | 31.6 | 28.2 | 31.2 | 25.8 | 22 | 29.5 | 32.7 | 0
6955 | 30.8 | 26.6 | 25.1 | 26.6 | 25.4 | 21.4 | 23.3 | 26.8 | 26.1 | 32.4 | 31.7 | 25.9 | 32.4 | 28.7 | 21.1 | 21.9 | 22.8 | 26 | 27.8 | 23.2 | 27.5 | 27.2 | 23.7 | 25.5 | 28.2 | 30 | 28.7 | 27.2 | 24 | 28.8 | 25 | 26 | 28.4 | 28.1 | 25 | 29 | 25.2 | 26.2 | 25.9 | 24.8 | 27.9 | 22.4 | 21.8 | 32.4 | 28.7 | 25.7 | 29.7 | 23.3 | 26.1 | 28.9 | 21.8 | 18.3 | 30.4 | 27.2 | 30 | 24.2 | 21.8 | 28.9 | 32.3 | 0
6956 | 28.3 | 25.1 | 24.7 | 26.2 | 24.3 | 21.7 | 22.5 | 26.3 | 26 | 31 | 30.2 | 25.2 | 30.4 | 25.7 | 21.1 | 20.7 | 22.4 | 25.1 | 27.2 | 22 | 26.5 | 26.2 | 22.8 | 23.6 | 26.4 | 28.5 | 26.4 | 25.6 | 24 | 28.4 | 25 | 26.3 | 27.9 | 27.4 | 24.2 | 28.8 | 24.6 | 25.5 | 26 | 22.9 | 27.9 | 22.4 | 22.8 | 31.7 | 28.6 | 24.2 | 29 | 22.4 | 25 | 28 | 18.8 | 15.8 | 28.6 | 26.7 | 29 | 23.2 | 21.8 | 28.8 | 31.2 | 0
6957 | 26.8 | 24.4 | 24.6 | 25.4 | 23.7 | 21.9 | 22 | 25.8 | 25.6 | 29.7 | 28.2 | 24.7 | 29.9 | 26.2 | 20.6 | 19.9 | 22.2 | 24.1 | 26.8 | 20.6 | 25.6 | 25.7 | 23.5 | 22.4 | 25.3 | 28 | 25 | 24.4 | 24 | 26.9 | 24.9 | 26.3 | 27.7 | 26.6 | 23.7 | 28.4 | 24.4 | 25 | 26.2 | 22 | 27.5 | 22.5 | 23 | 30.7 | 27.4 | 23.1 | 26.6 | 21.5 | 24.4 | 27.4 | 16.8 | 14.5 | 28.6 | 26.2 | 28.5 | 22.7 | 21.8 | 28.6 | 30.2 | 0
6958 | 25.3 | 23.2 | 24.4 | 24.8 | 23.2 | 21.7 | 21.5 | 25.5 | 25.5 | 29.3 | 26.3 | 24.2 | 28.4 | 26.2 | 20.6 | 19.7 | 22.2 | 23.7 | 26.6 | 20.4 | 25 | 25.1 | 22.5 | 21.7 | 24.8 | 27.2 | 24 | 23.5 | 23.9 | 26.1 | 24.8 | 26.3 | 26.5 | 25.8 | 23.4 | 28 | 24.2 | 24.5 | 26.2 | 21.3 | 27.3 | 22.4 | 23.3 | 29.1 | 27.3 | 22.5 | 24.5 | 21.2 | 24 | 27.4 | 16.2 | 14.2 | 28 | 26 | 28.5 | 22.6 | 21.8 | 28.5 | 28.9 | 0
6959 | 24 | 22.4 | 24.4 | 24 | 23.1 | 21.5 | 20.8 | 25.2 | 25.3 | 28.5 | 25 | 23.8 | 27.6 | 26.2 | 20.6 | 18.9 | 22.4 | 23.2 | 26.4 | 20.4 | 24.3 | 24.7 | 22.2 | 21.2 | 24.2 | 26.1 | 23.2 | 23 | 23.4 | 25 | 24.4 | 26.3 | 26 | 24.6 | 22.8 | 27.8 | 24 | 23.7 | 26.2 | 20.5 | 27.1 | 22.4 | 22.4 | 28.2 | 27.1 | 22 | 22 | 21 | 23.6 | 26.8 | 16.4 | 15 | 28.4 | 25.9 | 28 | 22.6 | 22 | 27.8 | 28.2 | 0
6960 | 22.8 | 22.1 | 24.2 | 23.8 | 22.3 | 20.7 | 20.8 | 24.9 | 25 | 27.6 | 24.6 | 23.4 | 25.2 | 24.1 | 20.6 | 18.4 | 22.8 | 23 | 26.1 | 21.7 | 23.7 | 23.9 | 20.3 | 20.3 | 23.3 | 26.1 | 22.5 | 22.5 | 22.9 | 25 | 24.1 | 26.3 | 25.2 | 23.4 | 22.2 | 27.9 | 23.6 | 23.1 | 25.9 | 20.2 | 26.8 | 22.3 | 21.9 | 27.4 | 25.1 | 21.4 | 21.2 | 21.3 | 22.8 | 25.2 | 16.8 | 15.6 | 27.3 | 25.7 | 26.5 | 22.5 | 22 | 27.4 | 27.4 | 0
6961 | 22.3 | 21.6 | 33.2 | 23.5 | 22.2 | 19.8 | 20.6 | 24.7 | 24.9 | 27.7 | 24.6 | 23.1 | 23.9 | 24.6 | 20.6 | 18 | 23.2 | 22.6 | 25.5 | 22.5 | 23.3 | 23.2 | 20.3 | 18.9 | 22.6 | 26 | 21.7 | 22.1 | 22.2 | 24.3 | 23.6 | 26 | 25 | 22.2 | 21.8 | 27.7 | 23.1 | 22.7 | 25.9 | 19.5 | 26.9 | 22.1 | 20.9 | 27.1 | 25 | 20.7 | 20.7 | 21.3 | 21.7 | 24.9 | 16.5 | 15.9 | 27 | 25.6 | 25.5 | 21.8 | 22 | 27.2 | 27 | 0
6962 | 23.2 | 21.4 | 30.2 | 23.6 | 21.4 | 19.8 | 20.3 | 24.5 | 24.7 | 27.4 | 24.8 | 22.6 | 22.2 | 24.7 | 20.6 | 17.4 | 23.6 | 22.4 | 24.8 | 23.4 | 22.8 | 22.7 | 20.6 | 17 | 21.3 | 23.6 | 20.7 | 21.4 | 21.8 | 24 | 23.2 | 25.7 | 24.7 | 21.4 | 21.5 | 27.6 | 22.6 | 22.3 | 25.9 | 19.1 | 26.6 | 22 | 20.8 | 26.8 | 24.7 | 19.8 | 21.2 | 21.2 | 20.4 | 24.7 | 15.6 | 15.4 | 25.8 | 25.5 | 25.3 | 21 | 22 | 26.6 | 26.4 | 0
6963 | 23.2 | 21.1 | 26.2 | 23.4 | 21.1 | 20 | 20.3 | 23.9 | 24.5 | 26.7 | 24.5 | 22.1 | 22.5 | 24.7 | 20.6 | 17.3 | 23.8 | 22 | 24.1 | 23 | 22.7 | 22.2 | 23.7 | 15.5 | 20.6 | 23.6 | 20.1 | 20.7 | 21.5 | 22.5 | 22.6 | 25.4 | 24.2 | 21 | 21.2 | 27.6 | 22.3 | 22 | 25.6 | 18.8 | 25 | 22 | 20.4 | 26.7 | 24.2 | 19.2 | 20.9 | 20.6 | 19.4 | 24.4 | 14.2 | 14.9 | 26.1 | 25.3 | 25.3 | 20.1 | 22 | 26 | 26.4 | 0
6964 | 22.5 | 20.5 | 22.2 | 23.5 | 20.8 | 20 | 20.5 | 23 | 24.5 | 26.3 | 23.5 | 21.6 | 22.4 | 25 | 20.6 | 16.9 | 24 | 21.6 | 23.8 | 22.7 | 22.3 | 22.2 | 25.8 | 14.7 | 20 | 22.6 | 19.3 | 20.1 | 21.8 | 21.7 | 22.5 | 25.2 | 23.7 | 21.3 | 21.2 | 27.7 | 22.1 | 21.3 | 24.9 | 18.8 | 25.4 | 22.2 | 20.9 | 26.2 | 24.2 | 19.2 | 21.2 | 20.4 | 18.9 | 24.2 | 13.4 | 14.5 | 25.6 | 25.1 | 25.4 | 19.9 | 22.2 | 25.6 | 26.4 | 0
6965 | 23.3 | 20.1 | 22 | 24.4 | 20.6 | 20.5 | 20.6 | 22.1 | 24.5 | 25.5 | 23.6 | 21.2 | 24.8 | 23.7 | 20.6 | 16.9 | 22 | 21.6 | 25 | 20.4 | 22.1 | 22.2 | 21 | 17 | 19.9 | 22.6 | 18.6 | 20 | 21.2 | 21.6 | 22.4 | 24.9 | 23.4 | 20.4 | 20.7 | 27.4 | 22.4 | 21.2 | 24.9 | 18.8 | 25.6 | 21.6 | 21.4 | 26.2 | 24.1 | 20 | 19.4 | 17.8 | 20.6 | 24 | 14.8 | 15 | 25.2 | 24.9 | 25.2 | 21.2 | 22.2 | 25.3 | 26.9 | 0
6966 | 24.2 | 20.1 | 21.9 | 24.1 | 20.3 | 20.6 | 20.4 | 21.9 | 24.4 | 25.2 | 23.8 | 21.3 | 24.2 | 23.7 | 20.6 | 16.4 | 22.8 | 21.2 | 26.7 | 20.9 | 21.8 | 22.2 | 22.3 | 18.2 | 19 | 22.7 | 17.5 | 21 | 21.9 | 22.4 | 24 | 24.9 | 23.1 | 21.5 | 20.5 | 27.2 | 23.3 | 20.8 | 24.8 | 18 | 24.9 | 21.6 | 21.2 | 25.8 | 24.3 | 21 | 20.4 | 19.6 | 21.5 | 23.6 | 16.8 | 16 | 24.7 | 24.9 | 25.3 | 22.8 | 22 | 25 | 26.9 | 0
6967 | 24.2 | 20 | 22.5 | 24 | 20.3 | 20.5 | 20.4 | 22.5 | 25 | 25 | 25 | 22.3 | 24.7 | 24.1 | 20.6 | 16.1 | 23.3 | 21.1 | 27.1 | 21.5 | 21.2 | 22.2 | 22.8 | 20.5 | 18.5 | 22.6 | 17.5 | 22.5 | 23.1 | 23.6 | 25.4 | 25.9 | 23.1 | 23.2 | 20.2 | 26.9 | 24.8 | 20.4 | 24.6 | 17.9 | 25.1 | 22 | 20.9 | 25.8 | 25.2 | 22.9 | 22.5 | 21.9 | 23.2 | 23.6 | 19.8 | 17.3 | 25.6 | 24.9 | 25.3 | 24.1 | 22 | 25 | 26.9 | 0
6968 | 24.9 | 21.6 | 24.2 | 24.2 | 21.6 | 20.4 | 21.2 | 23.6 | 26.4 | 25.4 | 26.2 | 24 | 25.6 | 24.7 | 20.6 | 16.9 | 23.8 | 21.6 | 27.4 | 22.4 | 20.9 | 22.1 | 23.8 | 23.4 | 20.8 | 22.5 | 19.3 | 24.4 | 25 | 25.6 | 27.2 | 27.6 | 24.3 | 26 | 22.2 | 26.9 | 26.4 | 22 | 24.4 | 19.8 | 25.3 | 22.8 | 20.8 | 25.7 | 26.1 | 25.8 | 25.4 | 24.8 | 25.2 | 23.6 | 23 | 18.9 | 26.2 | 25.1 | 26 | 26 | 22 | 25.5 | 26.1 | 0
6969 | 27.1 | 23.2 | 26.8 | 25.1 | 24 | 21.2 | 22.7 | 24.8 | 27.5 | 28.7 | 28.6 | 26.7 | 27.9 | 26.3 | 21 | 21.3 | 23.7 | 24.4 | 25.6 | 23.6 | 23.5 | 23.4 | 23.5 | 26.1 | 26.7 | 26.3 | 26.8 | 26.2 | 26.6 | 27.2 | 28.1 | 29.4 | 26.5 | 28.2 | 25.3 | 28 | 28 | 24.2 | 23.8 | 24 | 23.6 | 23.8 | 20.9 | 28.9 | 27.5 | 28.4 | 28.4 | 26.8 | 27.2 | 25.8 | 26 | 19.8 | 28.3 | 27 | 27.3 | 27 | 23 | 27.6 | 25.6 | 0
6970 | 30.1 | 25.9 | 27.8 | 26.3 | 26.5 | 21.6 | 24.4 | 26 | 30 | 31.4 | 30.7 | 29.5 | 30 | 27.8 | 21.2 | 23.3 | 23.6 | 28 | 24.6 | 25.2 | 26.2 | 25.1 | 23.9 | 28.2 | 28.7 | 32.5 | 31 | 27.9 | 28.1 | 28.9 | 29.3 | 30.1 | 27.3 | 30.4 | 26.9 | 31.1 | 29.3 | 26.9 | 23.6 | 28.3 | 23.7 | 25 | 21.4 | 31.2 | 27.8 | 30.7 | 30.9 | 28.4 | 28.8 | 27 | 28.4 | 20.3 | 29.4 | 27.9 | 28 | 28.4 | 23 | 31.6 | 24.9 | 0
6971 | 32.1 | 28.6 | 28.7 | 27.8 | 29 | 22.1 | 25 | 27.3 | 31 | 34.2 | 33 | 32 | 32.6 | 28.3 | 22.9 | 23.6 | 23.4 | 29.9 | 23.6 | 27 | 28.7 | 27.1 | 24 | 29.4 | 30.9 | 34.8 | 34 | 29.4 | 28.8 | 29.8 | 29.8 | 26.7 | 28.9 | 31.6 | 28 | 32 | 30.2 | 29.2 | 24.1 | 29.9 | 24 | 26 | 22.2 | 33.9 | 28.1 | 32 | 32.6 | 28.8 | 30 | 27.9 | 30.2 | 19.8 | 31 | 29.1 | 29.3 | 29.4 | 22.8 | 34.7 | 25.6 | 0
6972 | 33.5 | 29.9 | 29.2 | 28.9 | 30.5 | 22.8 | 26.9 | 28.8 | 32 | 36.5 | 34.1 | 33.4 | 34.2 | 28.3 | 25.9 | 24.3 | 23.7 | 31.3 | 25 | 28.7 | 30.3 | 27.7 | 25.4 | 30.1 | 32.2 | 35.9 | 35.8 | 30.9 | 29.2 | 30.8 | 30.9 | 25.3 | 29.1 | 32.7 | 29.6 | 32.5 | 30.6 | 30.4 | 25.2 | 31.7 | 24.1 | 26.9 | 23.3 | 35.3 | 30.8 | 32.8 | 33.4 | 29.1 | 30.7 | 29.1 | 31.4 | 19.2 | 31.1 | 30.3 | 31.3 | 31.1 | 23 | 33.6 | 26.4 | 0
6973 | 34.9 | 30.4 | 29.7 | 29.6 | 31.3 | 23.4 | 27.2 | 30.2 | 32 | 37.2 | 35 | 33.7 | 35.9 | 27.3 | 25.9 | 25.8 | 24 | 31.8 | 26.5 | 29.9 | 31.1 | 27.8 | 26.2 | 30.4 | 33.3 | 36.1 | 37.3 | 31.8 | 28.8 | 30.9 | 31 | 25.3 | 29 | 32.8 | 30 | 31.6 | 30.7 | 30.2 | 25.9 | 32.3 | 24.7 | 27.5 | 24.2 | 36.8 | 30.8 | 32.9 | 33.5 | 28.7 | 31.3 | 30 | 32.2 | 18.3 | 32 | 30.4 | 32.3 | 31.8 | 23.4 | 33.2 | 27.7 | 0
6974 | 35.3 | 31.4 | 29.2 | 29.4 | 31.5 | 23.5 | 27.1 | 31.3 | 30.6 | 37.5 | 34.8 | 32.8 | 36.6 | 29.2 | 26.9 | 26.8 | 24.4 | 32.4 | 28.8 | 30.4 | 32 | 26.5 | 27.2 | 30.8 | 34.5 | 36.6 | 38 | 32.4 | 28.4 | 31 | 31 | 26.1 | 28.9 | 32.8 | 30.9 | 31 | 30.4 | 30.1 | 26.1 | 33.1 | 25.1 | 27.8 | 24.8 | 37.2 | 30.8 | 32.8 | 33.2 | 28.4 | 31.6 | 25.9 | 32.4 | 18 | 32.2 | 30.5 | 32.5 | 32.2 | 23.8 | 32.4 | 28.8 | 0
6975 | 35.4 | 31.4 | 29.9 | 28.8 | 31.6 | 24.1 | 26.9 | 31.6 | 30.6 | 37.1 | 34.8 | 31.5 | 37.4 | 28.3 | 27.7 | 27.3 | 24.2 | 32.3 | 29.1 | 30.1 | 32.1 | 26.5 | 26.4 | 30.9 | 34 | 37 | 38.6 | 32.1 | 27.6 | 30.2 | 29.5 | 27.9 | 28.9 | 31.9 | 30.9 | 31.5 | 30 | 29.9 | 26.6 | 33.4 | 25.1 | 27.7 | 24.8 | 38 | 30.8 | 32.1 | 32.6 | 27.5 | 31.8 | 25.8 | 32 | 17.7 | 33.8 | 30.5 | 33.1 | 30.8 | 24.3 | 32.2 | 30.3 | 0
6976 | 35.4 | 31.4 | 29.7 | 27.8 | 31.8 | 25.9 | 21.5 | 31.3 | 29 | 36.8 | 34 | 29.8 | 36.8 | 28.8 | 27.8 | 27.2 | 24 | 31.8 | 29.1 | 29.1 | 32.1 | 24.8 | 25.6 | 30.7 | 33.9 | 37 | 39.3 | 31.2 | 26.9 | 29.7 | 28.1 | 27.9 | 28.1 | 31.2 | 30.9 | 30.6 | 29.3 | 29.5 | 26.5 | 33.3 | 25.1 | 27.2 | 24.5 | 38 | 30.8 | 31.4 | 31.6 | 26.7 | 31.3 | 25.8 | 30.4 | 17.9 | 34.1 | 30.3 | 32.8 | 29.4 | 24.3 | 32.2 | 31.5 | 0
6977 | 34.9 | 30.4 | 29.2 | 27 | 30.3 | 25.6 | 25.6 | 30.3 | 28 | 36.4 | 33.4 | 28.4 | 35.6 | 27.8 | 27.4 | 26.7 | 23.4 | 29.9 | 27.4 | 28 | 31.2 | 24.8 | 23.8 | 29.6 | 32.7 | 36.5 | 38.5 | 29.6 | 26 | 28.6 | 26.2 | 27.5 | 28.2 | 30 | 29.7 | 30.2 | 28.4 | 28.3 | 26.3 | 32.3 | 25.5 | 26.2 | 23.9 | 37.1 | 30.7 | 30 | 30.2 | 25.4 | 30.4 | 26 | 28 | 17.8 | 34.4 | 30.1 | 30.1 | 27.2 | 24 | 31.7 | 32.8 | 0
6978 | 33 | 28.3 | 28.2 | 26.2 | 27.2 | 24.6 | 24.7 | 28.9 | 27.6 | 35 | 32.1 | 27.1 | 32.7 | 27.3 | 26.4 | 24.5 | 23.1 | 27.4 | 26.7 | 27 | 29.7 | 24.7 | 23.2 | 27.7 | 29.6 | 34.8 | 34 | 28.1 | 25.4 | 28 | 25.6 | 27.1 | 27.7 | 29.3 | 26.5 | 29.1 | 27.3 | 26.5 | 25.8 | 27.7 | 25.6 | 24.9 | 23.4 | 36.2 | 29.7 | 28.5 | 28.4 | 24.3 | 28.8 | 26.3 | 24.9 | 17.6 | 32.3 | 28.4 | 25.3 | 26.3 | 24.2 | 30.8 | 33.2 | 0
6979 | 27.5 | 25.9 | 27.2 | 25.9 | 25.8 | 23.8 | 23.9 | 27.2 | 26 | 32.3 | 31.4 | 26.3 | 29.9 | 26.8 | 25.7 | 22.9 | 22.8 | 26 | 25.6 | 26.2 | 28.6 | 24 | 22.3 | 25.3 | 27.9 | 32.2 | 29.9 | 26.5 | 24.6 | 26.9 | 25.2 | 26.4 | 27.1 | 28.1 | 25 | 28.5 | 26.5 | 25.1 | 25.6 | 24.6 | 25.6 | 23.3 | 23 | 33.7 | 29.5 | 26.6 | 26.4 | 22.8 | 27.1 | 25.9 | 21.9 | 16.5 | 30.5 | 27.5 | 25.8 | 25.3 | 24 | 30.2 | 33.1 | 0
6980 | 24.5 | 24.6 | 25.9 | 25.6 | 24.7 | 23 | 23.5 | 25.3 | 25.6 | 30.6 | 30.4 | 25.6 | 27 | 26.3 | 25.1 | 21.9 | 22.8 | 25.4 | 25.8 | 25.6 | 27.4 | 23.3 | 22.6 | 22.8 | 26.5 | 30.5 | 27.8 | 25.5 | 24 | 26 | 25.8 | 26.2 | 26.6 | 27.2 | 24.1 | 28.1 | 25.8 | 24.2 | 25.3 | 22.9 | 25.4 | 22 | 22.8 | 32.7 | 29 | 24.8 | 24.4 | 21.8 | 25.6 | 25.5 | 19.6 | 15.4 | 28 | 27.1 | 22.5 | 25.4 | 24 | 29.4 | 31.9 | 0
6981 | 23.3 | 23.9 | 25.2 | 25.5 | 23.9 | 22.8 | 22.9 | 24 | 25 | 28.9 | 30.3 | 25.2 | 25.8 | 25.8 | 24.9 | 21.2 | 22.6 | 24.4 | 25.2 | 25 | 26.4 | 23.1 | 22.1 | 20.8 | 25.6 | 29.1 | 26.6 | 24.7 | 23.3 | 24.6 | 25.7 | 26.2 | 26.5 | 25.7 | 23.8 | 28 | 25.5 | 23.1 | 25.2 | 21.9 | 25.1 | 21.1 | 22.6 | 31.8 | 27.6 | 23.1 | 22.9 | 20.6 | 24.7 | 25 | 18.4 | 14 | 27.5 | 26.5 | 22.8 | 24.8 | 23.8 | 28.7 | 30.5 | 0
6982 | 22 | 23.3 | 24.9 | 25.3 | 23.1 | 22.7 | 22.4 | 23.1 | 25 | 28.5 | 29.7 | 24.6 | 25.1 | 25.8 | 24.4 | 20.7 | 22.7 | 24.3 | 25.6 | 24.2 | 25.5 | 23 | 22.3 | 19.9 | 24.8 | 28 | 25.3 | 24.4 | 23.1 | 23.8 | 25.9 | 26.3 | 26.1 | 24.8 | 23.3 | 28.1 | 25.4 | 22.6 | 25.1 | 20.8 | 24.6 | 20.8 | 22.6 | 30.7 | 27.5 | 22.3 | 22.1 | 20.2 | 24.3 | 25 | 18 | 13.3 | 27 | 26.5 | 23.3 | 24.6 | 23.4 | 28.4 | 28.9 | 0
6983 | 21.4 | 22.4 | 24.4 | 25 | 22.9 | 22.6 | 22.2 | 22.2 | 25 | 28.7 | 29.2 | 24.2 | 25.8 | 25.4 | 23.9 | 20 | 22.4 | 23.3 | 25 | 23.2 | 24.8 | 23 | 21.8 | 19.6 | 24.4 | 27.2 | 24.2 | 24 | 23 | 23 | 25.2 | 26.3 | 25.8 | 23.8 | 23 | 28 | 25.2 | 22.6 | 24.9 | 20.5 | 24.1 | 21 | 22.4 | 29.2 | 27 | 22 | 21.8 | 19.8 | 24.2 | 24.8 | 18 | 13 | 27.8 | 26.2 | 23.3 | 23.6 | 23.4 | 27.9 | 28.2 | 0
6984 | 20.8 | 22.2 | 24.4 | 24.5 | 22.4 | 22 | 22 | 21.6 | 24.5 | 28.9 | 27.6 | 23.5 | 26 | 24.8 | 22.9 | 19.6 | 22.3 | 23.3 | 25.4 | 22 | 24.4 | 22.9 | 22.1 | 19.8 | 25 | 26.5 | 23.8 | 23.6 | 23.3 | 23.2 | 24.9 | 26.3 | 24.8 | 23.7 | 22.5 | 27.9 | 24.7 | 21.9 | 24.4 | 20 | 24.1 | 21.6 | 22.3 | 27.8 | 24.6 | 22.4 | 21.8 | 20 | 23.9 | 24.4 | 17.6 | 13.6 | 27.3 | 25.5 | 23.6 | 23.2 | 23.2 | 27.2 | 27.8 | 0
6985 | 20.3 | 21.4 | 24.2 | 24.3 | 22 | 22.1 | 21.7 | 21.3 | 24.5 | 27.6 | 26.2 | 23 | 26.5 | 24.6 | 22.7 | 19.3 | 21.9 | 22.8 | 24.7 | 20.9 | 23.8 | 22.9 | 21.5 | 19.6 | 24.9 | 26.7 | 22.7 | 22.8 | 23.2 | 23.1 | 23.8 | 26.4 | 24.1 | 23.2 | 22.3 | 27.9 | 23.9 | 21.4 | 24.4 | 19.4 | 23.9 | 22.1 | 22.1 | 27.2 | 24.6 | 22.4 | 21.6 | 19.6 | 23.3 | 24.1 | 16.8 | 14.2 | 27.3 | 25.4 | 23.7 | 22.2 | 23 | 26.5 | 25.4 | 0
6986 | 19.7 | 20.9 | 24.2 | 24.2 | 21.5 | 21.9 | 21.5 | 20.9 | 24.5 | 26.9 | 24.4 | 22.4 | 26 | 24.3 | 22.7 | 19 | 21.8 | 22.4 | 24.8 | 20.2 | 23.6 | 22.7 | 21.6 | 19 | 24.7 | 23.9 | 21.3 | 21.8 | 23 | 23.2 | 23.2 | 26.4 | 23.9 | 22.8 | 21.8 | 27.8 | 23 | 20.9 | 24.4 | 18.8 | 23.9 | 22.4 | 22 | 26.2 | 24.6 | 22.2 | 21 | 19.2 | 22.2 | 23.4 | 15.4 | 14.8 | 26 | 25.2 | 23.4 | 21.8 | 22.8 | 25.7 | 24.3 | 0
6987 | 19.1 | 20.5 | 24.2 | 24.4 | 21.2 | 21.4 | 21.3 | 20.5 | 24.5 | 26.3 | 23.8 | 22 | 25.9 | 24.3 | 22.7 | 18.5 | 21.5 | 22 | 24 | 19.9 | 23.1 | 22.7 | 20.8 | 17.9 | 24.1 | 23.2 | 20.5 | 20.6 | 22.2 | 22.5 | 22.1 | 26.3 | 23.6 | 21.6 | 21.7 | 27.6 | 22.3 | 20.7 | 24.4 | 18.3 | 24 | 22.3 | 21.8 | 25.8 | 24.5 | 21.2 | 20.1 | 18.1 | 21.2 | 23.3 | 14.3 | 14.8 | 25.8 | 25.2 | 23.3 | 20.8 | 22.3 | 25.2 | 24.1 | 0
6988 | 20.2 | 20.4 | 24.2 | 24.4 | 21 | 21.2 | 20.9 | 20.2 | 24.4 | 26.2 | 23.2 | 21.4 | 25.1 | 24 | 22.4 | 18.4 | 21.7 | 21.8 | 24.6 | 20 | 23.1 | 22.6 | 21 | 17.1 | 24.1 | 23.5 | 21.2 | 20 | 21.6 | 22.1 | 22.2 | 25.9 | 23.7 | 20.9 | 21.3 | 27.6 | 22 | 20.7 | 24.4 | 18.1 | 24 | 21.9 | 21.7 | 25.1 | 24.3 | 20.4 | 19.4 | 17.7 | 20.5 | 23.3 | 13.9 | 14.9 | 24.9 | 25.1 | 23.3 | 21 | 22.3 | 24.4 | 24 | 0
6989 | 19.4 | 20.3 | 23.2 | 23 | 20.5 | 21.3 | 20.9 | 19.8 | 24 | 26.2 | 26 | 21.2 | 22 | 23.8 | 22.4 | 18 | 20.6 | 21.8 | 25 | 20.6 | 22.8 | 22.6 | 19.2 | 17.8 | 23.2 | 23.1 | 19.5 | 21 | 21.4 | 21.2 | 21.2 | 25.4 | 23.9 | 22 | 21.2 | 27.6 | 24.4 | 20.7 | 24.4 | 17.8 | 24.1 | 18.6 | 20.8 | 24.7 | 24.1 | 19.4 | 20.4 | 18.4 | 21 | 23.2 | 15.8 | 11.8 | 25.8 | 25 | 23.4 | 20 | 22.3 | 24.2 | 25.7 | 0
6990 | 18.5 | 20.2 | 22.2 | 23.1 | 20.4 | 21.4 | 20.7 | 20.5 | 24 | 25.6 | 26.4 | 21.7 | 21.6 | 23.8 | 21.9 | 17.8 | 21.1 | 21.5 | 26.9 | 21.5 | 22.6 | 22.6 | 21.3 | 19 | 22.8 | 23 | 18.3 | 22 | 22.7 | 21.7 | 21.9 | 25.3 | 24 | 23.2 | 21.2 | 27.4 | 25.3 | 20.8 | 24.5 | 17.7 | 24 | 19 | 20.9 | 24.2 | 22.6 | 20.6 | 21.4 | 20.2 | 21.9 | 22.9 | 16.9 | 14.9 | 26.5 | 25 | 23.5 | 22.1 | 22 | 23.8 | 26.4 | 0
6991 | 18.8 | 19.9 | 22.2 | 24.1 | 20.4 | 21.5 | 20.6 | 21.7 | 24.6 | 25.7 | 27.3 | 22.8 | 22.2 | 24.1 | 21.7 | 17.3 | 21.6 | 21.4 | 27.6 | 23 | 22.6 | 22.6 | 23.2 | 21.5 | 21.3 | 22.6 | 17.8 | 23.4 | 24.1 | 23.1 | 23.1 | 25.7 | 24 | 24.9 | 21.1 | 27.2 | 26.2 | 21.2 | 24.5 | 17.1 | 24 | 20.3 | 21 | 23.7 | 22.6 | 22.2 | 23 | 22.5 | 23.5 | 22.9 | 18.9 | 18.1 | 27.2 | 25 | 23.6 | 24.3 | 22.4 | 22.8 | 27.8 | 0
6992 | 20 | 20.9 | 23.7 | 25.2 | 22.2 | 23.5 | 20.7 | 23.3 | 26.2 | 26.3 | 28.6 | 24.4 | 23.8 | 25.8 | 22 | 17.3 | 22.4 | 21.5 | 28 | 25 | 22.6 | 22.6 | 25.8 | 23.6 | 23.8 | 24 | 20.4 | 25.4 | 26 | 24.6 | 25.6 | 27.3 | 24.1 | 27.1 | 22.5 | 27.9 | 27.4 | 23.2 | 24.5 | 18.4 | 24.4 | 22 | 21.8 | 24.8 | 22.6 | 25.4 | 25.2 | 24.8 | 25.6 | 24.1 | 21.4 | 20.8 | 28.2 | 25.3 | 23.9 | 26.8 | 23.2 | 22.5 | 29.5 | 0
6993 | 25.6 | 22.8 | 27.1 | 27.2 | 25.3 | 24 | 21 | 25.1 | 28.3 | 28.9 | 29.9 | 26.5 | 26.2 | 27.1 | 24 | 21.4 | 22.8 | 25.2 | 26.4 | 26.8 | 26.4 | 22.7 | 26.4 | 26.6 | 27.2 | 27.4 | 26.8 | 27.1 | 27.4 | 26.6 | 27.5 | 28.3 | 24.7 | 29.1 | 25.4 | 29.3 | 28.2 | 26.1 | 24.9 | 24.6 | 26.4 | 23.9 | 22.9 | 30.4 | 25.4 | 27.6 | 27.5 | 26.5 | 27.6 | 26.6 | 24.5 | 21.7 | 29 | 26.8 | 25.4 | 28.3 | 24.2 | 25.9 | 31.1 | 0
6994 | 30 | 26.3 | 28.6 | 28.7 | 28 | 25.6 | 21.3 | 26.8 | 28.5 | 32.5 | 31.3 | 28.6 | 28.9 | 27.6 | 25.2 | 24 | 23.2 | 28.9 | 25.2 | 28.4 | 29.3 | 22.7 | 27 | 28.5 | 28.6 | 32.2 | 31.9 | 28.8 | 28.8 | 28.2 | 29.6 | 29.3 | 25.8 | 30.9 | 27.9 | 30.7 | 29 | 28 | 24.9 | 29.6 | 27 | 25.2 | 24.8 | 32 | 26.5 | 30.3 | 29.8 | 27.7 | 29.2 | 27.7 | 27.2 | 21.3 | 29.9 | 27.9 | 26.4 | 29.8 | 25.3 | 30.5 | 32.3 | 0
6995 | 32.3 | 28.4 | 30.1 | 30.4 | 30.6 | 26.2 | 22.8 | 28.2 | 29.8 | 34 | 32.4 | 30.6 | 31.4 | 28.6 | 26.7 | 24.2 | 23.4 | 30.2 | 23.9 | 29.6 | 31.8 | 22.8 | 26.2 | 30.6 | 31.2 | 34 | 34.6 | 30 | 29.6 | 29.6 | 30.6 | 30.7 | 26.7 | 32.2 | 29.3 | 31.8 | 29.4 | 29.2 | 25.9 | 32.8 | 28.5 | 26 | 26.7 | 33.9 | 28.5 | 31.4 | 31.6 | 28.4 | 30.4 | 29.2 | 29.6 | 19.8 | 30.6 | 29.3 | 27.9 | 30.6 | 26 | 33.6 | 32.9 | 0
6996 | 34.7 | 29.9 | 30.6 | 31.2 | 31.8 | 27.2 | 25 | 29.3 | 31.3 | 35.2 | 33.4 | 32 | 33.3 | 29.8 | 28.7 | 24.8 | 23.9 | 31 | 24.7 | 30.8 | 33.8 | 22.8 | 26.5 | 31.2 | 32.5 | 34.6 | 36.4 | 31.1 | 30.5 | 30.2 | 31.6 | 30.6 | 27.2 | 33.2 | 30.1 | 30.4 | 30 | 29.9 | 26.9 | 34.6 | 28.7 | 26 | 28.6 | 34.8 | 31.1 | 32.9 | 33 | 29 | 31.2 | 30.3 | 31 | 18.5 | 31.4 | 29.7 | 28.9 | 31.8 | 26.7 | 35.5 | 32.9 | 0
6997 | 35.6 | 30.4 | 31.6 | 32.1 | 32.6 | 28.1 | 26 | 30.1 | 30.9 | 36.3 | 34 | 32.6 | 34.5 | 29.7 | 28.7 | 26.5 | 24.1 | 31.2 | 25.6 | 31.7 | 34.6 | 22.8 | 25.8 | 32.1 | 33.5 | 35.5 | 37.9 | 31.6 | 30.6 | 30.9 | 31.4 | 32 | 27.3 | 33.5 | 30.7 | 30.9 | 30.2 | 30.2 | 27.4 | 34.7 | 29 | 25.9 | 29.3 | 36 | 31.1 | 32.9 | 33.6 | 29.3 | 31.6 | 30.6 | 31.8 | 17.6 | 31.9 | 29.8 | 29.9 | 32.2 | 27 | 35.3 | 32.4 | 0
6998 | 36.1 | 31.4 | 29.4 | 32.4 | 33.2 | 28.1 | 28 | 30.7 | 29.8 | 36.9 | 34.4 | 32.4 | 35 | 30.1 | 29.2 | 28.3 | 24.4 | 31.4 | 27.5 | 32.4 | 34.6 | 22.8 | 26 | 32 | 34 | 36.1 | 39 | 32 | 30.6 | 31.2 | 31 | 31.9 | 28.1 | 33.4 | 30.7 | 30.9 | 30.4 | 29.3 | 27.4 | 34.9 | 29.4 | 25.7 | 28.9 | 36.7 | 31.2 | 33 | 33.4 | 29.4 | 31.8 | 31.1 | 31.6 | 17.6 | 32.2 | 30.2 | 30.8 | 32.4 | 27 | 33.4 | 31.8 | 0
6999 | 36.3 | 31.4 | 29.1 | 33 | 33.2 | 28.2 | 28 | 30.9 | 27 | 36.8 | 34.3 | 31.6 | 34.9 | 29 | 28.5 | 28.6 | 24.1 | 31.4 | 27.7 | 32.4 | 34.8 | 22.8 | 24.6 | 32.3 | 34 | 36.4 | 39 | 31.6 | 29.6 | 31.7 | 29.4 | 31.5 | 27.3 | 32.5 | 30.8 | 30.8 | 29.9 | 29.3 | 27.6 | 35.6 | 29.1 | 25.8 | 27 | 37.3 | 31.3 | 31.4 | 32.2 | 28.8 | 31.5 | 31.3 | 30.9 | 17.7 | 31.9 | 30.3 | 30.9 | 31.2 | 27 | 34 | 31.1 | 0
7000 | 36.3 | 31.4 | 28.3 | 32.6 | 33.2 | 26.2 | 27.6 | 30.5 | 26.3 | 36.8 | 33.8 | 30.2 | 34.3 | 27.1 | 27.7 | 27.1 | 23.8 | 30.5 | 27.7 | 31.8 | 34.9 | 22.8 | 24 | 31.2 | 34 | 36.4 | 38.4 | 30.9 | 28.6 | 31.6 | 28.3 | 29.7 | 26.3 | 31.3 | 30.7 | 30.1 | 29.3 | 29.5 | 27.6 | 35.1 | 28.9 | 25.6 | 25 | 37.4 | 31.4 | 30.2 | 30.6 | 27.7 | 30.7 | 31.2 | 29.1 | 18 | 31.3 | 29.8 | 27.7 | 29.8 | 26.6 | 33.5 | 30.4 | 0
7001 | 35.8 | 30.4 | 27.1 | 32 | 30.9 | 25.2 | 26.6 | 29.3 | 26 | 36.1 | 33 | 28.8 | 33.2 | 27.1 | 26.2 | 27 | 23.2 | 28.9 | 26.2 | 30.4 | 33.1 | 22.8 | 22.4 | 30 | 33 | 36 | 37.6 | 29.6 | 27.2 | 31.2 | 26.8 | 29.7 | 25.3 | 29.7 | 29.7 | 29.9 | 28.2 | 29 | 27.4 | 33.5 | 28.1 | 25.4 | 23 | 36.5 | 31.3 | 28 | 28.4 | 26 | 29.4 | 30.1 | 27 | 17.8 | 30.4 | 29.4 | 26.4 | 27.6 | 26 | 33.3 | 29.7 | 0
7002 | 33.3 | 27.9 | 26 | 30.2 | 28.3 | 23.6 | 25.6 | 27.4 | 25.7 | 34.6 | 32 | 27.4 | 31.6 | 26.6 | 25 | 25.1 | 23 | 26.8 | 25.5 | 28.7 | 31.6 | 22.6 | 22.2 | 27.3 | 30.7 | 34.5 | 32.7 | 28.2 | 26.4 | 29.8 | 26.4 | 28.7 | 25.1 | 28.4 | 27 | 29 | 27.4 | 27.6 | 26.9 | 28.9 | 27.4 | 24.6 | 22.2 | 35.2 | 29.5 | 26.9 | 26.4 | 24.3 | 27.8 | 28.7 | 24.2 | 17.6 | 29.7 | 27.9 | 25.9 | 26.2 | 25.8 | 31.9 | 28.9 | 0
7003 | 30 | 25.4 | 25.6 | 28.4 | 26.6 | 22.7 | 24.5 | 25.5 | 25.6 | 32.7 | 31 | 26.4 | 29.4 | 26.5 | 24.2 | 23.5 | 22.7 | 25.6 | 24.4 | 26.6 | 29.7 | 22.5 | 21.3 | 25.3 | 28.3 | 31.9 | 29 | 26.4 | 25.5 | 28.2 | 25.7 | 28.2 | 24.9 | 27 | 25.7 | 28.4 | 26.5 | 26.7 | 26.9 | 25.4 | 26.9 | 23.6 | 22 | 33.2 | 29.4 | 25 | 24.4 | 22.6 | 26.1 | 27.4 | 21.9 | 17.1 | 29 | 27 | 25.4 | 24.9 | 25 | 30.5 | 28.1 | 0
7004 | 25.6 | 24.6 | 25.5 | 26.4 | 25.5 | 22.4 | 23.7 | 24 | 25.6 | 30.9 | 30.2 | 25.6 | 27.2 | 26.5 | 23.7 | 22.2 | 22.8 | 24.6 | 24.6 | 25 | 28.3 | 22.5 | 21.4 | 23.2 | 27.1 | 30.4 | 26.9 | 25 | 25.2 | 26.4 | 25.6 | 27.9 | 24.8 | 26 | 25 | 28 | 26 | 26 | 26.7 | 23.9 | 26.6 | 22.6 | 22.4 | 31.1 | 29.1 | 23.8 | 23 | 21.6 | 24.8 | 26.4 | 19.8 | 17 | 28.6 | 26.7 | 25.9 | 24.6 | 24.7 | 29.7 | 31.2 | 0
7005 | 24.6 | 23.7 | 25.3 | 25.5 | 24.7 | 22.2 | 22.8 | 23.1 | 25.4 | 29.8 | 29.6 | 25.1 | 25.2 | 26.2 | 23.7 | 21.2 | 22.6 | 24 | 24.2 | 23.8 | 27.1 | 22.5 | 20.4 | 22.9 | 26.3 | 28.9 | 25.5 | 23.7 | 24.5 | 25.3 | 24.8 | 27.3 | 24.6 | 25 | 24 | 27.5 | 25.5 | 25.5 | 26.4 | 22.6 | 26.5 | 22.1 | 22.3 | 29.6 | 28.5 | 21.7 | 21.8 | 21 | 23.9 | 25.7 | 18.8 | 16.8 | 28.1 | 26.3 | 24.4 | 24 | 24.4 | 28.9 | 30.5 | 0
7006 | 23.1 | 23.1 | 24.6 | 24.9 | 23.9 | 22 | 22.2 | 23.2 | 25.4 | 29.1 | 29.3 | 24.8 | 23.9 | 26.1 | 23.7 | 21.1 | 22.8 | 23.5 | 24.8 | 23.4 | 25.8 | 22.3 | 20.5 | 22.5 | 26.6 | 27.9 | 24.8 | 23 | 24.2 | 24.3 | 24.7 | 27 | 24.5 | 24.5 | 23.6 | 27.1 | 25.4 | 25 | 26.3 | 21.8 | 26.5 | 21.8 | 22.2 | 26.8 | 28.4 | 21 | 21.3 | 21.1 | 23.6 | 24.8 | 18.3 | 16.9 | 27.8 | 25.8 | 23.9 | 23.9 | 24 | 28.2 | 30.1 | 0
7007 | 22.4 | 22.6 | 23.3 | 25 | 23.2 | 22 | 21.4 | 23.3 | 25.3 | 28.4 | 29 | 24.4 | 23.4 | 26.1 | 23.7 | 20.7 | 22.6 | 23 | 24.5 | 23.4 | 24.8 | 22.2 | 20 | 22.6 | 25.4 | 27.4 | 25.3 | 22.6 | 23.5 | 24 | 24.4 | 26.7 | 24.3 | 24 | 23.1 | 26.8 | 25.2 | 24.4 | 26.1 | 21.1 | 26.4 | 22 | 21.6 | 26.8 | 27.4 | 20.4 | 21 | 21 | 23.6 | 24.1 | 18.2 | 16.4 | 27.4 | 25.7 | 23.9 | 23.2 | 23.7 | 27.8 | 29 | 0
7008 | 21.7 | 22 | 23.1 | 24.7 | 22.6 | 21.4 | 20.6 | 23 | 25.3 | 27.9 | 28.8 | 23.9 | 23.6 | 25.8 | 23.3 | 20.2 | 22.7 | 22.1 | 25 | 23.7 | 23.7 | 21.9 | 20.9 | 21.1 | 24.6 | 25.9 | 25.6 | 22.6 | 23.3 | 23.4 | 25 | 26.1 | 24.2 | 23.8 | 22.8 | 26.4 | 25.3 | 24.2 | 25.8 | 20.6 | 26 | 21.9 | 21.4 | 25.9 | 24.9 | 21.6 | 21.1 | 20.8 | 23.6 | 23.6 | 17.7 | 15.7 | 27.1 | 25.3 | 23.7 | 22.7 | 23.6 | 27 | 28.4 | 0
7009 | 21.2 | 21.6 | 23.3 | 24.5 | 22.3 | 21.2 | 20.3 | 22.1 | 25.3 | 27.7 | 28.3 | 23.2 | 24 | 25.6 | 23.3 | 19.7 | 22.3 | 22 | 24.4 | 23.4 | 23.2 | 21.9 | 20.6 | 19.8 | 24 | 25.9 | 25.2 | 22.3 | 22.6 | 22.9 | 24.9 | 25.9 | 24.3 | 23.3 | 22.4 | 26.4 | 25 | 23.8 | 25.5 | 20 | 25.9 | 21.5 | 21 | 26.6 | 24.8 | 22 | 20.9 | 20 | 23.3 | 23.1 | 17.2 | 13.9 | 26.6 | 25.2 | 23.9 | 21.5 | 23.6 | 26.1 | 27.3 | 0
7010 | 20.7 | 20.9 | 23.3 | 23.8 | 22.2 | 21.4 | 20 | 21.2 | 25.3 | 26.6 | 27.6 | 22.4 | 24.2 | 24.6 | 23.2 | 19.2 | 22 | 21.7 | 24.4 | 22.8 | 22.8 | 21.8 | 20.8 | 17.6 | 24.2 | 24.8 | 25.4 | 22 | 22.2 | 22 | 24.8 | 25.7 | 24.2 | 22.8 | 22.4 | 26.4 | 24.8 | 23.6 | 25.5 | 19.6 | 25.6 | 20.6 | 21.2 | 26.3 | 24.7 | 22.6 | 20.8 | 19 | 22.6 | 22.7 | 16.2 | 12.2 | 26.2 | 24.9 | 24.1 | 20.6 | 23.4 | 25.3 | 26.8 | 0
7011 | 19.6 | 20.3 | 21.6 | 23.5 | 21.5 | 21.5 | 19.8 | 20.4 | 25.2 | 26.4 | 26.8 | 21.7 | 23.8 | 24.1 | 23.2 | 18.8 | 21.2 | 21.3 | 23.7 | 21.7 | 22.3 | 21.7 | 19.5 | 16.9 | 24.2 | 24.4 | 25.8 | 21.3 | 21.4 | 21.5 | 23.3 | 25.7 | 24.2 | 22.1 | 22.3 | 26.8 | 24.3 | 23.3 | 25.2 | 19.3 | 25.5 | 19.7 | 21 | 25.9 | 24.5 | 21.3 | 20.4 | 18 | 21.7 | 22.1 | 15.6 | 10.6 | 25.7 | 24.8 | 23.9 | 19.4 | 23.2 | 25.3 | 25.9 | 0
7012 | 19.6 | 19.9 | 20.6 | 22.9 | 21 | 21.6 | 19.5 | 19.5 | 25.3 | 25.8 | 26.2 | 21.2 | 22.9 | 24.6 | 23 | 18.6 | 20.9 | 21.2 | 24.4 | 20.9 | 21.9 | 21.7 | 19.4 | 16.5 | 24.4 | 23.5 | 24 | 21 | 21.3 | 21 | 22.3 | 25.7 | 24.1 | 21.8 | 22.2 | 26.9 | 24.3 | 23.2 | 24.9 | 18.8 | 25.1 | 18.8 | 21.1 | 25.3 | 24.2 | 20.5 | 20.2 | 17.7 | 21 | 21.7 | 15.3 | 10.5 | 25.7 | 24.8 | 23.9 | 19.4 | 23 | 24.7 | 25.7 | 0
7013 | 19.1 | 19.5 | 20.1 | 22 | 20.7 | 21.6 | 19.3 | 18.6 | 25.3 | 26 | 26 | 22 | 19 | 24.6 | 22.7 | 18.2 | 22 | 20.7 | 22.6 | 21 | 21.6 | 21.6 | 18.4 | 16.4 | 23.5 | 23.6 | 22.3 | 20 | 23.4 | 21 | 21.2 | 25.5 | 24.1 | 21.8 | 21.9 | 26.9 | 23.4 | 22.9 | 24.9 | 18.4 | 24.3 | 18.8 | 20.8 | 25.2 | 24 | 17.4 | 19 | 18.2 | 20.6 | 21.5 | 13.6 | 14.4 | 25.6 | 24.8 | 23.8 | 21.2 | 23 | 24.3 | 25.4 | 0
7014 | 18.7 | 19.4 | 19.5 | 22.5 | 20.2 | 21.5 | 18.7 | 18.9 | 25.3 | 23.7 | 25 | 22.4 | 19 | 24.3 | 22.2 | 17.7 | 22 | 20.4 | 21.9 | 21.5 | 21 | 21.7 | 19.5 | 16.9 | 22.4 | 23.7 | 19.5 | 19.9 | 24.5 | 21.6 | 22.2 | 25.2 | 22.3 | 23.1 | 21.4 | 26.7 | 24.1 | 22.9 | 24.6 | 18.1 | 24.2 | 20.4 | 21.1 | 25.2 | 23.6 | 19.2 | 20.5 | 20 | 21.6 | 21.5 | 15.5 | 15.9 | 25.3 | 24.6 | 23.8 | 22.8 | 22.8 | 24.5 | 25.7 | 0
7015 | 18.1 | 19.4 | 19.4 | 24 | 20.2 | 21.5 | 18.7 | 19.9 | 25.9 | 24.2 | 25.1 | 23.6 | 20.4 | 24.7 | 22.2 | 17.7 | 22 | 20.1 | 21.5 | 22.3 | 20.5 | 21.7 | 20.7 | 18.8 | 21.9 | 23.7 | 18.6 | 21.1 | 25.6 | 22.7 | 23.6 | 25.9 | 22.2 | 24.5 | 21.2 | 26.4 | 25.2 | 23.2 | 24.7 | 17.4 | 24.1 | 22.4 | 21 | 25.8 | 23.1 | 22 | 22.9 | 22.1 | 23.4 | 21.6 | 18.1 | 17.9 | 25.8 | 24.8 | 23.9 | 24.8 | 22.8 | 24.5 | 25.3 | 0
7016 | 20 | 20.3 | 23.1 | 25.8 | 21.7 | 22.2 | 25 | 21.5 | 27.7 | 25.1 | 25.6 | 25.4 | 22.5 | 27.1 | 23.1 | 18.2 | 22.4 | 20.9 | 21.2 | 24.2 | 20.6 | 21.7 | 22.2 | 22.4 | 23.9 | 23.4 | 21.9 | 22.6 | 27.2 | 24 | 26 | 27.5 | 23.2 | 26.4 | 23.4 | 26.8 | 26.6 | 24 | 24.9 | 18.2 | 24.1 | 25 | 22 | 26.5 | 23.2 | 25 | 25.6 | 25 | 25.5 | 22.1 | 22 | 19.8 | 26.2 | 25.4 | 24.4 | 27.2 | 23.3 | 24.9 | 25 | 0
7017 | 25 | 22.3 | 27.1 | 28.2 | 24.8 | 23.5 | 23.2 | 23.4 | 29 | 28.2 | 27.8 | 27.7 | 25.7 | 27.9 | 25.1 | 20.8 | 22.7 | 25.8 | 21.8 | 26.1 | 22.4 | 22.9 | 23.6 | 25.9 | 27.1 | 29 | 25.7 | 25.3 | 27.9 | 25.5 | 27.8 | 29.6 | 25.1 | 28 | 26 | 28.6 | 28 | 25.3 | 26.5 | 21.9 | 25.3 | 26.3 | 22.9 | 27.7 | 28.5 | 27.6 | 28.1 | 26.8 | 27.8 | 23.8 | 25.2 | 20.8 | 27.6 | 26.8 | 25.1 | 29 | 24.4 | 28.3 | 24 | 0
7018 | 29.4 | 26.2 | 28.7 | 30.1 | 27.2 | 25.4 | 25 | 25.3 | 30 | 30.5 | 30 | 30 | 28.7 | 28.9 | 26.4 | 23 | 23.4 | 29.3 | 22.7 | 28.3 | 25.3 | 23.4 | 25.1 | 29.1 | 28.8 | 31.8 | 29.7 | 27.8 | 28.8 | 27.1 | 29.9 | 30.2 | 25.3 | 29.7 | 27.8 | 30.1 | 29.3 | 27.6 | 27.6 | 25.1 | 25.8 | 27.3 | 25.1 | 29.2 | 29.1 | 29.5 | 29.9 | 28.5 | 29.6 | 26.1 | 28.4 | 20.8 | 28.7 | 29 | 25.6 | 30.7 | 25.8 | 31.4 | 23.8 | 0
7019 | 32.2 | 28.2 | 30.1 | 32 | 29.8 | 26.8 | 26.5 | 27 | 30.8 | 33.3 | 32.6 | 32 | 31.6 | 29.8 | 27.6 | 23.3 | 23.8 | 30.9 | 24.2 | 29.8 | 28.5 | 23.7 | 26.4 | 30.8 | 30.8 | 33.2 | 33.6 | 30.2 | 29 | 28.8 | 31 | 30.9 | 26.2 | 31 | 29 | 31.6 | 30.4 | 28.3 | 29.6 | 28.1 | 27.5 | 27.2 | 27 | 30.8 | 31.2 | 30.6 | 31 | 29 | 31 | 28 | 30.2 | 19.8 | 30.2 | 30.3 | 26.6 | 31.8 | 27 | 32.9 | 24.6 | 0
7020 | 34.3 | 29.7 | 31.1 | 33.1 | 31.5 | 27.5 | 27.9 | 28.3 | 27.8 | 36.1 | 33.8 | 33.2 | 33.2 | 30.4 | 28.5 | 25.1 | 24.3 | 31.8 | 25.2 | 31 | 30.6 | 23.7 | 27.6 | 31.9 | 32.5 | 34.7 | 35.6 | 31.3 | 29.7 | 30.4 | 32.1 | 31.4 | 28.2 | 32.4 | 29.5 | 32.1 | 31.2 | 29 | 31.1 | 29.7 | 30.5 | 27.7 | 29.4 | 32.2 | 33.1 | 31.2 | 31.6 | 29.7 | 31.6 | 30.4 | 31.9 | 18.6 | 31 | 29.7 | 27.1 | 32.7 | 28.6 | 32.9 | 25.9 | 0
7021 | 35.2 | 31 | 30.5 | 34 | 32 | 28 | 28.4 | 29.2 | 26.2 | 38.4 | 34.9 | 33.6 | 34.4 | 30.5 | 29 | 27 | 24.3 | 32.3 | 26.1 | 31.2 | 32.3 | 23.4 | 28.1 | 31.9 | 33.5 | 35.7 | 37.1 | 32.2 | 29.8 | 31.7 | 31.9 | 32 | 29.2 | 33 | 30 | 32.6 | 31.5 | 30.2 | 31.1 | 31.9 | 31.3 | 27.5 | 30.1 | 33.7 | 33.1 | 31.4 | 32 | 29.5 | 31.7 | 30.8 | 32.2 | 17.7 | 32.1 | 30.3 | 27.5 | 32.9 | 29 | 32.9 | 27.5 | 0
7022 | 36.2 | 31.9 | 31.6 | 34.2 | 32.5 | 27.5 | 28.7 | 29.7 | 25.8 | 37.2 | 34.6 | 33.2 | 34.6 | 30.6 | 29.6 | 28.3 | 24.2 | 32.3 | 26.2 | 31.2 | 32.8 | 23.6 | 28 | 32 | 34.6 | 32.6 | 38.1 | 32 | 30 | 32.4 | 31.4 | 32 | 29 | 33.2 | 30.4 | 32.1 | 31.4 | 30.4 | 30.3 | 33.3 | 30.8 | 28 | 29.8 | 34.7 | 33.1 | 31.4 | 32.2 | 29.4 | 31.4 | 31.8 | 32.4 | 17.4 | 32.6 | 30.4 | 29.9 | 32.6 | 29 | 32.9 | 29.2 | 0
7023 | 36.9 | 32.2 | 32.1 | 34.4 | 33.3 | 27.2 | 29.4 | 29.8 | 25.8 | 37.4 | 34.7 | 32.2 | 34.9 | 30.4 | 29.9 | 28 | 23.6 | 32.3 | 26.1 | 30.5 | 33.6 | 23.4 | 26.9 | 31.6 | 34.4 | 36.6 | 38.3 | 32 | 29.1 | 32.4 | 29.6 | 31.6 | 27.6 | 32.4 | 30.2 | 32.1 | 30.7 | 25.4 | 30.6 | 32.9 | 31 | 27.5 | 27.3 | 36.2 | 33.1 | 31 | 32.1 | 28.1 | 30.9 | 32.3 | 31.3 | 17.6 | 33.5 | 29.9 | 30.1 | 31.3 | 29 | 32.9 | 30.6 | 0
7024 | 37 | 32.1 | 31.2 | 33.8 | 33.5 | 26.3 | 28.7 | 29.4 | 26.2 | 37.4 | 33.7 | 30.9 | 34.3 | 29.9 | 29.8 | 28 | 23.1 | 31.8 | 25.5 | 29.8 | 33.7 | 23.4 | 25.3 | 31.4 | 34 | 36.5 | 38.3 | 31.2 | 28.3 | 31.7 | 28.1 | 31.1 | 28.7 | 31.5 | 30.2 | 31.4 | 29.8 | 23.3 | 30.6 | 32.4 | 30.4 | 27.1 | 24.8 | 35.8 | 33.1 | 30.1 | 31.3 | 27 | 30 | 31.7 | 30.3 | 17.9 | 33.5 | 29.5 | 29.6 | 29.6 | 28.8 | 32.8 | 31.6 | 0
7025 | 36.5 | 30.7 | 30.6 | 32.8 | 31.2 | 25.5 | 27.8 | 28.5 | 25.9 | 36.3 | 33 | 29.6 | 33.4 | 28.9 | 29 | 26.8 | 22.6 | 29.7 | 25 | 28.8 | 31.8 | 23.5 | 23.4 | 30.4 | 32.6 | 35.8 | 37.8 | 30.4 | 26.6 | 30.4 | 26.4 | 29.7 | 28 | 30 | 28.2 | 30.9 | 28.6 | 23.5 | 29.7 | 30.6 | 29.4 | 25.8 | 22 | 35.3 | 32.9 | 28.6 | 29.6 | 25 | 29 | 30.6 | 28.4 | 17.8 | 33.2 | 29.2 | 29.1 | 27.6 | 28.2 | 32 | 32.2 | 0
7026 | 34.2 | 28.1 | 28.4 | 31 | 28 | 23.8 | 26.4 | 27.2 | 25.8 | 34.9 | 31.2 | 28.4 | 31.4 | 28.4 | 27.7 | 25 | 22.6 | 27.3 | 24.2 | 27.9 | 29.9 | 23.4 | 22 | 29.2 | 30.8 | 33.8 | 35.4 | 28.6 | 25.5 | 29 | 26 | 28.2 | 28.2 | 28.9 | 25.5 | 29.6 | 27.6 | 23.6 | 28.6 | 27.9 | 28 | 25 | 21 | 33.7 | 30 | 26.8 | 27 | 23.7 | 27.6 | 29.8 | 26.9 | 17.1 | 31.6 | 27.9 | 28.1 | 26.2 | 27.2 | 31.2 | 32.3 | 0
7027 | 29 | 26.4 | 26.8 | 29.3 | 26.5 | 22.6 | 25 | 25.9 | 25.6 | 32.9 | 29.9 | 27.5 | 29.4 | 27.9 | 26.8 | 23.7 | 22.5 | 26.2 | 23.8 | 26.2 | 28.4 | 23.4 | 21.1 | 26.7 | 29.1 | 30.9 | 31.1 | 27 | 23.9 | 27.8 | 25.5 | 27.2 | 27.5 | 27.7 | 24.2 | 29 | 26.8 | 23.6 | 28.3 | 25.4 | 27.8 | 23.4 | 20.5 | 31.3 | 29.6 | 25.1 | 24.1 | 22 | 26.4 | 27 | 24.6 | 16 | 30 | 26.9 | 26.7 | 25.1 | 26.4 | 30.2 | 32.1 | 0
7028 | 26.2 | 25 | 25.1 | 27.6 | 25.6 | 22.5 | 23.9 | 24.7 | 25.5 | 31.1 | 28.4 | 26.8 | 27 | 27.4 | 26.1 | 22.2 | 22.6 | 25 | 23.4 | 24.4 | 27.7 | 23.2 | 20.8 | 24.3 | 28.1 | 29.1 | 28 | 25 | 23 | 27 | 25.8 | 26.9 | 27.2 | 26.8 | 23.7 | 28.5 | 26.4 | 23.6 | 27.8 | 23.9 | 27.3 | 22.6 | 21.2 | 30.7 | 29.6 | 23.8 | 21.4 | 21 | 25.2 | 25.6 | 22.6 | 15 | 28.2 | 26.5 | 26.4 | 24.8 | 25 | 29.9 | 31.6 | 0
7029 | 25.3 | 23.7 | 23.6 | 26.8 | 24.9 | 22.5 | 23 | 23.9 | 25.3 | 29.9 | 28.2 | 26.4 | 25.5 | 27 | 25.5 | 21.4 | 22.3 | 24.4 | 23.4 | 22.1 | 26.2 | 22.9 | 20.7 | 21.7 | 27.6 | 28.1 | 27.3 | 24 | 21.7 | 26.6 | 25.3 | 26.6 | 27.2 | 25.6 | 22.8 | 28.2 | 26.2 | 23.4 | 27.7 | 22.6 | 27.3 | 21.4 | 21.2 | 29.2 | 28.1 | 23.1 | 19.6 | 19.6 | 24.5 | 24.4 | 20 | 14.4 | 27.5 | 25.9 | 25.9 | 24.6 | 24.8 | 29.3 | 30.8 | 0
7030 | 24 | 23.2 | 22 | 26.2 | 24.5 | 22.5 | 22.2 | 23.6 | 25.3 | 28.9 | 27.8 | 26 | 24.1 | 26.5 | 25.3 | 20.5 | 22.1 | 22.8 | 23.2 | 20.5 | 25.5 | 22.7 | 20.7 | 20.4 | 26.3 | 27.7 | 27.6 | 23 | 21.4 | 26.4 | 25.3 | 26.6 | 26.9 | 24.7 | 22.2 | 27.9 | 26.1 | 23.4 | 27.6 | 21.9 | 27.3 | 21.4 | 21.5 | 27.8 | 27.5 | 22.8 | 18.9 | 19.4 | 24.1 | 23.4 | 18.3 | 14.5 | 26.9 | 25.9 | 26.1 | 24.8 | 24.5 | 29 | 29.8 | 0
7031 | 23.6 | 23.1 | 20.6 | 26 | 24 | 22.2 | 21.6 | 23.3 | 25.3 | 27.7 | 28.2 | 25.6 | 23.6 | 26.1 | 25.1 | 19.8 | 21.8 | 22.3 | 23.2 | 19.4 | 24.9 | 22.4 | 20.4 | 20 | 24.8 | 26.1 | 27.7 | 22.8 | 21.2 | 26 | 24.6 | 26.6 | 26 | 23.6 | 22.2 | 27 | 25.8 | 23.4 | 27.1 | 21.4 | 27 | 21.2 | 21 | 27.2 | 26.6 | 22.6 | 19 | 19 | 23.8 | 22.7 | 16.8 | 15 | 27.2 | 25.8 | 26.1 | 24.6 | 24 | 28.6 | 28.8 | 0
7032 | 22.5 | 22.3 | 20.1 | 25.3 | 23.7 | 22 | 21 | 22.7 | 24.9 | 27.5 | 27.8 | 25.1 | 22.7 | 25.6 | 23.8 | 19.3 | 22 | 21.3 | 22.8 | 19.6 | 24 | 21.9 | 20 | 20.9 | 23.5 | 24.4 | 27.7 | 22.1 | 22.2 | 25.2 | 24.6 | 26.2 | 25.1 | 23 | 22.2 | 26.9 | 25.4 | 23.4 | 26.6 | 20.7 | 26.6 | 21.9 | 21.2 | 26.2 | 24.2 | 22 | 19.5 | 19.6 | 23.3 | 22 | 16.5 | 15.5 | 26.9 | 25.4 | 25.8 | 24.2 | 23.5 | 28.1 | 27.9 | 0
7033 | 22.3 | 22 | 20.1 | 24.6 | 23 | 21.3 | 20.7 | 21.8 | 24.8 | 26.4 | 27.9 | 24.4 | 22.1 | 25.4 | 23.8 | 19 | 22.1 | 20.8 | 22.8 | 20.1 | 23.1 | 21.6 | 19.2 | 21.4 | 23.2 | 23.7 | 28 | 21.8 | 22.7 | 24.1 | 24 | 26.1 | 24.7 | 22.2 | 21.7 | 26.2 | 24.7 | 23.4 | 26.4 | 20.4 | 26.3 | 21.7 | 21 | 25.7 | 24.1 | 20.8 | 19.7 | 19.6 | 22.6 | 21.4 | 15.8 | 15.5 | 26.9 | 25.1 | 25.8 | 23.2 | 23.3 | 28 | 27.3 | 0
7034 | 21 | 22.6 | 19.1 | 23.4 | 22.5 | 21 | 20.4 | 20.8 | 24.8 | 25.4 | 27.2 | 23.6 | 21 | 25.3 | 23.6 | 18.5 | 22.4 | 20.6 | 22.6 | 21 | 22.6 | 21.2 | 18.6 | 21.4 | 21.7 | 22.8 | 27.5 | 21 | 23.5 | 22.8 | 23.6 | 25.8 | 24.7 | 21.8 | 21.7 | 25 | 24 | 23.4 | 26.3 | 20.1 | 26.1 | 21.4 | 21.5 | 25.5 | 24.1 | 19.2 | 19.4 | 19.6 | 21.6 | 20.4 | 15.4 | 15 | 26.2 | 24.9 | 25.7 | 22.2 | 23 | 26.8 | 27 | 0
7035 | 20.2 | 22.3 | 19.1 | 22.6 | 22 | 21.2 | 20 | 19.8 | 24.8 | 24.9 | 27.2 | 22.8 | 20.3 | 24.9 | 22.7 | 18.5 | 22.3 | 20.3 | 22.8 | 21.2 | 22 | 21 | 18 | 19.8 | 20.9 | 22.1 | 27.1 | 20.7 | 23.3 | 21.7 | 22.3 | 25.6 | 24.7 | 21.3 | 21.2 | 25.1 | 23.4 | 23.2 | 26.2 | 19.9 | 25.8 | 19.9 | 21.2 | 25.2 | 23.1 | 17.7 | 18.9 | 18.6 | 20.8 | 20.5 | 14.2 | 14.3 | 26.1 | 24.9 | 25.8 | 21.1 | 23 | 26.1 | 27.1 | 0
7036 | 19.7 | 21.2 | 20.2 | 21.8 | 21.5 | 21.3 | 19.5 | 18.8 | 24.8 | 23.9 | 26.3 | 22.2 | 19.2 | 24.9 | 22.8 | 18.3 | 22.3 | 20.3 | 22.7 | 21.3 | 21.7 | 21.4 | 18 | 18 | 19.9 | 21.4 | 26.2 | 20 | 23.5 | 21 | 21.7 | 25.6 | 24.4 | 21.4 | 21.2 | 25.1 | 23.2 | 22.8 | 26.1 | 19.5 | 25.9 | 19.2 | 21.3 | 25.2 | 23.1 | 16.9 | 18.5 | 18.3 | 20.3 | 18.8 | 13.7 | 13.9 | 25.5 | 24.9 | 25.6 | 20.8 | 22.8 | 25.9 | 27.1 | 0
7037 | 19.7 | 21.4 | 20 | 24 | 21.3 | 21.2 | 19.5 | 17.9 | 24.8 | 23.1 | 27 | 23.8 | 19 | 24.9 | 22.8 | 18.5 | 20.6 | 20.3 | 22 | 20.4 | 21 | 21.4 | 19 | 18.4 | 19.5 | 21.6 | 25.1 | 20.4 | 18.6 | 23 | 21.4 | 25.6 | 24.2 | 20.4 | 20.7 | 25.1 | 23.8 | 22.8 | 26.1 | 19.4 | 25.8 | 20 | 19.4 | 24.8 | 23.1 | 20.8 | 18.6 | 17 | 20.8 | 18.3 | 13.4 | 14.8 | 27.2 | 24.9 | 25.6 | 23 | 22 | 25.6 | 27 | 0
7038 | 19.1 | 21.3 | 19.9 | 23.1 | 21 | 21 | 19.8 | 17.7 | 24.8 | 23.4 | 25.7 | 24.2 | 18.9 | 24.7 | 22.8 | 18.3 | 21.5 | 20.4 | 23 | 22.1 | 20.6 | 21.4 | 20.7 | 19.4 | 19.1 | 21 | 24.7 | 21.2 | 19.5 | 22.7 | 22.8 | 25.7 | 24.2 | 21.8 | 20 | 25.3 | 24.2 | 22.6 | 25.7 | 18.9 | 25.7 | 21.5 | 19.8 | 24.7 | 23 | 22.7 | 19.6 | 19.3 | 21.6 | 18.3 | 14.6 | 16.4 | 25.7 | 24.6 | 25.6 | 23 | 21.6 | 25.3 | 26.4 | 0
7039 | 19.3 | 19.7 | 19.9 | 23.6 | 20.7 | 21.3 | 19.6 | 18.4 | 25.2 | 23.2 | 25.6 | 25.2 | 20.5 | 25.4 | 22.8 | 17.8 | 22.5 | 20.8 | 24.3 | 24.2 | 20.4 | 21.4 | 22.2 | 21.1 | 18.9 | 19.6 | 24.3 | 22.8 | 21.2 | 23.6 | 24.4 | 26.6 | 24.3 | 23.6 | 19.9 | 25.9 | 25.1 | 22.6 | 25.8 | 18.9 | 25.3 | 23.1 | 20.8 | 24.2 | 22.5 | 25 | 21.7 | 21.6 | 23.4 | 19.2 | 17.2 | 17.8 | 25.5 | 24.5 | 25.7 | 23.8 | 21.4 | 25.1 | 25.6 | 0
7040 | 21 | 19.8 | 23.8 | 24.4 | 22 | 22 | 20.8 | 19.9 | 26 | 24.5 | 26.2 | 26.8 | 23 | 24.7 | 22.9 | 18.3 | 23.8 | 21.5 | 25.6 | 18.5 | 20.3 | 21.9 | 24.4 | 23.4 | 22.4 | 20.7 | 24.6 | 24.4 | 23.5 | 25 | 26.6 | 27.7 | 26 | 25.8 | 21.5 | 26.7 | 26.6 | 23.5 | 27.1 | 19.7 | 25.3 | 25 | 22.4 | 24.2 | 22.5 | 27.8 | 24.2 | 24.6 | 25.4 | 21 | 20.4 | 19.4 | 25 | 25.6 | 26.1 | 25.4 | 22 | 25.6 | 24.6 | 0
7041 | 26.5 | 22.6 | 27.8 | 26.8 | 23.7 | 23.4 | 23.4 | 21.9 | 27.5 | 26.5 | 28.7 | 28.8 | 26.7 | 29 | 24.1 | 21 | 24.8 | 24.1 | 26.5 | 13.8 | 22.1 | 22.4 | 25.4 | 26 | 27 | 26.8 | 28 | 26.6 | 26 | 27.4 | 27.7 | 28 | 26.8 | 27.7 | 24 | 28.3 | 28.2 | 24.9 | 28.5 | 24.9 | 25.7 | 26.2 | 24.2 | 26.7 | 27.4 | 29.7 | 27.4 | 26 | 27.6 | 24.5 | 23.9 | 19.7 | 27 | 27.1 | 27 | 27.5 | 25.2 | 29 | 24 | 0
7042 | 29.6 | 24.9 | 29.8 | 28.4 | 25.7 | 25.1 | 25.4 | 24.1 | 28 | 29.7 | 31.5 | 30.9 | 29.9 | 29.7 | 25.7 | 20 | 25.9 | 27.7 | 27.2 | 15.8 | 24.8 | 23.9 | 26.8 | 28.6 | 27.7 | 30.4 | 31.2 | 28.5 | 28.3 | 29.7 | 28.8 | 28 | 28.1 | 29.7 | 25.8 | 29.9 | 29.8 | 25.5 | 30 | 27.7 | 26.5 | 27.1 | 25.8 | 29.1 | 27.9 | 30.9 | 30.1 | 27.4 | 29.1 | 27.6 | 26.8 | 19.8 | 28.5 | 28.5 | 27.7 | 29.6 | 26.4 | 32.7 | 23.9 | 0
7043 | 31.5 | 27.4 | 30.9 | 30 | 28 | 26.8 | 26.6 | 25.9 | 27.7 | 33 | 34.4 | 32.8 | 32.8 | 30.8 | 26.7 | 23.8 | 26.6 | 30.1 | 27.6 | 19 | 28.2 | 23.9 | 27.4 | 30.8 | 29.4 | 32.7 | 33.6 | 30.4 | 30 | 32 | 29 | 28 | 29 | 31.2 | 27.5 | 32 | 31 | 26.9 | 30.2 | 29.9 | 27.8 | 27.4 | 27 | 31.6 | 30 | 31.2 | 32.4 | 27.6 | 30 | 29.6 | 29 | 19 | 31.2 | 30.1 | 29.6 | 31 | 28 | 35.7 | 28.4 | 0
7044 | 33.9 | 28 | 31.2 | 29.5 | 30.1 | 26.5 | 27.7 | 27.3 | 28.8 | 34.1 | 35.6 | 34.1 | 34.1 | 31.4 | 28.2 | 23.7 | 27.4 | 30.7 | 28.1 | 22.4 | 31 | 24.9 | 28.8 | 32.4 | 30.8 | 34.3 | 35.1 | 31.3 | 30.9 | 33.3 | 29.7 | 27.5 | 29.8 | 32.6 | 28.3 | 32.7 | 31.9 | 28.4 | 31.5 | 30 | 29.7 | 27.9 | 27.6 | 32.7 | 33.5 | 31.4 | 33.5 | 28.5 | 30 | 31.5 | 30 | 18.8 | 31.9 | 31.1 | 29.3 | 31.4 | 29.8 | 34.7 | 28.6 | 0
7045 | 34.8 | 28 | 32.2 | 29 | 31.2 | 27.3 | 28.3 | 28.2 | 29 | 35.5 | 35.9 | 34.5 | 35 | 32.7 | 28.4 | 23.5 | 27.7 | 31.1 | 28.5 | 25.5 | 32.3 | 26.7 | 29.1 | 33.4 | 31.4 | 35 | 36.2 | 31.8 | 31.1 | 34.4 | 29.6 | 28 | 30.1 | 33.3 | 29.7 | 32.3 | 32.1 | 29.4 | 31.3 | 31.1 | 30 | 27.9 | 27.6 | 34.6 | 33.6 | 31.3 | 33.8 | 28.6 | 29.9 | 31.7 | 30.4 | 18.2 | 33.2 | 30.7 | 29.9 | 30.7 | 30 | 34.1 | 28.9 | 0
7046 | 36 | 28.8 | 32.6 | 27.8 | 31.1 | 27.7 | 28.8 | 28.7 | 29.5 | 38 | 34.8 | 34.2 | 35 | 32.2 | 28.7 | 19.8 | 27.8 | 31.2 | 28.8 | 27.6 | 32.9 | 27.2 | 29.4 | 33.8 | 32.2 | 35.9 | 37.7 | 31.4 | 30.5 | 34.8 | 29.8 | 29.2 | 31.4 | 33.6 | 29.8 | 32.4 | 32 | 29.4 | 31.5 | 32.4 | 31 | 28 | 27.2 | 35.6 | 33.5 | 31.4 | 33 | 29 | 29.7 | 31 | 30 | 18.2 | 33.2 | 30.5 | 30.3 | 29.2 | 30 | 34.1 | 29.2 | 0
7047 | 36.1 | 29.3 | 30.7 | 28.2 | 30.8 | 27.6 | 29.3 | 28.8 | 29.5 | 36.7 | 34.1 | 33.2 | 35.1 | 31.7 | 28.7 | 22.7 | 27.1 | 31.2 | 28.5 | 29 | 33.2 | 27.3 | 27.8 | 33.6 | 33.7 | 36 | 38.2 | 30.9 | 29.5 | 35.2 | 28.7 | 29.8 | 31.7 | 32.9 | 29.7 | 32 | 31.3 | 30 | 31.3 | 33.1 | 30.3 | 27.4 | 26.5 | 36.2 | 33.5 | 31 | 31.9 | 27.9 | 29.9 | 30 | 29.4 | 17.5 | 34.6 | 30.6 | 30.2 | 27.3 | 29.8 | 33.3 | 29.6 | 0
7048 | 36.4 | 29.4 | 31.4 | 28.4 | 30.5 | 27.7 | 28.4 | 28.4 | 29.5 | 35.7 | 33.2 | 32 | 34.3 | 31.2 | 28.7 | 23.8 | 26.2 | 31.2 | 27.9 | 29.8 | 33 | 27.2 | 26.3 | 32.8 | 32.5 | 35.9 | 37.7 | 29.7 | 28.2 | 34.8 | 27.9 | 29.3 | 32.1 | 31.8 | 28.5 | 32.2 | 30.5 | 29.3 | 31 | 32.9 | 30 | 26.7 | 25.8 | 36.2 | 33.5 | 30.6 | 30 | 26.8 | 29.8 | 31.3 | 28.1 | 17.4 | 34.5 | 29.7 | 30.2 | 25.8 | 30 | 32.8 | 30 | 0
7049 | 35.4 | 27.9 | 30.7 | 29.4 | 29.6 | 26.7 | 27.1 | 27.7 | 28.8 | 35.9 | 33.2 | 30.8 | 33 | 30.2 | 28.7 | 22.6 | 25 | 28.9 | 26.8 | 30.5 | 31.3 | 26.7 | 24 | 31.4 | 32 | 35.4 | 37.5 | 28.6 | 26.8 | 34 | 26.4 | 28.1 | 30.6 | 30.2 | 25.9 | 31.6 | 29.4 | 28.8 | 30.3 | 31.7 | 29.2 | 25.4 | 25 | 36.1 | 33 | 29.4 | 28 | 24.6 | 29.4 | 29.9 | 26.4 | 16.6 | 35 | 29 | 26.4 | 24.8 | 29.2 | 32.6 | 30.4 | 0
7050 | 33 | 25.6 | 28.9 | 28.9 | 27.6 | 25.1 | 25.9 | 26.5 | 28 | 34 | 32.8 | 29.9 | 30.3 | 28.7 | 27.4 | 21.3 | 24.1 | 26.2 | 25.7 | 31 | 29.9 | 26.4 | 23 | 29.5 | 28.4 | 33.4 | 35 | 27.1 | 25.4 | 32.1 | 25.8 | 27 | 26.7 | 28.9 | 22.5 | 30.6 | 28.4 | 26.4 | 29.4 | 28.6 | 28 | 24.3 | 24.3 | 35 | 30.5 | 28.1 | 25.6 | 23.2 | 28.1 | 28 | 24.1 | 16.5 | 33.1 | 27.4 | 25.7 | 24.5 | 27.8 | 31.4 | 30.5 | 0
7051 | 29.2 | 24.3 | 26.1 | 28.5 | 26.5 | 24.4 | 24.4 | 25 | 28 | 32 | 32.6 | 29.1 | 27.5 | 28.2 | 26 | 21.3 | 23.3 | 25 | 24.6 | 31.3 | 28.2 | 25.9 | 21.8 | 27.2 | 26.6 | 29.4 | 30.7 | 26 | 24.1 | 30.2 | 25 | 26.7 | 27 | 27.6 | 21.5 | 30.3 | 27.5 | 23.7 | 29 | 26.2 | 27.3 | 23.1 | 23.6 | 32.1 | 29.9 | 26.4 | 23.7 | 21.3 | 26.6 | 26.1 | 22 | 15.7 | 31.8 | 26.6 | 25.6 | 24.5 | 27.2 | 30.3 | 30.4 | 0
7052 | 26 | 22.8 | 24.6 | 26.8 | 25.2 | 23.5 | 23.3 | 23.4 | 27.8 | 30.3 | 31.6 | 28.6 | 24.4 | 27.8 | 24.7 | 19.3 | 23 | 24.2 | 24 | 30.7 | 27 | 25.2 | 21.8 | 24.8 | 25.7 | 28 | 28 | 25 | 23 | 28 | 25 | 26.3 | 27.1 | 26.8 | 20.5 | 29.6 | 26.8 | 23.5 | 28.7 | 24.9 | 26.9 | 22.4 | 23 | 30.7 | 29 | 25 | 22 | 20.4 | 24.8 | 24.1 | 20 | 15.4 | 29.2 | 26.6 | 25.3 | 24.6 | 26.2 | 29.7 | 30 | 0
7053 | 24 | 21.9 | 24.4 | 26.1 | 24.3 | 22.9 | 22.5 | 22.2 | 27.2 | 28.5 | 30.8 | 28.1 | 22.6 | 28.2 | 23.7 | 18.3 | 22.7 | 23.7 | 23.6 | 29 | 25.5 | 24.8 | 21.1 | 22.7 | 25.1 | 27.3 | 26.9 | 24.6 | 22.2 | 26.8 | 24.4 | 26 | 26.8 | 25.9 | 20 | 29.1 | 26.3 | 23.5 | 28.5 | 23.8 | 26.4 | 21.7 | 22.5 | 29.5 | 26.9 | 23.7 | 21.3 | 19.1 | 23.7 | 22.8 | 18.9 | 14.3 | 28.5 | 26.1 | 25.2 | 24.6 | 25.6 | 29.2 | 29.6 | 0
7054 | 22.5 | 21.4 | 24.4 | 24.9 | 24.2 | 22.7 | 21.8 | 21.5 | 27 | 27.7 | 29.4 | 27.5 | 21.5 | 27.7 | 23.2 | 17.3 | 22.6 | 22.9 | 23.6 | 26.2 | 25 | 24.4 | 21.1 | 21 | 24.4 | 26.4 | 27.3 | 23.9 | 21.6 | 26 | 24.7 | 25.5 | 26.6 | 25.2 | 19.5 | 28.3 | 26.1 | 23.3 | 28.2 | 23 | 26 | 21.5 | 22.2 | 27.9 | 26.9 | 23.2 | 20.8 | 18.9 | 23 | 20.9 | 18.3 | 14 | 27.2 | 26.1 | 25.2 | 24.5 | 25 | 28.7 | 29 | 0
7055 | 23.6 | 20.4 | 24.3 | 25 | 24.1 | 22.7 | 21.3 | 20.8 | 27.1 | 26.5 | 28.6 | 26.8 | 21.7 | 27.2 | 22.2 | 16.8 | 22.4 | 22.4 | 23.6 | 23 | 24.2 | 23.5 | 20.4 | 19.8 | 23.4 | 26.3 | 27 | 23.4 | 21.2 | 26 | 24.4 | 25.4 | 26.4 | 24.2 | 18.8 | 27 | 26 | 23.2 | 27.9 | 22.4 | 25.5 | 21.2 | 22 | 26.9 | 26.9 | 22.8 | 20.8 | 18.4 | 23 | 20 | 18.2 | 13.4 | 27.4 | 26.1 | 25.2 | 24.4 | 24.4 | 28 | 28.6 | 0
7056 | 21.8 | 18.3 | 24.2 | 24.4 | 23.7 | 22.5 | 20.5 | 20.1 | 26.3 | 25.8 | 27.6 | 26.1 | 21.8 | 26.7 | 21.1 | 16 | 22.3 | 21.8 | 23.6 | 20 | 23.6 | 22.6 | 20.6 | 19 | 23.2 | 25.3 | 26.6 | 22.2 | 20.7 | 25.7 | 24.8 | 25.4 | 25.5 | 23.4 | 18.6 | 25.9 | 26 | 23.5 | 27.6 | 21.9 | 25 | 21.2 | 21.8 | 26.6 | 24.8 | 22.9 | 20.3 | 18.9 | 22.8 | 20 | 17.7 | 13.9 | 26.3 | 25.6 | 25 | 24.4 | 24 | 27.3 | 28.2 | 0
7057 | 21.2 | 18.2 | 22.7 | 24.8 | 23.1 | 22 | 20.1 | 19.5 | 26.2 | 25.7 | 27.7 | 25.4 | 22.1 | 26.6 | 20.7 | 15.7 | 21.8 | 21.3 | 23.1 | 18.1 | 23.2 | 22.5 | 19.9 | 18.6 | 23.4 | 24.4 | 25.5 | 21.2 | 20.1 | 25.6 | 24.2 | 25 | 25.1 | 22.2 | 19.3 | 25.3 | 25.8 | 23.5 | 27.3 | 21.6 | 25 | 20.8 | 21.5 | 25.1 | 24.6 | 22.4 | 19.7 | 18.4 | 22.6 | 19.3 | 16.8 | 13.9 | 26.6 | 25.5 | 24.8 | 24.5 | 23.3 | 26.9 | 28 | 0
7058 | 20.7 | 18.2 | 21.5 | 24.4 | 22.6 | 21.6 | 19.9 | 18.9 | 26.2 | 25 | 27.6 | 24.8 | 21.4 | 26.2 | 20.6 | 15.2 | 21.4 | 21.2 | 22.6 | 17.2 | 22.8 | 22.4 | 19.8 | 18.2 | 23.3 | 23.3 | 24.4 | 20 | 19.4 | 24.8 | 23.8 | 25 | 25.1 | 21.2 | 19 | 24.7 | 25.4 | 23.4 | 27.3 | 21 | 24.9 | 20.4 | 21 | 24.6 | 24.3 | 21.8 | 18.8 | 18.2 | 21.8 | 18.7 | 15.4 | 14.4 | 26 | 25.1 | 24.7 | 24.4 | 23.2 | 26.1 | 27.8 | 0
7059 | 20.5 | 17.9 | 20.9 | 24.8 | 22.2 | 21.8 | 19.5 | 18.3 | 26.2 | 24.4 | 28 | 24.2 | 20.7 | 26.2 | 20.2 | 14.8 | 20.7 | 21 | 21.9 | 17 | 22.3 | 21.4 | 18.8 | 18 | 23.4 | 22.6 | 23.7 | 19.7 | 18.8 | 24.3 | 22.3 | 25 | 24.8 | 20.2 | 19 | 23.9 | 24.7 | 23.1 | 26.7 | 20.7 | 23.7 | 19.7 | 20.3 | 24.1 | 23 | 20.7 | 18.3 | 16.9 | 21.2 | 17.9 | 14.1 | 14.1 | 27.1 | 24.6 | 24.7 | 24 | 23 | 25.1 | 27.8 | 0
7060 | 22.5 | 17.4 | 20.8 | 24.1 | 21.8 | 21.6 | 19.1 | 17.7 | 26.2 | 23.4 | 27.6 | 23.9 | 19.5 | 25.7 | 20.2 | 14.9 | 20.5 | 20.7 | 21.7 | 16.7 | 22 | 22.4 | 18.9 | 18 | 23.5 | 21.9 | 24 | 19.6 | 18.4 | 23.3 | 21.8 | 25 | 24.6 | 20 | 19 | 23.8 | 24.1 | 23 | 26.7 | 20.4 | 25.6 | 19.6 | 19.7 | 24.1 | 22.9 | 20.4 | 18 | 16.8 | 20.6 | 17.1 | 13.2 | 14.5 | 26.8 | 24.5 | 24.7 | 23.5 | 22.8 | 24.8 | 27.8 | 0
7061 | 22.8 | 17.4 | 20.9 | 24 | 21.6 | 21.4 | 19 | 17.1 | 26.2 | 23.4 | 24.4 | 25.2 | 20 | 25.7 | 20.2 | 14.8 | 21 | 20.4 | 22.4 | 16.1 | 21.5 | 22.4 | 17.2 | 15.8 | 23.7 | 21.8 | 23.9 | 20 | 19 | 21.6 | 21.6 | 25.3 | 24.5 | 21.6 | 18.7 | 23.8 | 24.4 | 23 | 26.7 | 20.2 | 23.6 | 19.8 | 19.8 | 23.6 | 22.9 | 19.5 | 19.6 | 16.2 | 20.4 | 16.5 | 15 | 10.6 | 26.8 | 24.1 | 24.7 | 23.6 | 22.6 | 24.9 | 27.8 | 0
7062 | 22.7 | 17.5 | 20.1 | 24 | 20.9 | 21.4 | 19 | 17.7 | 26 | 23 | 23.5 | 26 | 19.9 | 25.4 | 20.2 | 14.2 | 22.6 | 20.2 | 23.2 | 14.8 | 21 | 22.4 | 17.8 | 18.1 | 23.2 | 21.8 | 24.1 | 20.6 | 20 | 22.6 | 23 | 25.4 | 24.4 | 22.9 | 18.5 | 23.6 | 24.4 | 23 | 26.7 | 19.9 | 23.5 | 21.2 | 20.3 | 22.6 | 22.9 | 21 | 21.4 | 17.3 | 21.1 | 16.6 | 16 | 12.4 | 25.8 | 24 | 24.5 | 23.7 | 22.4 | 24.2 | 27.7 | 0
7063 | 22 | 19.4 | 19.8 | 24.7 | 20.8 | 21.6 | 19 | 18.8 | 26.2 | 23 | 23.3 | 27 | 21.6 | 25.4 | 20.2 | 14.2 | 23.9 | 20.2 | 24 | 13.6 | 20.4 | 22.3 | 18.8 | 21.2 | 23 | 21.4 | 23.6 | 22.2 | 22 | 24.3 | 24.4 | 25.5 | 24.6 | 24.8 | 18 | 22.9 | 25.1 | 23 | 26.7 | 19.8 | 23.5 | 22.8 | 21.3 | 22.5 | 22 | 23.3 | 24.2 | 19.2 | 22.6 | 17.2 | 18.1 | 14.8 | 26.2 | 23.8 | 24.3 | 23.4 | 22 | 24.3 | 27.6 | 0
7064 | 22.8 | 19.4 | 22.6 | 25.8 | 22.5 | 22.1 | 21.2 | 20.3 | 26.5 | 24 | 23.8 | 28.6 | 23.8 | 25.6 | 20.6 | 14.6 | 25.8 | 20.2 | 25.2 | 13 | 20.5 | 22.4 | 21 | 24.8 | 24 | 21.4 | 23.2 | 24 | 24.2 | 26.4 | 26.8 | 26 | 25.2 | 27.2 | 20.6 | 23.5 | 26 | 23.8 | 28.3 | 21 | 23.9 | 24.6 | 22.8 | 23.1 | 22.5 | 26.2 | 27 | 21.6 | 24.6 | 21.4 | 21 | 17.6 | 26.4 | 24.2 | 25.7 | 23.4 | 22.6 | 25.7 | 27.6 | 0
7065 | 25.9 | 23.5 | 26.9 | 27.6 | 26 | 22.1 | 24.1 | 22.1 | 28.1 | 27.2 | 25.6 | 30.1 | 27.7 | 27 | 23.1 | 18.7 | 26.6 | 23 | 25.9 | 14.2 | 22.6 | 23.5 | 23 | 27.5 | 25.8 | 26.2 | 27.1 | 26.6 | 26.7 | 28.4 | 28 | 27.6 | 26.5 | 29.3 | 23.5 | 26.8 | 27.5 | 25.9 | 28.8 | 24.4 | 27.9 | 25.9 | 24.4 | 28.3 | 28 | 28.5 | 29.9 | 23.8 | 26.8 | 25.2 | 24 | 19.5 | 28.5 | 25.7 | 27.7 | 22.9 | 25.2 | 29 | 27.8 | 0
7066 | 29.9 | 23.5 | 28.1 | 29.4 | 27.7 | 22.5 | 26.1 | 23.7 | 29 | 29 | 27.9 | 32.1 | 30.9 | 29.2 | 24.1 | 21.3 | 27.6 | 27.1 | 26.6 | 16.3 | 25.3 | 24.2 | 25.6 | 29.7 | 28.1 | 28.2 | 29.1 | 28.6 | 28.5 | 30.1 | 29.3 | 28.6 | 27.4 | 31.4 | 27 | 29.1 | 28.8 | 27 | 29.2 | 27.7 | 29.8 | 27 | 26.2 | 30.9 | 29.2 | 30.4 | 32 | 25.5 | 28.8 | 28.2 | 26.6 | 20.6 | 29.7 | 26.1 | 29.3 | 22.7 | 26.6 | 32.2 | 28.1 | 0
7067 | 32.1 | 25.1 | 29.7 | 31.2 | 29 | 23.7 | 26.8 | 25 | 29.5 | 32 | 30.6 | 33.8 | 34 | 29.3 | 25.5 | 22.2 | 27.8 | 28.6 | 26.8 | 19.3 | 27.5 | 25.4 | 27.4 | 30.8 | 29.7 | 32.2 | 32.9 | 30.4 | 29.8 | 31.4 | 29.4 | 30 | 28.1 | 32.8 | 28.3 | 31.7 | 30 | 27.5 | 29.9 | 30.3 | 31.5 | 27.8 | 27.6 | 33.8 | 30.3 | 31.2 | 33.6 | 26.4 | 30.4 | 30.3 | 28.6 | 20.4 | 31.6 | 29 | 30.7 | 22.4 | 27.6 | 34.7 | 27.2 | 0
7068 | 33.6 | 25.6 | 27.4 | 32.3 | 30.5 | 25 | 27.8 | 25.9 | 30.3 | 34 | 32.5 | 35.6 | 35.1 | 30.3 | 27 | 23.5 | 28.7 | 29.6 | 27.3 | 22.6 | 29.2 | 26.6 | 29.2 | 31.9 | 30.3 | 34.2 | 34.7 | 30.8 | 30 | 32.5 | 30 | 29.8 | 29.4 | 33.9 | 29 | 33.7 | 30.5 | 28.7 | 30.4 | 32.3 | 33 | 28.6 | 28.7 | 36.2 | 33.3 | 31.8 | 34.4 | 26.6 | 31.5 | 31.3 | 30 | 19.9 | 31.7 | 28.5 | 31 | 22.7 | 30.2 | 36.2 | 27.4 | 0
7069 | 34.9 | 26.1 | 30.5 | 33 | 30.8 | 25.2 | 28.4 | 26.4 | 28 | 34.7 | 33.8 | 36.4 | 36 | 30.7 | 27.2 | 25.7 | 28.6 | 30.1 | 27.4 | 25.7 | 30 | 25.3 | 29.5 | 32.6 | 30.9 | 35.2 | 35.9 | 30.9 | 29.9 | 33.2 | 29.5 | 30.6 | 29.9 | 34.3 | 29.8 | 33.9 | 30.8 | 29.9 | 30.9 | 33.2 | 33 | 29.1 | 29.1 | 37.2 | 33.3 | 32 | 35 | 26.5 | 32 | 31.8 | 31 | 18.9 | 32.4 | 28.7 | 31.3 | 22.9 | 30.3 | 36.2 | 27.8 | 0
7070 | 35.7 | 27.3 | 29.2 | 33 | 30.5 | 26.2 | 29 | 26.8 | 26.2 | 37.1 | 34 | 36.6 | 35.6 | 30.8 | 27.8 | 26.7 | 28.6 | 30.2 | 27.6 | 28.1 | 30.6 | 26.5 | 29.2 | 33.4 | 30.9 | 35.2 | 36.7 | 30 | 29.4 | 33.6 | 29.4 | 30.6 | 31.2 | 34.2 | 29.8 | 34.3 | 30.6 | 30.4 | 30.9 | 33.1 | 33.1 | 29.4 | 28.9 | 37.8 | 33.5 | 32.2 | 35 | 26.2 | 32 | 31.7 | 31.4 | 18.2 | 32.4 | 29 | 31.8 | 23.4 | 30.3 | 35.2 | 28.6 | 0
7071 | 36.3 | 27.9 | 30.4 | 32.8 | 30.7 | 25.9 | 29 | 27.1 | 27.1 | 37 | 33.8 | 35.3 | 35.9 | 30.6 | 27.8 | 26.8 | 27.1 | 28.6 | 27.1 | 29.8 | 30.8 | 28.4 | 27.3 | 33.4 | 31.6 | 35.4 | 36.9 | 29.4 | 29.1 | 33.5 | 28.2 | 30.8 | 31.4 | 33.3 | 29.8 | 32 | 30.6 | 29.8 | 31.4 | 33.1 | 31.8 | 29.1 | 28 | 37.7 | 33.5 | 31.8 | 34.8 | 25.9 | 31.4 | 31.8 | 31.2 | 17.4 | 33.8 | 28.2 | 32 | 23.3 | 30.3 | 33.4 | 29.5 | 0
7072 | 36.2 | 28 | 29.8 | 32.1 | 30.6 | 25.7 | 28.3 | 27.1 | 27.1 | 36 | 33 | 33.7 | 35 | 30.6 | 27.7 | 26.1 | 25.9 | 27.6 | 26.6 | 30.7 | 30.6 | 27.4 | 25.7 | 33 | 30.7 | 35.2 | 36.4 | 28.4 | 28.4 | 32.8 | 27.6 | 30.2 | 31.4 | 32.1 | 28.8 | 31.7 | 30 | 29.7 | 30.9 | 33.2 | 31.2 | 28.4 | 26.9 | 37.1 | 33.2 | 31.2 | 33.8 | 25.4 | 30.4 | 31.5 | 29.8 | 16.9 | 34.2 | 28 | 32 | 23.4 | 30.3 | 33.2 | 30.4 | 0
7073 | 35.6 | 27.3 | 28.4 | 31.2 | 29.9 | 24.7 | 27.9 | 26.7 | 26 | 35 | 32.4 | 31.6 | 34 | 29.7 | 27.5 | 24.9 | 24 | 27 | 25.6 | 31.3 | 29.3 | 27.2 | 23.8 | 31.4 | 30.3 | 35.2 | 35.5 | 27.8 | 27.8 | 31.6 | 26.6 | 29.7 | 31.2 | 30.5 | 28.3 | 30.7 | 29.4 | 29 | 30 | 31.7 | 30 | 27.4 | 25.6 | 36.7 | 32.6 | 29.6 | 32.2 | 24.6 | 29 | 30.2 | 27.4 | 16 | 34.8 | 27.7 | 31.3 | 23 | 29.8 | 32.4 | 31 | 0
7074 | 33.7 | 24.6 | 27.6 | 29.6 | 28.4 | 24.1 | 26.9 | 25.8 | 24 | 33.2 | 31.6 | 30.2 | 31 | 28.3 | 26.5 | 23 | 23.3 | 26.1 | 24.9 | 31.4 | 27.7 | 25.9 | 23.2 | 29.5 | 28.7 | 34.1 | 33.7 | 26.7 | 26.6 | 30.2 | 26.6 | 28.9 | 30.3 | 29.1 | 25 | 29.3 | 28.1 | 27.9 | 29.2 | 28.9 | 29.3 | 26.6 | 24.5 | 33.8 | 30 | 27.7 | 29.9 | 23.4 | 27.4 | 27.9 | 24 | 15.2 | 33.1 | 26.5 | 30.5 | 23 | 27 | 31 | 31.4 | 0
7075 | 30.6 | 22.1 | 25.4 | 27.9 | 27.3 | 23 | 25 | 24.7 | 23.6 | 31.5 | 31.3 | 29 | 28.2 | 28.3 | 24.8 | 20.3 | 22.6 | 25.1 | 23.8 | 31.2 | 26.1 | 25.4 | 22.5 | 27 | 26.9 | 31.2 | 29.7 | 26 | 25.4 | 28.8 | 26 | 28.1 | 29.4 | 27.8 | 23.8 | 28.4 | 27 | 26.3 | 28.8 | 26.2 | 28.5 | 25.8 | 23.5 | 32.1 | 29.7 | 25.3 | 27.7 | 22 | 25.8 | 26.2 | 20.5 | 14 | 31.6 | 25.7 | 29.7 | 22.8 | 26.3 | 30.1 | 31.2 | 0
7076 | 27.5 | 21.1 | 24.8 | 26 | 26.3 | 23 | 23.6 | 23.8 | 23.5 | 30.6 | 30.8 | 28.6 | 24.8 | 27.8 | 23.9 | 19.5 | 22.8 | 24.6 | 23.2 | 30.3 | 24.8 | 24.9 | 22.6 | 25 | 25 | 29.7 | 27.6 | 25 | 24 | 27.8 | 25.8 | 27.4 | 28.4 | 26.8 | 22.8 | 27.9 | 25.8 | 25.9 | 28.6 | 24.7 | 27.8 | 25.4 | 22.8 | 31.1 | 29.1 | 23.4 | 25.8 | 20.6 | 24.4 | 24.6 | 17.6 | 13 | 29 | 25.7 | 29.4 | 22.8 | 25.5 | 29.4 | 30.8 | 0
7077 | 26.6 | 20.6 | 23.8 | 24.5 | 25.5 | 22.5 | 23.1 | 23 | 23.3 | 29.3 | 30.6 | 28.1 | 23.2 | 27.8 | 23 | 18.5 | 22.4 | 24.1 | 22.4 | 28.6 | 23.7 | 24.4 | 21.9 | 23.1 | 24.6 | 28.2 | 26 | 24.7 | 23.2 | 27.2 | 24.5 | 27 | 27.9 | 25.8 | 22.5 | 27.7 | 25.3 | 25.2 | 28.3 | 23.7 | 27.3 | 25 | 22.2 | 30.4 | 28.4 | 21.9 | 24.9 | 19.5 | 23.4 | 23.8 | 16.1 | 11.9 | 28.2 | 24.9 | 29.2 | 22.5 | 25 | 28.9 | 30 | 0
7078 | 24.4 | 20 | 23.8 | 23.4 | 25.1 | 22.4 | 22.4 | 22.7 | 23.3 | 28.2 | 30 | 27.9 | 21.8 | 26.8 | 22.5 | 17.7 | 22.5 | 24 | 22.2 | 26.1 | 23 | 24.4 | 21.5 | 22.1 | 25.3 | 27.8 | 25.7 | 23.9 | 22.4 | 27 | 23.8 | 26.7 | 27.9 | 25.3 | 22 | 26.8 | 25.1 | 24.9 | 28.2 | 22.9 | 27.1 | 24.7 | 21.8 | 30.3 | 27.8 | 21.5 | 24.3 | 18.9 | 22.9 | 23.3 | 16 | 11.5 | 27.1 | 24.7 | 27.2 | 22.6 | 24.8 | 29.2 | 29.3 | 0
7079 | 23 | 19.5 | 24.1 | 23 | 25 | 22.2 | 21.8 | 22.4 | 23.3 | 28.1 | 29.4 | 27.4 | 22 | 26.8 | 21.5 | 17.3 | 22 | 23.6 | 22 | 23.5 | 22.5 | 23.9 | 20.6 | 21.2 | 24.7 | 26.8 | 24.3 | 23.4 | 22 | 26.8 | 22.8 | 26.6 | 27.6 | 24.6 | 21.4 | 25.7 | 25.4 | 24.4 | 28.2 | 22.4 | 27 | 24 | 21.4 | 29.8 | 27.6 | 21.6 | 24 | 18.6 | 22.6 | 23 | 16.8 | 11.2 | 27.6 | 24.7 | 27.2 | 22.6 | 24.4 | 28.7 | 28.6 | 0
7080 | 22.2 | 18.1 | 23.1 | 22.9 | 24.5 | 22 | 20.9 | 22 | 22.9 | 26.9 | 28.4 | 27.2 | 21.5 | 26.4 | 20.1 | 17 | 22.2 | 23.3 | 22.4 | 21 | 21.8 | 23.2 | 20.5 | 20.7 | 24.3 | 26.2 | 24.4 | 22.2 | 21.3 | 26.4 | 23.1 | 26.4 | 27 | 24.1 | 20.9 | 23.9 | 25.4 | 23.7 | 27.8 | 21.9 | 27.1 | 23.1 | 21.2 | 29.2 | 26.1 | 22.2 | 23.1 | 18.4 | 22.5 | 21.8 | 17.7 | 11.4 | 27.1 | 24.7 | 27.1 | 23.2 | 23.8 | 27.8 | 28.1 | 0
7081 | 24.7 | 17.9 | 23.1 | 23.3 | 24.4 | 21.7 | 21.1 | 21.5 | 22.9 | 25.8 | 27.6 | 26.6 | 21.7 | 26.4 | 20 | 16.3 | 21.7 | 23.2 | 22.6 | 19.3 | 21.4 | 23 | 19.8 | 19.4 | 24.3 | 26 | 23.3 | 21.2 | 20.6 | 25.3 | 22.8 | 26.1 | 26.9 | 23.3 | 20.9 | 22.4 | 25.6 | 23.7 | 27.6 | 21.6 | 23.3 | 21.8 | 20.9 | 28.4 | 25.3 | 22.1 | 21.9 | 18.1 | 22.1 | 21.2 | 18 | 11.3 | 27.4 | 24.5 | 27.1 | 23.5 | 22.8 | 27.2 | 27.7 | 0
7082 | 24.6 | 17.1 | 23 | 23.6 | 24.4 | 21.8 | 20.9 | 21 | 22.9 | 25.5 | 26.6 | 26.2 | 20.8 | 25.8 | 19.7 | 15.6 | 21.6 | 23.2 | 22.8 | 18.1 | 21.1 | 22.6 | 19.6 | 18 | 22.9 | 25.4 | 23 | 20 | 19.6 | 24 | 23 | 26 | 26.6 | 22.6 | 20.9 | 21.7 | 25.2 | 23.4 | 27.4 | 21.1 | 22.4 | 20.6 | 20.6 | 28.5 | 24.7 | 21.6 | 20.2 | 17.4 | 21.6 | 20.4 | 17.4 | 11 | 26.8 | 24.7 | 26.8 | 24 | 22.6 | 26.7 | 27.4 | 0
7083 | 24.2 | 17.6 | 22.5 | 23.9 | 24 | 21.8 | 21 | 20.6 | 22.9 | 24.8 | 26 | 25.5 | 20.7 | 25.3 | 19 | 15.5 | 20.8 | 23.1 | 22.5 | 17.4 | 20.2 | 22.4 | 18.5 | 16.2 | 22.1 | 24.7 | 23.4 | 19.7 | 19 | 22.6 | 22.1 | 25.9 | 26 | 21.7 | 20.9 | 21.3 | 25 | 23.1 | 27.2 | 20.8 | 22.5 | 19.5 | 20.1 | 28 | 24 | 20.4 | 19.1 | 16.6 | 20.9 | 19.8 | 16.3 | 10.3 | 27.3 | 24.2 | 26.2 | 23.9 | 22.4 | 25.4 | 27 | 0
7084 | 24.2 | 16.8 | 22.5 | 23.9 | 23.6 | 21.8 | 21 | 20.1 | 23 | 24.5 | 25.1 | 25.3 | 19.8 | 24.8 | 18.9 | 15.5 | 20.9 | 22.6 | 22.4 | 16.6 | 19.3 | 22.4 | 17.9 | 15.5 | 21 | 24.7 | 24.2 | 19.4 | 18.5 | 21.7 | 21.9 | 25.7 | 25.9 | 21.4 | 21 | 21.1 | 24.5 | 22.5 | 27 | 20.6 | 22.8 | 19.3 | 19.9 | 25.9 | 23.9 | 19.6 | 18.7 | 16 | 20.4 | 19.3 | 15.2 | 10.1 | 26.6 | 24.2 | 25.7 | 23.9 | 22.3 | 24.8 | 26.9 | 0
7085 | 23.5 | 16.5 | 22.5 | 19.8 | 23.4 | 21.7 | 20.8 | 19.6 | 23.1 | 24.3 | 26.5 | 26.2 | 19 | 24.8 | 18.2 | 14.8 | 20.4 | 22.5 | 20.8 | 15.6 | 19.1 | 22.4 | 17.6 | 18.8 | 20.8 | 24.7 | 23.5 | 20.2 | 20 | 22.2 | 20.8 | 25.6 | 25.9 | 22.6 | 20.9 | 20.9 | 23.4 | 21.9 | 26.6 | 20.4 | 22.9 | 21.6 | 19.7 | 24.4 | 23.9 | 19 | 21 | 17.4 | 20.4 | 18.8 | 12 | 9 | 26.8 | 24.4 | 25.2 | 21.4 | 22.3 | 24.5 | 26.8 | 0
7086 | 22.8 | 15.9 | 22.3 | 20.1 | 22.9 | 21.6 | 20.4 | 19.9 | 23.1 | 24 | 25.3 | 26.4 | 20.2 | 24.6 | 17.8 | 14.5 | 22 | 22.3 | 22.1 | 14.4 | 18.2 | 22.4 | 18.8 | 19.5 | 20.7 | 24.3 | 23.4 | 21 | 21.2 | 22.5 | 22.4 | 25.7 | 25.8 | 23.7 | 21 | 20.8 | 23.9 | 21.4 | 26.6 | 19.8 | 23.4 | 22.4 | 19.8 | 24.5 | 22.9 | 20.6 | 22.2 | 18.6 | 21.3 | 18.2 | 13.7 | 12.5 | 26.5 | 24.4 | 24.8 | 21.5 | 22.2 | 23.8 | 27 | 0
7087 | 21.6 | 15.5 | 20.6 | 21 | 23 | 21.5 | 20.1 | 20.8 | 23.6 | 23.6 | 25.5 | 27.2 | 23 | 25.4 | 17.5 | 13.8 | 23.6 | 22 | 23.5 | 13.5 | 18.1 | 22.4 | 20.2 | 21.5 | 20.7 | 23.2 | 23.4 | 22.5 | 22.6 | 23.5 | 24.3 | 26.2 | 25.9 | 25 | 21 | 21.2 | 24.9 | 21.2 | 26.8 | 19.8 | 23.8 | 23.9 | 20.7 | 25.5 | 22.9 | 23 | 24.2 | 20.2 | 23.1 | 18 | 16.4 | 15.9 | 26.9 | 24.3 | 24.8 | 22.2 | 22.8 | 23.7 | 27.2 | 0
7088 | 22.3 | 16.1 | 23.6 | 23 | 24.5 | 22.2 | 21.1 | 22.2 | 25.1 | 23.5 | 26.2 | 28.8 | 25.2 | 27.3 | 19 | 14.5 | 25.8 | 22.1 | 25.4 | 13.2 | 18.1 | 22.7 | 23 | 24.4 | 21 | 23.2 | 23.7 | 24 | 24.8 | 25 | 26.4 | 28.1 | 25.9 | 26.8 | 22 | 22.2 | 26.4 | 22.1 | 28.2 | 20.1 | 25.3 | 25.6 | 22.1 | 27.7 | 22.9 | 26.2 | 26.8 | 22 | 25.2 | 20.2 | 20 | 19 | 27.2 | 25 | 25.7 | 23.4 | 26.2 | 23.7 | 27.4 | 0
7089 | 26.7 | 19.8 | 26.5 | 25.2 | 27.3 | 23.3 | 24.8 | 24 | 27.3 | 26.8 | 28.8 | 30.9 | 28.8 | 29.4 | 23.1 | 15.8 | 27 | 23.4 | 26.6 | 15 | 21.4 | 23.5 | 25.1 | 27.4 | 21.6 | 26.3 | 27.1 | 25.8 | 26.1 | 26.9 | 28.1 | 29.6 | 27.1 | 28.1 | 23 | 26.9 | 27.9 | 24.8 | 29.4 | 24.7 | 27.5 | 27.2 | 24 | 30.1 | 24.3 | 28.6 | 29.4 | 23.6 | 27.3 | 23.9 | 23 | 19.8 | 28.4 | 25.9 | 27.1 | 24.5 | 27.6 | 27.3 | 27.4 | 0
7090 | 31.2 | 21.6 | 28.3 | 27.8 | 29.8 | 25 | 26.5 | 25.7 | 28.5 | 29 | 31.3 | 33.1 | 31.1 | 30.5 | 24.3 | 18.8 | 28.2 | 23.8 | 27.8 | 16.3 | 24.3 | 25 | 27.6 | 29.9 | 21.6 | 29.8 | 28.8 | 27.2 | 27.6 | 29 | 29.6 | 29.5 | 28.5 | 29.8 | 24.6 | 29.4 | 29.5 | 27 | 29.7 | 28.4 | 28.4 | 28.3 | 25.8 | 32.6 | 25.1 | 30.7 | 31.7 | 25 | 28.9 | 27.2 | 25.8 | 19.6 | 29.3 | 27.3 | 27.9 | 25 | 28.6 | 31.8 | 27.3 | 0
7091 | 34 | 24.9 | 30.2 | 30 | 31.5 | 27 | 27.4 | 27.1 | 29.3 | 31.7 | 34 | 34.8 | 34 | 29.5 | 24.9 | 20.6 | 28.6 | 24.6 | 28.4 | 18.6 | 27.2 | 25.7 | 29 | 31.6 | 23.3 | 32 | 30.9 | 28.4 | 28.2 | 31 | 30.6 | 30.5 | 29.8 | 31 | 27 | 31.5 | 30.6 | 28.7 | 30.4 | 30.4 | 29.8 | 28.8 | 27.4 | 34.5 | 26.9 | 31.5 | 33.2 | 26 | 30 | 29.1 | 27.6 | 18 | 30.6 | 29.4 | 29.6 | 24.6 | 29.4 | 34.1 | 23 | 0
7092 | 35.8 | 26.5 | 30.7 | 31.9 | 32 | 27.6 | 27.4 | 28 | 30.2 | 33.9 | 35 | 35.7 | 35 | 30.4 | 26.1 | 21.5 | 29.4 | 25.8 | 29.2 | 21.4 | 28.9 | 26.5 | 30.5 | 32.6 | 24.3 | 33.8 | 32.7 | 29 | 29.2 | 32.7 | 31.4 | 31.2 | 31.4 | 32.5 | 28 | 33.5 | 31.4 | 29.8 | 31.2 | 32.4 | 32 | 28.7 | 28.3 | 35.6 | 30.7 | 32.2 | 34 | 26.8 | 30.6 | 29.8 | 29.2 | 17.3 | 31.4 | 29.4 | 30.3 | 23.4 | 29.8 | 36 | 21.9 | 0
7093 | 36.6 | 26.9 | 31.7 | 32.8 | 32.2 | 28.4 | 28 | 28.4 | 30.4 | 34.4 | 35.6 | 35.7 | 36.5 | 31.5 | 26.8 | 23.5 | 29.5 | 25.8 | 29.4 | 24.5 | 30.2 | 27.8 | 30.4 | 33 | 25.2 | 34.8 | 34.7 | 29.5 | 29.3 | 33.6 | 31.3 | 31.4 | 31.5 | 33.4 | 28.3 | 33.5 | 31.6 | 30.2 | 29.1 | 32.9 | 32.1 | 28.5 | 28.7 | 36.6 | 30.9 | 32.2 | 34.1 | 27.1 | 31.1 | 30.4 | 30 | 16.7 | 32.6 | 28.9 | 31.2 | 21.9 | 30 | 37 | 22.3 | 0
7094 | 37.4 | 27.9 | 32.4 | 33 | 31.7 | 28.6 | 28.8 | 28.7 | 30.1 | 35.2 | 34.8 | 35 | 36.6 | 31.5 | 27.5 | 24.7 | 29.6 | 25.8 | 29.6 | 27 | 30.4 | 28 | 29.8 | 33.2 | 27.8 | 35.8 | 34.7 | 29.4 | 29.5 | 33.8 | 30.8 | 31.4 | 31.5 | 34 | 28.5 | 33.8 | 31.4 | 30.9 | 30.7 | 33.9 | 31.1 | 28.2 | 28.5 | 36.9 | 31.3 | 32.4 | 33.6 | 27 | 31.4 | 30.6 | 30.4 | 17.2 | 33.4 | 29.8 | 31.6 | 20.6 | 30 | 33.6 | 23.6 | 0
7095 | 37.5 | 28.5 | 31.3 | 32.1 | 32.1 | 28.8 | 27.7 | 28.8 | 30 | 35.9 | 34.5 | 33.8 | 37.4 | 31 | 27.5 | 25.5 | 28.5 | 25.8 | 28.9 | 29 | 30.6 | 26.5 | 27.5 | 33 | 28.1 | 36.6 | 34.8 | 29.2 | 28.5 | 33.1 | 29.5 | 31.2 | 32.4 | 33.5 | 28.8 | 33.5 | 30.7 | 30.7 | 30.9 | 33.9 | 31 | 28.1 | 28 | 37.5 | 32.8 | 31.8 | 32.6 | 26.3 | 31.5 | 30.9 | 29.5 | 17.1 | 34.6 | 29.7 | 32.6 | 20 | 30 | 33.6 | 26.1 | 0
7096 | 37.2 | 27.5 | 30.9 | 30.9 | 32 | 26.3 | 27.1 | 28.7 | 29.6 | 35.1 | 33.6 | 32.5 | 36.1 | 30.5 | 27.5 | 24.4 | 27.5 | 25.8 | 28.2 | 30.1 | 30.4 | 26 | 25.5 | 32.5 | 27.8 | 36.3 | 34.9 | 28.4 | 27.7 | 31.9 | 28 | 30.6 | 32.3 | 32.9 | 28.3 | 33 | 29.9 | 30.1 | 30.9 | 33.4 | 30.8 | 27.9 | 27.1 | 37.1 | 32.6 | 31.1 | 31.2 | 25.3 | 31 | 30.7 | 27.9 | 17.1 | 34.7 | 29.3 | 31.5 | 20.1 | 30 | 32.9 | 27.9 | 0
7097 | 31.7 | 27.4 | 30.8 | 29.2 | 30.7 | 25.3 | 26.6 | 28.1 | 28.4 | 34.8 | 33.2 | 31.2 | 34.8 | 29.4 | 26.5 | 23 | 25.6 | 25.8 | 27 | 30.9 | 28.8 | 26 | 23 | 31.4 | 27.2 | 35.7 | 34 | 27.4 | 26 | 30.4 | 26.6 | 29.8 | 32 | 31.7 | 27.6 | 32.2 | 29 | 28.6 | 30 | 31.8 | 29 | 27.6 | 26.1 | 36.7 | 31.6 | 29.4 | 29.4 | 24 | 29.8 | 30 | 25.2 | 16 | 34.4 | 28.4 | 26.4 | 20.6 | 29.2 | 31.9 | 29 | 0
7098 | 34 | 25.3 | 29.4 | 27.7 | 29.1 | 24 | 26.3 | 27.1 | 27.1 | 32.8 | 31.9 | 30 | 31.4 | 28.5 | 25.3 | 21.2 | 24.4 | 25.3 | 26.2 | 31 | 27.4 | 25.9 | 21.9 | 29.8 | 25.4 | 34.3 | 32.3 | 25.9 | 24.9 | 29 | 25.9 | 28.7 | 31 | 31 | 25 | 29.8 | 28.4 | 26.2 | 29 | 28.2 | 28 | 27 | 24.9 | 35.1 | 29.7 | 27.7 | 27.4 | 22.8 | 27.8 | 27.8 | 22.5 | 15.2 | 32.6 | 26.7 | 26.5 | 21 | 28 | 30.4 | 28.2 | 0
7099 | 29 | 22.9 | 27.7 | 25.9 | 27.7 | 23.2 | 24.9 | 25.8 | 26.1 | 30.7 | 31 | 28.9 | 29.2 | 27.8 | 24 | 19.5 | 23 | 24.8 | 25.3 | 30.9 | 25.8 | 25.4 | 20.7 | 27.8 | 24.2 | 31.8 | 29.2 | 24.6 | 23.2 | 27.8 | 25.7 | 27.8 | 26.7 | 30 | 22 | 29 | 27.9 | 24.6 | 28.8 | 26 | 27.2 | 26.4 | 23.6 | 32.6 | 28.6 | 25.4 | 25.5 | 21.7 | 25.5 | 25.6 | 19.8 | 14 | 30.8 | 25.9 | 26.6 | 21.1 | 28 | 29.6 | 27.1 | 0
7100 | 26 | 20.9 | 25.6 | 24.4 | 26.8 | 22.8 | 24.4 | 24.7 | 25.6 | 29 | 29.6 | 28 | 27 | 28 | 22.2 | 18.5 | 22.4 | 24.7 | 24.8 | 29.8 | 24.5 | 25 | 20.4 | 26 | 23.8 | 29.3 | 27.4 | 23.4 | 22.1 | 27 | 26 | 27 | 27 | 29.4 | 21.8 | 28.6 | 27.6 | 23.6 | 28.5 | 24.7 | 26.2 | 25.6 | 22.5 | 30.9 | 27.8 | 23.6 | 24 | 21 | 23.4 | 24.1 | 18 | 13.6 | 28.6 | 25.8 | 26.8 | 20.8 | 27.5 | 28.9 | 25.6 | 0
7101 | 24 | 20.2 | 23.6 | 22.7 | 26.1 | 22.7 | 23.8 | 23.9 | 25.2 | 29 | 29.1 | 27.3 | 27.3 | 27.8 | 21.3 | 17.5 | 21.6 | 24.3 | 24.1 | 28 | 23.2 | 24.7 | 19.4 | 24.6 | 23.7 | 29.5 | 25.9 | 22.9 | 20.6 | 26.5 | 26.1 | 26.3 | 26.8 | 28.2 | 21.7 | 28 | 27.2 | 23.1 | 28.3 | 23.8 | 24.1 | 25.1 | 21.7 | 30.1 | 27.1 | 21.9 | 23.1 | 20.4 | 22 | 23.1 | 16.8 | 13 | 27.6 | 25.8 | 26.6 | 20.4 | 26.7 | 28.6 | 25.4 | 0
7102 | 26.6 | 19.4 | 23.3 | 21.7 | 25.6 | 22.2 | 23 | 23.6 | 25 | 28.1 | 28.4 | 26.8 | 27.1 | 27.5 | 20.5 | 17.4 | 21.6 | 24.2 | 23.8 | 25.2 | 22.1 | 24.3 | 19.3 | 23.9 | 23.4 | 28.7 | 26.3 | 22.5 | 20 | 26.1 | 26 | 25.6 | 26.5 | 27.3 | 21.1 | 26.9 | 26.9 | 22.4 | 28.3 | 23.1 | 24.1 | 24.7 | 21.2 | 29.6 | 26.2 | 21.4 | 22.8 | 20.1 | 21.5 | 22.2 | 16.9 | 13.3 | 26.9 | 25.4 | 26.5 | 20.3 | 26.4 | 28.6 | 25.7 | 0
7103 | 27.2 | 18.9 | 22.9 | 21 | 25.2 | 21.3 | 23.3 | 23.3 | 24.1 | 26.5 | 28.5 | 26.6 | 27.4 | 27.3 | 20.4 | 16.5 | 21.4 | 23.8 | 23.2 | 22.2 | 21.2 | 23.8 | 18.8 | 23.8 | 22.6 | 27.8 | 25.6 | 22.4 | 19.6 | 25.8 | 25.2 | 25 | 26.5 | 26 | 20.3 | 26 | 26.4 | 21.9 | 27.9 | 22.5 | 24.3 | 24.4 | 21.1 | 28.7 | 25.4 | 21.2 | 22.8 | 19.6 | 21.6 | 21.6 | 17 | 13 | 27.2 | 25.2 | 26.1 | 20.6 | 26 | 27.7 | 26.8 | 0
7104 | 26.8 | 18.5 | 23.2 | 21.1 | 24.5 | 20.8 | 22.9 | 22.9 | 24.1 | 26.4 | 28 | 26.6 | 25.2 | 26.8 | 19.4 | 16.5 | 21.8 | 23.4 | 23 | 19.4 | 20.6 | 23.3 | 19.4 | 23.8 | 21.7 | 26.5 | 25.2 | 21.9 | 20.3 | 25.4 | 24.1 | 24.5 | 25.5 | 25.2 | 19.3 | 24.4 | 26 | 21.4 | 27.3 | 21.9 | 24.3 | 24 | 21.1 | 28.6 | 23.3 | 21.7 | 22.8 | 19.2 | 21.8 | 21 | 17.3 | 12.8 | 27.1 | 24.8 | 26.1 | 21.3 | 24 | 26.2 | 27 | 0
7105 | 24.1 | 17.9 | 24.3 | 21.2 | 24.1 | 20.9 | 22.9 | 22.4 | 24 | 26.2 | 28.2 | 26.8 | 23 | 26.5 | 19.3 | 16.5 | 21.5 | 23.3 | 22.3 | 17.7 | 20.4 | 23 | 19.3 | 23.4 | 21.8 | 25.3 | 24.7 | 21.3 | 20.5 | 24.8 | 22.5 | 24.5 | 25.5 | 24.2 | 19 | 23.5 | 25.4 | 21 | 27.3 | 21.6 | 24.3 | 23.4 | 21.1 | 28.2 | 23.3 | 21.6 | 22.6 | 18.5 | 21.9 | 20.5 | 16.6 | 11.3 | 27.4 | 24.8 | 26.1 | 22 | 23.6 | 25 | 27 | 0
7106 | 23.9 | 18 | 23.4 | 21.4 | 23.7 | 21.1 | 22.5 | 21.9 | 23.9 | 25.4 | 27.8 | 26.8 | 19.6 | 26.4 | 19 | 16.5 | 21.4 | 23.3 | 21.8 | 16.7 | 20.4 | 22.5 | 19.6 | 22.4 | 21.2 | 24.3 | 24.2 | 20.4 | 21 | 24 | 21.2 | 24.3 | 25.4 | 23.6 | 19.1 | 23.4 | 24.8 | 20.6 | 27.3 | 21 | 24.8 | 22.6 | 20.8 | 27.1 | 23.3 | 21.2 | 22 | 17.8 | 21.4 | 20.6 | 15.4 | 9.8 | 27 | 24.5 | 26.1 | 22.4 | 23.5 | 24.3 | 26 | 0
7107 | 23.3 | 17.5 | 22.9 | 20.9 | 23.2 | 21.2 | 22.1 | 21.3 | 23.6 | 25.2 | 27.9 | 26.7 | 18.4 | 26 | 18.5 | 15.7 | 20.5 | 23.3 | 20.9 | 16.6 | 20.2 | 22.5 | 18.6 | 20.8 | 21.2 | 24 | 23.3 | 19.9 | 20.4 | 23.1 | 20.2 | 24 | 25.5 | 22.7 | 18.8 | 23.4 | 24 | 20 | 26.4 | 20.9 | 24.7 | 21.9 | 20.4 | 26.2 | 23.3 | 19.9 | 21.3 | 17.1 | 20.8 | 20 | 13.4 | 7.9 | 27.1 | 24.4 | 26.1 | 22.3 | 23 | 25.1 | 25.4 | 0
7108 | 21.6 | 17.5 | 23.3 | 20.4 | 23 | 21.1 | 22 | 20.8 | 23.6 | 24.9 | 27 | 26.4 | 17.5 | 25.9 | 19 | 15.4 | 20.3 | 23.3 | 20.7 | 16.4 | 19.6 | 22.5 | 18.2 | 19.4 | 21 | 23.3 | 22.9 | 19.7 | 20.2 | 22.5 | 20.1 | 23.9 | 25.4 | 22.6 | 19 | 23.1 | 23.6 | 19.9 | 26.3 | 20.6 | 24.7 | 21.4 | 19.9 | 24.6 | 23.3 | 19.2 | 20.8 | 17 | 20.2 | 19.6 | 12.2 | 7.8 | 26.7 | 24.3 | 26.1 | 21.8 | 22.4 | 24.8 | 24.8 | 0
7109 | 20.7 | 17.1 | 23.4 | 17.2 | 22.6 | 20.3 | 22 | 20.3 | 23.5 | 23.8 | 26.5 | 25 | 23.4 | 25.5 | 19.3 | 14.9 | 20.4 | 23.3 | 21.8 | 16.2 | 18.6 | 22.4 | 16.6 | 19 | 21.3 | 23.3 | 21.8 | 19 | 17.2 | 21.4 | 20.8 | 23.9 | 25.1 | 24 | 19 | 24 | 24.2 | 19.7 | 26.3 | 20.4 | 24.7 | 21.4 | 19 | 24.3 | 23.2 | 18 | 20.4 | 17 | 18.4 | 19.2 | 13 | 8.4 | 29 | 24.1 | 26.1 | 20.4 | 22 | 24.4 | 25.2 | 0
7110 | 20.7 | 16.5 | 22.9 | 17.7 | 22.4 | 20.2 | 22.1 | 20.9 | 23.2 | 23.2 | 29.9 | 25 | 22.8 | 25.5 | 19.5 | 14.6 | 21.6 | 23.2 | 22.8 | 15.5 | 17.6 | 22 | 18.3 | 20.3 | 21.2 | 23.1 | 21 | 20.3 | 18.6 | 21.7 | 22.3 | 23.6 | 25 | 24.8 | 18 | 23.6 | 24.2 | 19.3 | 26 | 19.8 | 24.7 | 21.8 | 19.9 | 24.5 | 23.1 | 19.2 | 22.2 | 18.3 | 19.9 | 18.8 | 14.8 | 11.1 | 27.8 | 23.9 | 26.1 | 20.8 | 21.8 | 24.2 | 25.5 | 0
7111 | 20.3 | 16.2 | 23.6 | 19.5 | 22.6 | 20.7 | 22 | 22.3 | 23.7 | 22.5 | 32.4 | 25.2 | 23.3 | 25.8 | 19.7 | 14.6 | 23.1 | 23.1 | 24 | 14.9 | 16.7 | 21.9 | 20.1 | 21.9 | 21.1 | 22.8 | 20.7 | 21.9 | 20.2 | 22.9 | 24 | 23.9 | 25.1 | 25.9 | 17.3 | 23.6 | 24.8 | 19.5 | 26.1 | 19.6 | 24.7 | 22.8 | 21.9 | 24.6 | 23.1 | 21.4 | 24.6 | 19.9 | 22.4 | 18.7 | 17.3 | 14.3 | 27.8 | 23.8 | 26.1 | 21.5 | 21.6 | 23.9 | 26.2 | 0
7112 | 21.9 | 17.4 | 24.4 | 21.4 | 24.2 | 22.8 | 22.4 | 24.2 | 25 | 23 | 34.8 | 26.4 | 24.8 | 27.5 | 21.8 | 15.2 | 25 | 23.2 | 25.4 | 14.5 | 17.1 | 22.3 | 22.6 | 25 | 23.9 | 23.6 | 22.8 | 23.6 | 22.6 | 24.6 | 26.4 | 25.4 | 25.8 | 27.5 | 19.7 | 25.4 | 26 | 22 | 27.5 | 19.8 | 25.3 | 24.4 | 23.8 | 25.1 | 23.1 | 24 | 27.4 | 21.8 | 25 | 21.6 | 20.4 | 17.8 | 27.4 | 24.3 | 26.1 | 22.4 | 22.4 | 24.2 | 26 | 0
7113 | 28.7 | 20.8 | 26.5 | 24.5 | 27.1 | 25.3 | 23.1 | 26.2 | 23.5 | 25.4 | 34.1 | 28.1 | 27.5 | 28.8 | 24.1 | 15.9 | 26.5 | 24.3 | 26.5 | 13.4 | 16.2 | 24.1 | 24.3 | 26.9 | 25.2 | 26.8 | 27.3 | 25.3 | 24.3 | 26.7 | 28 | 25.1 | 26.9 | 28.8 | 22.6 | 27.5 | 27.5 | 24.9 | 29.2 | 23.4 | 26.1 | 25.9 | 25.7 | 26.8 | 26.9 | 27 | 29.7 | 23.2 | 27.5 | 25.5 | 22.9 | 19.7 | 29 | 26.9 | 26.2 | 23.7 | 24.2 | 28 | 25.6 | 0
7114 | 32.5 | 24 | 28 | 27.3 | 29.5 | 26.9 | 25.2 | 27.8 | 25 | 29.8 | 33.3 | 30.3 | 30.5 | 29.8 | 25.1 | 17.6 | 27.9 | 25 | 27.5 | 15.4 | 19 | 25.3 | 26.2 | 29.3 | 27.1 | 30.8 | 30.3 | 26.9 | 26 | 28.7 | 29.7 | 26.1 | 28.1 | 30.1 | 26.3 | 30.1 | 28.6 | 27.1 | 29.7 | 26.9 | 27.4 | 27.4 | 26.7 | 30.3 | 29 | 29.4 | 31.8 | 24.6 | 29 | 28.6 | 25.3 | 20.5 | 29.9 | 28.8 | 27.1 | 25 | 26.6 | 32.3 | 24.2 | 0
7115 | 35.4 | 27 | 30 | 30.2 | 31 | 27.5 | 26.4 | 28.8 | 26.6 | 31.3 | 31.4 | 32.2 | 33.4 | 29.4 | 26.1 | 19.4 | 28.8 | 27.2 | 28.2 | 18.6 | 24.2 | 26.7 | 27.2 | 30.4 | 29 | 33.3 | 31.9 | 28.4 | 27 | 30.4 | 30.4 | 28.9 | 28.7 | 31 | 28.6 | 31.6 | 29.2 | 28.8 | 29.5 | 29.8 | 30 | 28.4 | 27.2 | 33.3 | 30.1 | 31.4 | 33.2 | 25.4 | 30 | 30 | 27 | 19.8 | 31.8 | 30.1 | 28.9 | 26.4 | 27.8 | 35 | 23.2 | 0
7116 | 35.9 | 27.2 | 30 | 31.8 | 32.5 | 27.7 | 26.4 | 29.2 | 28.3 | 33.8 | 31.8 | 33.6 | 35.4 | 28.8 | 27.3 | 21.4 | 29.5 | 27.6 | 29 | 22 | 24.7 | 28.6 | 28.3 | 32.3 | 29.6 | 35.8 | 33 | 29.6 | 28.1 | 31.5 | 31.3 | 29.4 | 29.3 | 32 | 29.3 | 33.6 | 29 | 29.8 | 26.4 | 30.6 | 30.6 | 29.2 | 27 | 35 | 32.5 | 32.4 | 34.4 | 26.2 | 30.4 | 31.2 | 28.7 | 19.2 | 32 | 30.9 | 29.7 | 27.3 | 29 | 36.5 | 23.5 | 0
7117 | 37.1 | 29 | 30 | 33.2 | 32.4 | 28.6 | 26.1 | 29.3 | 28.3 | 34.7 | 32.2 | 33.9 | 36.7 | 29.8 | 28.1 | 23.4 | 29.7 | 28.5 | 29.5 | 25.1 | 30.5 | 28.6 | 28.2 | 33.1 | 30.3 | 36.3 | 34.7 | 30.3 | 28.4 | 32.5 | 31.1 | 30 | 29.8 | 32.3 | 30.3 | 34.1 | 28.3 | 29.9 | 28.7 | 31.6 | 31.1 | 29.5 | 27.3 | 35.8 | 32.5 | 32.9 | 34.8 | 26.4 | 31 | 31.5 | 29.6 | 18.3 | 32.9 | 30.9 | 30.5 | 27.6 | 29.6 | 37.5 | 24.6 | 0
7118 | 37.2 | 29.2 | 31 | 33.4 | 32 | 29.6 | 25.2 | 29.1 | 28.2 | 35.7 | 34 | 33.2 | 37 | 31 | 28.5 | 24.5 | 29.6 | 28.5 | 29.8 | 27.2 | 31.4 | 29.4 | 27.8 | 34.2 | 31 | 36.9 | 35 | 30.4 | 28.6 | 33 | 30.8 | 29.9 | 27.5 | 32.6 | 30.6 | 33.4 | 27.4 | 30.5 | 29.3 | 32.4 | 31.5 | 29.6 | 27.6 | 36.5 | 32.8 | 32.6 | 34.6 | 26.4 | 31.4 | 32 | 30 | 18.2 | 32.8 | 30.4 | 31.6 | 27.2 | 29.6 | 34.5 | 26 | 0
7119 | 37.3 | 29.3 | 31.5 | 33.6 | 32 | 29.2 | 25.6 | 28.9 | 28 | 35.7 | 33.9 | 31.6 | 37 | 31 | 28.5 | 24.9 | 28.7 | 26.7 | 29.3 | 28.6 | 31.7 | 28.7 | 26 | 33.5 | 31.6 | 37.3 | 36.7 | 29.8 | 27.7 | 33.5 | 29.2 | 29.8 | 25.9 | 32.1 | 30.6 | 32.6 | 26.8 | 30.4 | 30.2 | 32.6 | 31.9 | 29.2 | 28.4 | 36.5 | 32.8 | 32.1 | 33.4 | 25.6 | 31.8 | 32.3 | 29.1 | 17.7 | 34.1 | 29.4 | 31.2 | 26.5 | 29.6 | 33.5 | 27.4 | 0
7120 | 37.2 | 29.3 | 30.8 | 32.4 | 32 | 29.2 | 25 | 28.6 | 27.4 | 35.9 | 33.7 | 29.9 | 36.3 | 30.5 | 27.3 | 24.4 | 27.4 | 25.8 | 28.5 | 29.3 | 31.5 | 29.1 | 24.2 | 33.1 | 31.1 | 37.3 | 35.7 | 28.5 | 26.5 | 33.4 | 27.8 | 29.2 | 25.3 | 31.6 | 30 | 31.1 | 26.5 | 30 | 30 | 32.8 | 31 | 28.7 | 28.6 | 36.7 | 32.7 | 31 | 31.6 | 24.8 | 31.3 | 32.2 | 27.3 | 17.6 | 34.2 | 28.3 | 32.1 | 25.4 | 29.2 | 32.5 | 28.2 | 0
7121 | 36.2 | 28 | 31 | 31 | 30.5 | 27.4 | 24.3 | 28.2 | 26.4 | 35.4 | 31.6 | 28.4 | 35.4 | 29.5 | 27 | 22.8 | 25.6 | 25.7 | 27.2 | 30 | 30.2 | 28.6 | 22.1 | 31.4 | 30.8 | 37.2 | 35.8 | 27 | 24.5 | 33 | 26 | 27.9 | 25.9 | 30.7 | 27.8 | 30.1 | 26.4 | 28.6 | 29.7 | 30.9 | 30.3 | 27.6 | 28 | 36.5 | 31.9 | 29.8 | 29.2 | 23.6 | 29.8 | 31 | 24.4 | 16.6 | 34.6 | 27.4 | 30.8 | 24.6 | 28.2 | 32 | 28.2 | 0
7122 | 34 | 26 | 29.3 | 28.3 | 28.1 | 24.2 | 23.8 | 27.6 | 24.8 | 33.2 | 30.6 | 27.5 | 33.9 | 28.5 | 25.9 | 21.1 | 23.9 | 25.2 | 26 | 30.6 | 28.3 | 28.1 | 21 | 30.4 | 29.4 | 35.3 | 32.9 | 25.5 | 22.8 | 31.9 | 25.4 | 26.7 | 26.1 | 30.1 | 24.8 | 29.1 | 26.1 | 26.2 | 29 | 27.8 | 29.4 | 26.4 | 26 | 34.7 | 29.3 | 28.1 | 27.1 | 22.9 | 27 | 30 | 21.5 | 15.8 | 32.7 | 26.9 | 30.1 | 24 | 26.2 | 31 | 27.4 | 0
7123 | 28.3 | 23.2 | 28.2 | 26.2 | 26.7 | 23.8 | 23.4 | 26.7 | 23.3 | 30.9 | 28.7 | 26.8 | 32.2 | 28.2 | 25.1 | 18.4 | 22.3 | 25 | 24.8 | 31 | 26.6 | 27.3 | 20.1 | 28.3 | 28.1 | 32.8 | 30.2 | 24.5 | 20.9 | 30.7 | 24.8 | 25.7 | 26.1 | 29.3 | 22 | 28.1 | 25.6 | 24.4 | 28.6 | 25.6 | 28.2 | 25.1 | 23.7 | 32.3 | 28.4 | 26.6 | 25.4 | 22.3 | 24.1 | 28 | 18.6 | 14.3 | 31.1 | 26.4 | 28.5 | 23.7 | 25.2 | 30.2 | 26.3 | 0
7124 | 25.2 | 21.6 | 25.6 | 24 | 25.6 | 23.5 | 23.4 | 25.5 | 22.6 | 29.6 | 28.6 | 26.4 | 30.2 | 27.6 | 24.8 | 17.1 | 21.4 | 24.9 | 24.2 | 30.5 | 24.9 | 26.2 | 20 | 26.8 | 27 | 31 | 28.3 | 23.8 | 19.6 | 29.2 | 25.2 | 24.9 | 26.1 | 28.8 | 22 | 27.6 | 24.8 | 23.3 | 28.2 | 24.2 | 28.1 | 24 | 21.4 | 30.8 | 28.4 | 25.2 | 24.6 | 22.2 | 21.4 | 26.6 | 16.8 | 13.4 | 28.6 | 26.4 | 27.5 | 23.6 | 24.4 | 29.9 | 25.4 | 0
7125 | 23.5 | 20.3 | 25.7 | 23.2 | 25.5 | 23.5 | 22.8 | 24.6 | 22 | 27.4 | 27.8 | 25.7 | 28.6 | 27 | 24.6 | 16.4 | 20.8 | 24.7 | 23.7 | 28.8 | 22.6 | 25.1 | 19.5 | 24.3 | 26.2 | 29.3 | 28.2 | 23.4 | 18.3 | 28.1 | 25.1 | 24.7 | 26 | 28 | 21.3 | 26.6 | 24.1 | 22.3 | 27.9 | 23.1 | 27.8 | 23.2 | 20.4 | 29.8 | 26.6 | 24.4 | 24.2 | 21.9 | 20.1 | 25.8 | 15.6 | 12.3 | 28 | 26 | 27.2 | 23.6 | 24 | 29.5 | 25.1 | 0
7126 | 22.2 | 20.2 | 25.4 | 22.4 | 24.5 | 23.2 | 22.5 | 23.7 | 21.6 | 26.8 | 28.6 | 25.2 | 27.3 | 26.8 | 24.6 | 15.9 | 20.9 | 24.6 | 23.7 | 25.8 | 21.7 | 23.8 | 19.5 | 23.2 | 25.8 | 28.3 | 26.8 | 23.1 | 18 | 27.2 | 25.4 | 24.2 | 25.9 | 27.5 | 20.8 | 25.2 | 23.7 | 22.1 | 27.4 | 22.6 | 27.5 | 22.9 | 20.1 | 30 | 26.6 | 23.6 | 24.3 | 21.7 | 19.8 | 25.2 | 15.5 | 12.2 | 27.1 | 25.7 | 26.9 | 23.2 | 23.4 | 28.7 | 25.3 | 0
7127 | 21.4 | 19.3 | 25.5 | 22.2 | 24 | 22.9 | 22.3 | 22.8 | 20.6 | 24.9 | 28.4 | 24.6 | 26.6 | 26.5 | 24.4 | 15.7 | 21 | 24.4 | 23.6 | 22.3 | 20.9 | 23.1 | 18.8 | 22 | 25.7 | 27.8 | 26 | 22.4 | 17.8 | 26.6 | 25 | 23.9 | 25.9 | 26.8 | 20 | 24.3 | 23.8 | 21.9 | 27.3 | 22.1 | 27.4 | 23 | 20.8 | 29.5 | 26.5 | 23 | 24.2 | 21 | 20.4 | 24.5 | 15.6 | 12 | 27.8 | 25.6 | 26.8 | 22.6 | 23 | 27.1 | 25.8 | 0
7128 | 21.2 | 18.8 | 25.5 | 21 | 23.5 | 22.1 | 21.8 | 22.1 | 20.6 | 24.4 | 29.3 | 24.6 | 26.1 | 26.5 | 23.9 | 15.2 | 21.3 | 24.2 | 23.6 | 19 | 20 | 23 | 18.6 | 22.6 | 24.9 | 26.8 | 25.7 | 21.4 | 18.3 | 25.7 | 24.9 | 22.9 | 25.3 | 26.5 | 19.6 | 23.7 | 24.2 | 20.9 | 26.9 | 21.6 | 27.2 | 23.4 | 21.1 | 28 | 24.7 | 21.9 | 23.9 | 20.4 | 20.7 | 24.5 | 15.9 | 12.2 | 27.4 | 24.9 | 26.5 | 21.7 | 22.6 | 26.4 | 26 | 0
7129 | 20.6 | 18.4 | 24.5 | 19.9 | 23 | 21.6 | 22 | 21.5 | 20.3 | 24.3 | 28.3 | 24.7 | 26 | 26.4 | 23.6 | 14.7 | 21.1 | 24.1 | 23.1 | 16.9 | 19.5 | 22.9 | 17.7 | 22.4 | 24.7 | 26.5 | 26.7 | 20.1 | 18.2 | 24.8 | 23.9 | 22.5 | 25.2 | 25.9 | 19 | 23.2 | 24.7 | 20.8 | 27 | 21.3 | 27 | 23.4 | 21.2 | 27.5 | 24.4 | 20.7 | 22.8 | 19.2 | 20.6 | 24 | 15.4 | 11.4 | 28.1 | 24.9 | 26.2 | 20.9 | 22.4 | 25.1 | 25.8 | 0
7130 | 19.8 | 18.4 | 23 | 18.2 | 22.9 | 21.4 | 22 | 21 | 20.3 | 24.1 | 27.7 | 25.2 | 25.6 | 26 | 23.3 | 14 | 20.8 | 24 | 22.6 | 16 | 19 | 22.7 | 17.2 | 22.6 | 24.2 | 26.1 | 25.1 | 19 | 18.2 | 23.6 | 23 | 22.1 | 25.1 | 25.4 | 18.5 | 22.6 | 25 | 20.4 | 26.9 | 20.8 | 27 | 23.2 | 20.3 | 26.9 | 24.3 | 19.2 | 21.6 | 18.2 | 19.6 | 23.4 | 14.6 | 10.4 | 27.8 | 24.9 | 26.2 | 20.2 | 22.2 | 24.4 | 25.2 | 0
7131 | 21.4 | 17.5 | 22.2 | 17.5 | 22.5 | 21.3 | 21.6 | 20.4 | 20.2 | 23.7 | 25.7 | 25.3 | 25.1 | 25.8 | 22.6 | 13.4 | 20.2 | 23.7 | 21.9 | 16 | 18.6 | 22.6 | 16.3 | 21 | 24 | 25.7 | 24.4 | 18.3 | 17.4 | 22.6 | 21.5 | 22 | 24.9 | 24.5 | 18.2 | 22.2 | 25 | 20.1 | 26.3 | 20.6 | 26.8 | 22.5 | 19.5 | 26.3 | 24 | 18.2 | 20.3 | 17.1 | 18.6 | 22.8 | 13.3 | 8.6 | 28.8 | 24.9 | 25.8 | 20 | 21.8 | 24 | 24.5 | 0
7132 | 20.8 | 18.3 | 22 | 16.7 | 22.5 | 21.4 | 21.4 | 19.9 | 20 | 23.1 | 25.9 | 25.3 | 24.2 | 25.5 | 22.6 | 12.6 | 20.1 | 23.5 | 21.6 | 15.9 | 18.3 | 22.5 | 16.3 | 20.1 | 23.6 | 25.2 | 23.7 | 18.3 | 17.2 | 21.6 | 21 | 21.5 | 24.8 | 24.2 | 17.8 | 22.1 | 24.5 | 19.6 | 25.9 | 20.3 | 26.5 | 21.8 | 18.7 | 25.6 | 23.4 | 17.6 | 19.9 | 16.8 | 17.9 | 22.5 | 12.7 | 8 | 28.6 | 24.9 | 25.6 | 20 | 21.6 | 24 | 23.9 | 0
7133 | 20.2 | 17 | 21.5 | 17.4 | 22.5 | 21.2 | 21.5 | 19.3 | 19.8 | 23 | 26.6 | 21.8 | 22.4 | 25.5 | 22.3 | 12.4 | 18.8 | 23.5 | 22 | 15.5 | 18 | 22.5 | 18 | 20.4 | 23.1 | 24.2 | 23.8 | 19.8 | 15.8 | 26.4 | 22 | 21.3 | 24.6 | 23.6 | 17.6 | 22 | 23.4 | 19.4 | 25.9 | 20.1 | 26.5 | 20 | 20.3 | 25.3 | 23.2 | 19.5 | 21.6 | 16.8 | 18 | 22.1 | 11.6 | 8.4 | 26 | 24.9 | 25.6 | 21.2 | 21.4 | 24 | 23.8 | 0
7134 | 19.2 | 16.5 | 20.7 | 18.5 | 22.4 | 21 | 21.6 | 19.6 | 19.4 | 22.4 | 25 | 22 | 22.1 | 24.5 | 22.1 | 12 | 20.4 | 23.5 | 22.4 | 14.4 | 17.5 | 22.5 | 18.5 | 21 | 22.9 | 22.8 | 23.7 | 20.3 | 17.1 | 25.8 | 21.8 | 21 | 24.6 | 24.5 | 17.3 | 22 | 24.4 | 19.1 | 26 | 19.8 | 26 | 23 | 20.3 | 24.8 | 21.6 | 20.5 | 22.8 | 17.9 | 19.3 | 22 | 13 | 11.1 | 24.6 | 24.9 | 25.5 | 21.7 | 20.8 | 23.8 | 23.9 | 0
7135 | 19 | 15.9 | 20.5 | 20.4 | 22.1 | 20.7 | 21.6 | 20.7 | 20.1 | 21.9 | 24.4 | 22.8 | 22.7 | 25.5 | 22.1 | 12 | 22.7 | 23.5 | 23.3 | 13.3 | 17.3 | 22.5 | 19.2 | 22.8 | 23.1 | 22.5 | 22.7 | 21.2 | 19.1 | 26.5 | 22.6 | 21.9 | 24.5 | 25.4 | 17.3 | 22.2 | 25.6 | 19.3 | 25.9 | 19.4 | 25.8 | 25.8 | 21 | 24.7 | 21.5 | 22.1 | 24.5 | 19.5 | 20.8 | 22 | 15.6 | 14.1 | 24.7 | 24.9 | 25.3 | 21.8 | 20.8 | 23.5 | 24.1 | 0
7136 | 20.7 | 17.3 | 23.5 | 23 | 23.5 | 21.8 | 21.7 | 22.3 | 22.4 | 22.4 | 24.4 | 24.6 | 24.6 | 27.6 | 22.2 | 12.6 | 25.6 | 23.5 | 24.6 | 12.7 | 17.2 | 22.9 | 20.4 | 24.4 | 24.4 | 23.2 | 23.7 | 22.4 | 21.4 | 26.8 | 24.2 | 24.4 | 25.6 | 26.9 | 19.3 | 24 | 27 | 21.9 | 26.3 | 19.7 | 26.6 | 29.1 | 21.8 | 24.8 | 21.6 | 24.7 | 27 | 21.8 | 24 | 24.3 | 19.2 | 17.4 | 24.6 | 25.4 | 26.1 | 22.6 | 21.8 | 24.2 | 24 | 0
7137 | 27.5 | 21.7 | 25.5 | 25.7 | 26.3 | 24.6 | 22.1 | 24.2 | 25.3 | 24.6 | 26.3 | 26.7 | 27.2 | 29 | 22.6 | 18.4 | 27.8 | 24 | 26 | 13.2 | 20.2 | 24.6 | 21.6 | 27.3 | 26.2 | 26.8 | 27 | 23.8 | 23.6 | 28.5 | 26.3 | 26.2 | 26.7 | 27.9 | 24 | 27.1 | 28.3 | 24.6 | 28.6 | 24.2 | 29.3 | 29.8 | 23.4 | 26.4 | 28.2 | 26.9 | 29 | 23.4 | 26 | 26.5 | 22.6 | 18.8 | 26.9 | 27.2 | 27.4 | 23.1 | 23.4 | 27.1 | 28.1 | 0
7138 | 29.8 | 25.2 | 28.2 | 28.3 | 28.8 | 25.5 | 22.7 | 26.1 | 27.3 | 26.6 | 28.6 | 29 | 30.3 | 30 | 22.5 | 21.2 | 29.5 | 24.3 | 27.3 | 14.4 | 23.7 | 26.6 | 23.2 | 29.4 | 27.4 | 33.2 | 30.5 | 25.2 | 25.5 | 29.6 | 28.3 | 27.7 | 27.3 | 29.3 | 27.2 | 29.8 | 29.5 | 27.4 | 29.3 | 29 | 29.7 | 30.1 | 25 | 30 | 29.1 | 29.5 | 31.3 | 24.9 | 28.7 | 28.2 | 25.9 | 19.4 | 28.5 | 29.1 | 29 | 24.5 | 24.4 | 31.9 | 28.1 | 0
7139 | 31.8 | 27.5 | 29.8 | 30.4 | 30.9 | 25.7 | 24.2 | 27.7 | 27.8 | 31.1 | 31.5 | 30.8 | 33 | 31 | 23 | 21 | 30 | 24.7 | 28.4 | 17 | 27.8 | 26.7 | 24.6 | 31.8 | 28.7 | 34.7 | 32.9 | 26.4 | 27 | 31.4 | 29.6 | 28.4 | 28.6 | 30.2 | 29.6 | 32.2 | 30.4 | 29 | 29.9 | 31.7 | 30.6 | 28.8 | 26.8 | 35 | 30.6 | 31.2 | 32.8 | 25.6 | 30 | 29.4 | 28.2 | 18.4 | 31.2 | 29.8 | 30.2 | 25.8 | 25.6 | 34.4 | 28.2 | 0
7140 | 34.5 | 29 | 30.4 | 32.1 | 32.4 | 27.1 | 26 | 29 | 28.6 | 33.2 | 33.2 | 31.9 | 35.1 | 25.5 | 24.5 | 22.7 | 30.2 | 24.9 | 29.2 | 25.8 | 30.6 | 28.3 | 25.9 | 32.5 | 30 | 35.7 | 35.3 | 27.4 | 28.1 | 32.3 | 29.9 | 29.4 | 29.2 | 31.6 | 30.5 | 34.2 | 31 | 30 | 30.7 | 33.2 | 32 | 29 | 28 | 36.2 | 32.4 | 33 | 34.3 | 26.6 | 31.8 | 30.9 | 30.1 | 18 | 31.9 | 30.3 | 31.1 | 27.7 | 29.3 | 35.3 | 27.7 | 0
7141 | 35.2 | 30 | 31.6 | 33.1 | 33.4 | 27.7 | 27.5 | 29.9 | 28.8 | 34.6 | 34.6 | 32 | 36.1 | 29.4 | 24.7 | 24.8 | 29.6 | 24.9 | 29.6 | 27.6 | 31.7 | 29.3 | 26.4 | 33.2 | 30.5 | 37.2 | 36 | 27.9 | 28.9 | 33.9 | 29.2 | 29.7 | 27 | 32.3 | 31.3 | 34.7 | 31.2 | 30.6 | 30.3 | 34.3 | 32.6 | 28.8 | 29.1 | 36.7 | 32.4 | 33.7 | 34.8 | 26.9 | 31.7 | 31.9 | 31 | 17.3 | 33.1 | 30.5 | 31.9 | 28.6 | 29.6 | 34.8 | 27.2 | 0
7142 | 36 | 30.6 | 31.9 | 33.4 | 33.1 | 28 | 28.8 | 30.3 | 28.9 | 35.3 | 34.6 | 31.4 | 36.4 | 26.8 | 25.6 | 26.2 | 29 | 25.1 | 29.6 | 28.7 | 32.3 | 30.2 | 26.2 | 32.7 | 31 | 38.6 | 36.6 | 28 | 29.2 | 34.8 | 28.2 | 29.8 | 28.3 | 33 | 31.3 | 33.2 | 31 | 30 | 28 | 34.3 | 33.8 | 29.8 | 29.4 | 37 | 32.6 | 34 | 34.8 | 27.4 | 31.2 | 32.4 | 31.4 | 17.6 | 33 | 30.3 | 32.5 | 28.8 | 29.7 | 34.5 | 26.3 | 0
7143 | 36.3 | 30.7 | 31.8 | 32.9 | 33.2 | 28.6 | 28.6 | 30.2 | 28.5 | 35.6 | 34.6 | 30.1 | 35.9 | 27 | 26.2 | 26.4 | 27.7 | 25.2 | 29.2 | 29.8 | 32.3 | 30.3 | 25.1 | 32.9 | 31.3 | 38.7 | 36.3 | 27.6 | 28.9 | 36.1 | 27.2 | 29.8 | 25.5 | 32.6 | 31 | 32.2 | 30.4 | 30.5 | 28.3 | 34.5 | 33.6 | 29.2 | 29.7 | 37 | 32.6 | 32.8 | 33.5 | 26.8 | 28.4 | 31.9 | 30.6 | 17.2 | 34.2 | 30.3 | 33.1 | 27.3 | 29.8 | 33.8 | 25.7 | 0
7144 | 36.6 | 30.7 | 31 | 31.8 | 33 | 28.5 | 27.6 | 29.6 | 27.7 | 35.2 | 33.6 | 28.8 | 35.3 | 27 | 26.2 | 25.5 | 26.5 | 25.2 | 28.6 | 30.2 | 31.8 | 30.3 | 23.6 | 32 | 30.7 | 38.7 | 36.7 | 26.8 | 28 | 35.4 | 26.6 | 29.2 | 24.5 | 32.2 | 31 | 31.4 | 29.4 | 29.9 | 28.3 | 34.7 | 30.6 | 28.9 | 29.1 | 37 | 32.6 | 31.3 | 32.2 | 26.2 | 26.3 | 31.9 | 29 | 16.9 | 33.9 | 29.8 | 32.6 | 25.5 | 29.6 | 33.6 | 25 | 0
7145 | 35.9 | 29.5 | 30.9 | 30 | 30.7 | 27.8 | 26.5 | 28.6 | 26.8 | 34.6 | 32.6 | 27.4 | 34.4 | 26.9 | 26.1 | 23.8 | 24.8 | 24.9 | 27.6 | 30.8 | 30.5 | 29.1 | 22 | 31.4 | 24 | 38.2 | 36.1 | 25.8 | 26.4 | 33.8 | 26.4 | 28.1 | 25.4 | 31.1 | 29 | 30.7 | 28.4 | 29 | 28.3 | 32.8 | 30.5 | 27 | 28.4 | 36.6 | 32.3 | 29 | 30.4 | 24.6 | 23.6 | 31.3 | 26.4 | 15.4 | 34 | 28.8 | 32.4 | 23.2 | 28.3 | 32.3 | 24.9 | 0
7146 | 32.6 | 26.7 | 27.4 | 28.1 | 28.6 | 25.8 | 25.5 | 27.3 | 24.8 | 30.1 | 30.5 | 26.3 | 33.4 | 26.5 | 25.6 | 21.7 | 23.5 | 24.4 | 26.6 | 31 | 28.3 | 27.3 | 20.9 | 29.5 | 23.2 | 36.2 | 32.3 | 24.8 | 24.5 | 29.8 | 26.3 | 26.4 | 25.5 | 30.6 | 26 | 29.2 | 27.5 | 27 | 28.2 | 28.7 | 29.2 | 26.1 | 26.9 | 34.5 | 29.9 | 27.2 | 29.3 | 23.4 | 23.1 | 30.4 | 23.7 | 14.1 | 31.9 | 28 | 30.9 | 22.1 | 25.4 | 31 | 25.5 | 0
7147 | 27.1 | 23.6 | 25.2 | 26.1 | 26.9 | 23 | 25 | 25.7 | 24 | 29.1 | 28.6 | 25.1 | 31.8 | 26.1 | 25.4 | 19.8 | 22 | 24.3 | 25.5 | 31.3 | 25.5 | 25.8 | 20.1 | 28.3 | 22.9 | 33 | 30 | 24 | 22.6 | 26.2 | 26 | 24.9 | 25.5 | 29.7 | 24.5 | 28.4 | 26.8 | 25 | 28.2 | 25.8 | 28.5 | 24.1 | 25.5 | 31.6 | 29.9 | 25.1 | 28.1 | 21.7 | 22.6 | 29.9 | 20.7 | 12 | 30.6 | 27.7 | 29.1 | 21.4 | 24.4 | 29.8 | 26.1 | 0
7148 | 24.2 | 21.8 | 25.4 | 24.4 | 26 | 21.6 | 24.6 | 24.2 | 23.3 | 28.3 | 26.4 | 24.2 | 30 | 26 | 25.1 | 18.7 | 21.2 | 24.3 | 24.6 | 30.5 | 24 | 25.4 | 19.8 | 26.6 | 21.8 | 31.2 | 29.2 | 23.4 | 21 | 22.6 | 25.4 | 23.9 | 25.6 | 29.2 | 22.5 | 28.1 | 26.4 | 24 | 28 | 24.1 | 28 | 23.4 | 24 | 29.5 | 29.6 | 23.8 | 27.6 | 20.6 | 23.4 | 28.4 | 18.6 | 10.8 | 28.4 | 26.8 | 28.4 | 21.6 | 23.6 | 29 | 26.5 | 0
7149 | 22.7 | 20.7 | 22.6 | 23 | 25.1 | 20.6 | 23.7 | 23 | 22.8 | 27.6 | 25.4 | 23.2 | 27.8 | 25.7 | 24.9 | 18.2 | 20.5 | 24.2 | 23.9 | 29 | 22.9 | 24.8 | 19.6 | 26.2 | 21.9 | 29.2 | 28.8 | 23 | 19.9 | 21.7 | 24.6 | 23.2 | 25.6 | 28.1 | 22 | 27.2 | 26.2 | 23 | 27.9 | 23 | 27.7 | 22 | 23.2 | 28.1 | 27.5 | 22.3 | 26.7 | 19.4 | 22.9 | 27.9 | 17 | 9.5 | 28.3 | 26.3 | 28 | 21.4 | 23 | 28.5 | 28.4 | 0
7150 | 21.7 | 20.3 | 22.2 | 22.1 | 24.7 | 20.5 | 23 | 22.3 | 22.4 | 26.1 | 24.7 | 22.7 | 26.1 | 25.5 | 24.9 | 17.7 | 20.7 | 23.8 | 23.6 | 26.1 | 22 | 24.3 | 19.5 | 25.3 | 22 | 28.2 | 28 | 22.7 | 19.4 | 22 | 23.9 | 22.8 | 24.8 | 27.4 | 21.2 | 26.3 | 26 | 22.6 | 27.4 | 22 | 27.2 | 22.2 | 22.3 | 27.5 | 27.5 | 21.8 | 26.2 | 19.2 | 23.3 | 25 | 16.6 | 9.6 | 27.8 | 26.3 | 27.7 | 21.6 | 22.4 | 27.8 | 29.5 | 0
7151 | 21.1 | 19.5 | 19.9 | 21.4 | 24 | 19.8 | 22.7 | 21.6 | 21.8 | 25.2 | 25.2 | 22.4 | 24.8 | 25.4 | 25 | 17.2 | 20.8 | 23.5 | 23.4 | 23.1 | 21.2 | 23.8 | 19.2 | 24.8 | 21.8 | 27.8 | 26.8 | 22.4 | 19 | 24 | 23.6 | 22.3 | 24.8 | 26.4 | 20.8 | 25.6 | 25.6 | 21.9 | 26.9 | 21.4 | 27.9 | 22 | 22 | 27.5 | 27.5 | 21.4 | 25.4 | 19 | 22.6 | 24.9 | 16.4 | 9.8 | 28.6 | 26.3 | 27.7 | 21.2 | 21.8 | 27.2 | 31.6 | 0
7152 | 21.6 | 19.2 | 21.5 | 20.8 | 23.4 | 19.7 | 22.7 | 21.1 | 20.9 | 24.8 | 25.6 | 22.6 | 24.5 | 25 | 24.1 | 16.7 | 21.2 | 23.3 | 23.4 | 20 | 20.6 | 23.2 | 19 | 23 | 21.1 | 26.7 | 28.3 | 22 | 18.6 | 25.2 | 23.6 | 21.7 | 24.5 | 26.1 | 20.5 | 24.8 | 25 | 21.6 | 26.3 | 20.8 | 26.5 | 23.1 | 21.3 | 26.7 | 25.7 | 21.8 | 25.1 | 19.6 | 23.1 | 24.2 | 16.5 | 10.7 | 27.8 | 25.8 | 27.6 | 21.4 | 21.4 | 26.1 | 32.5 | 0
7153 | 20.4 | 18.9 | 20.3 | 20 | 23.2 | 19.8 | 22.5 | 20.8 | 20.8 | 24.6 | 26.7 | 22.8 | 24.5 | 25 | 23.1 | 16.5 | 20.9 | 23 | 23.3 | 18.1 | 20.3 | 23.1 | 18.6 | 21.6 | 20.3 | 26.2 | 27.6 | 21.4 | 17.8 | 26.7 | 23.8 | 21.1 | 24.3 | 25.3 | 20.3 | 24.4 | 24.2 | 21.4 | 26.3 | 20.5 | 26.2 | 22.7 | 21 | 25.8 | 25.7 | 21.7 | 24.2 | 19.4 | 22.4 | 23.9 | 15.9 | 10.5 | 27.8 | 25.8 | 27.6 | 21.1 | 21 | 25.5 | 33.9 | 0
7154 | 19.7 | 18.2 | 19.4 | 19 | 23.1 | 19.5 | 21.9 | 20.5 | 20.8 | 24.2 | 27.2 | 23 | 24.6 | 25 | 22.3 | 16.3 | 20.4 | 23 | 23 | 16.7 | 20 | 22.9 | 18.4 | 19.8 | 20 | 25.8 | 26.8 | 20.8 | 16.8 | 26.6 | 23.8 | 20.7 | 24.2 | 25 | 19.9 | 24.5 | 23.4 | 21.3 | 26.3 | 20.4 | 26 | 22.4 | 20.4 | 25.4 | 25.8 | 21.6 | 23.6 | 19.2 | 22.1 | 23.9 | 14.8 | 10 | 26.6 | 25.8 | 27.3 | 21.4 | 20.7 | 25.3 | 33.7 | 0
7155 | 19.5 | 18.2 | 18.9 | 17.9 | 22.7 | 19.1 | 21.3 | 20.3 | 20.7 | 24 | 27.9 | 22.7 | 24.1 | 24.9 | 22.1 | 16.3 | 19.2 | 23 | 22.5 | 16.4 | 19.6 | 22.8 | 18 | 19.6 | 19.8 | 25.3 | 26.6 | 20.2 | 15.9 | 26.9 | 23.4 | 20.2 | 24 | 24.1 | 19.5 | 24.2 | 22.9 | 21 | 26.1 | 20 | 25.9 | 20.4 | 20.3 | 24.8 | 25.8 | 20.6 | 22.4 | 18 | 20.1 | 23.9 | 13.1 | 8.4 | 26.8 | 25.6 | 27.1 | 21.1 | 20.6 | 25.3 | 33.5 | 0
7156 | 19.6 | 17.8 | 18.6 | 17.3 | 22.3 | 19.2 | 21.4 | 20 | 20.3 | 23.6 | 27.3 | 22.3 | 23.4 | 24.8 | 21.6 | 15.9 | 18.7 | 22.9 | 22.1 | 16 | 19.3 | 22.5 | 18 | 19.3 | 19.3 | 25.2 | 23.9 | 19.8 | 15.4 | 26.3 | 22.7 | 20.2 | 23.8 | 23.8 | 19.5 | 24.1 | 22.9 | 20.6 | 25.9 | 20 | 25.7 | 20 | 20.1 | 22 | 25.8 | 20 | 21.8 | 17.3 | 19.2 | 23.9 | 11.9 | 8 | 26 | 25.6 | 26.7 | 21.4 | 20.2 | 25.2 | 31.7 | 0
7157 | 18.6 | 17.7 | 19.2 | 17 | 22.2 | 18.9 | 21.4 | 19.7 | 20 | 23.6 | 24.4 | 20 | 20.4 | 24.6 | 21.6 | 15.7 | 18.8 | 22.6 | 22.4 | 16.3 | 19 | 22.2 | 18 | 24.2 | 19.3 | 25.2 | 22.5 | 20.4 | 15.8 | 21.6 | 21.4 | 20.6 | 23.5 | 24 | 19.3 | 24.2 | 24.4 | 20.7 | 25.9 | 20 | 25.8 | 19 | 20 | 21.2 | 25.8 | 19.4 | 23 | 16.4 | 21.6 | 23.9 | 12.2 | 6.8 | 25.2 | 25.5 | 25.6 | 20 | 19.7 | 24.8 | 30.9 | 0
7158 | 18.1 | 17.7 | 18.4 | 17.7 | 21.3 | 17.7 | 21.2 | 20.6 | 19.8 | 23.1 | 23.8 | 20.3 | 20.1 | 24.6 | 21.1 | 15.7 | 20.8 | 22.3 | 23 | 16.4 | 18.7 | 21.8 | 18.8 | 24.2 | 19.1 | 25.2 | 22.3 | 20.6 | 17 | 20.9 | 23 | 20.4 | 23.4 | 25 | 19.3 | 24.2 | 24.5 | 20.5 | 25.9 | 19.8 | 25.6 | 19.6 | 19.9 | 21.2 | 25.6 | 20.8 | 23.7 | 18 | 21.6 | 23.9 | 14.6 | 10.3 | 24.5 | 25.4 | 25.5 | 21 | 19.4 | 23.7 | 29.7 | 0
7159 | 17.6 | 17.3 | 19.2 | 19.7 | 21.6 | 17.5 | 21.2 | 21.9 | 20.8 | 22.8 | 24.1 | 21.5 | 21.4 | 24.9 | 21.1 | 15 | 22.8 | 22.2 | 23.8 | 17.4 | 18.4 | 21.7 | 20.1 | 24.5 | 18.7 | 21.7 | 21.4 | 21.3 | 19 | 21.6 | 24.5 | 21.4 | 23.5 | 26.3 | 19.1 | 24.2 | 24.8 | 20 | 25.9 | 19.5 | 25.7 | 20.7 | 20.6 | 22.5 | 25.6 | 22.8 | 23.9 | 20.2 | 22 | 23.9 | 17.6 | 13.9 | 24.8 | 25.4 | 25.4 | 22.3 | 19.2 | 23.7 | 30 | 0
7160 | 20.6 | 18.6 | 22.1 | 22.4 | 23.7 | 20.9 | 21.5 | 23.4 | 23.3 | 23.4 | 25.2 | 23.6 | 23.6 | 25.3 | 21.6 | 16.2 | 25 | 22.2 | 24.8 | 27 | 18.4 | 22 | 22.2 | 25 | 21.8 | 22.7 | 22.4 | 22.6 | 21.6 | 23 | 26.4 | 23.7 | 24.4 | 28 | 20.5 | 24.6 | 25.6 | 21.6 | 25.9 | 20.1 | 26.4 | 22.6 | 21.6 | 22.8 | 25.5 | 25.1 | 25 | 22.4 | 22.8 | 23.9 | 20.6 | 17.6 | 25.4 | 26.3 | 26.4 | 24.2 | 20 | 23.8 | 29.2 | 0
7161 | 26 | 21.7 | 24.5 | 25.5 | 25.5 | 24.3 | 22.8 | 24.7 | 25.8 | 25.5 | 27.6 | 26.3 | 27.1 | 26.1 | 23 | 19.8 | 26.4 | 23.2 | 25.9 | 24.6 | 21.7 | 24 | 24.1 | 25.9 | 23.5 | 26.2 | 27 | 23.7 | 24 | 25.8 | 27.4 | 27 | 25.6 | 29.6 | 23.6 | 24.8 | 26.6 | 24.4 | 26.9 | 24 | 28.9 | 24.5 | 23.6 | 24.8 | 27.2 | 27.3 | 25.2 | 24.3 | 23.8 | 24.9 | 23.2 | 19 | 27.1 | 27.5 | 28 | 25.8 | 23.7 | 27.9 | 28.6 | 0
7162 | 28.5 | 25.4 | 25.7 | 28.2 | 28.3 | 25.9 | 25.2 | 25.8 | 27.3 | 27 | 30.2 | 29.1 | 30.2 | 26.6 | 25.2 | 21.7 | 27.6 | 24 | 27.1 | 22.5 | 25.4 | 24.2 | 26 | 26.9 | 26.3 | 31.2 | 29.9 | 24.7 | 26.1 | 28.4 | 28.8 | 28.2 | 26.9 | 31 | 26.4 | 29.9 | 28 | 26.7 | 27.5 | 27.2 | 29.9 | 26.6 | 25.5 | 29.3 | 28 | 29 | 26.3 | 25.6 | 25.2 | 26.8 | 25.4 | 19.5 | 28.6 | 28.5 | 29.5 | 27.6 | 25 | 32.8 | 26.2 | 0
7163 | 31.1 | 27.7 | 27 | 30.4 | 30.3 | 27.2 | 26.3 | 26.9 | 28.5 | 29.2 | 33 | 31.4 | 33 | 28.8 | 25.5 | 22.6 | 28.2 | 25.3 | 28.2 | 20.5 | 29.3 | 24.9 | 26.8 | 28.2 | 28 | 35.2 | 32.7 | 25.2 | 27.4 | 31 | 29.4 | 29 | 27.5 | 32 | 28.1 | 32.2 | 29.4 | 28.5 | 28.8 | 29.6 | 31.4 | 28 | 27.6 | 33.3 | 29.9 | 30.2 | 27.2 | 26.4 | 26.4 | 27.6 | 27.4 | 18.4 | 30.2 | 30.5 | 30.5 | 28.8 | 26 | 34.9 | 24.5 | 0
7164 | 33.5 | 29.3 | 28.2 | 31.8 | 32 | 28 | 27.9 | 28.1 | 29.2 | 31.2 | 34.7 | 32.7 | 34.3 | 29.2 | 26.5 | 23.7 | 29 | 27.8 | 29.1 | 19.2 | 32 | 24.6 | 27.1 | 29.4 | 29.1 | 36.9 | 35.2 | 25.5 | 28.4 | 32.2 | 30.5 | 30 | 28.7 | 32.7 | 29.6 | 31.8 | 30.7 | 29.9 | 30.5 | 31.1 | 32.9 | 29.1 | 28.7 | 36.3 | 31.4 | 30.9 | 29.4 | 26.7 | 27.6 | 28.5 | 29.3 | 18.1 | 30.8 | 30.6 | 32.5 | 29.8 | 28.5 | 36.9 | 22.8 | 0
7165 | 34.8 | 30 | 29.4 | 32.6 | 33.2 | 28.6 | 28.6 | 29.3 | 29.3 | 33.5 | 35.6 | 32.8 | 35.1 | 26.2 | 27.5 | 25 | 29.1 | 28.4 | 29.6 | 18 | 33.4 | 25.3 | 26.5 | 30.6 | 30.4 | 38.1 | 36 | 25.3 | 28.7 | 33.1 | 30.5 | 30.1 | 29.7 | 32.9 | 30.4 | 31.7 | 31.3 | 30.9 | 29.8 | 32.5 | 32.9 | 29.2 | 29.6 | 36.9 | 31.3 | 31.3 | 30.8 | 26.8 | 28.5 | 29.6 | 30.9 | 17.7 | 31.5 | 30.7 | 32.6 | 30 | 28.6 | 33.3 | 23.4 | 0
7166 | 35.9 | 30.9 | 29.6 | 33 | 32.8 | 29.1 | 27.5 | 30.1 | 29.4 | 34.6 | 35.4 | 32 | 35 | 27.7 | 27.7 | 26.8 | 29 | 29.3 | 29.6 | 17.4 | 33.3 | 26.3 | 25.6 | 31.4 | 30.4 | 38.7 | 35.8 | 25.2 | 28.8 | 33.2 | 30.4 | 30.3 | 30.2 | 32.8 | 30.5 | 31.6 | 31.4 | 31.7 | 29.5 | 33 | 33.2 | 29 | 29.6 | 37.4 | 31.1 | 31.4 | 32.4 | 26.6 | 29 | 30.5 | 31.6 | 18.4 | 31.6 | 30.7 | 33 | 29.6 | 29.2 | 32.3 | 24.1 | 0
7167 | 36.7 | 30.8 | 29.7 | 33 | 32.7 | 29.3 | 28 | 30.4 | 29 | 35.2 | 34.8 | 30.5 | 35 | 28.7 | 28.3 | 27.3 | 27.8 | 29.5 | 29.1 | 16.6 | 33.3 | 26.8 | 24.3 | 32 | 30.9 | 38.7 | 36.1 | 24.8 | 28.3 | 33.7 | 28.8 | 30.2 | 29.6 | 32.3 | 30.4 | 31.3 | 30.7 | 31.2 | 28.7 | 33.8 | 31.9 | 28.1 | 29.6 | 37.5 | 30.6 | 31.1 | 32.1 | 26.1 | 28.9 | 31.2 | 31 | 18.2 | 32.3 | 30.5 | 33.1 | 28.2 | 29.6 | 32.5 | 25.9 | 0
7168 | 36.9 | 30.4 | 30 | 32.3 | 32.2 | 29.1 | 27.7 | 30 | 28.5 | 34.8 | 33.6 | 28.9 | 34.2 | 27.8 | 28.5 | 26.5 | 26.2 | 28.3 | 28.2 | 16.2 | 33.1 | 26.3 | 23.5 | 31.9 | 31.1 | 38.8 | 35.8 | 24.5 | 27.5 | 33.6 | 27.3 | 29.7 | 30 | 31.6 | 30 | 30.9 | 29.6 | 31.3 | 28.7 | 33 | 31.4 | 27.1 | 29 | 37.3 | 30.1 | 30.4 | 31.5 | 25.2 | 28.2 | 31.9 | 28.8 | 18 | 32.5 | 29.5 | 32.8 | 26.7 | 28.7 | 32.8 | 26 | 0
7169 | 36.8 | 28.9 | 29.2 | 31 | 30.5 | 28.6 | 27 | 29.3 | 27.3 | 34.7 | 32.4 | 27.4 | 33 | 27.7 | 28 | 25 | 24 | 26.9 | 27 | 15.3 | 31 | 26.1 | 22.8 | 31.4 | 30.5 | 38.6 | 35.1 | 24 | 26 | 33.4 | 25.4 | 28.6 | 29.7 | 30.8 | 26.8 | 30.7 | 28.2 | 29.9 | 28.7 | 31.4 | 30.4 | 26 | 28.2 | 36.8 | 30.9 | 29.2 | 29.8 | 24 | 27 | 31 | 25.6 | 16.6 | 32.6 | 28.5 | 32 | 25 | 28 | 30.9 | 26.4 | 0
7170 | 33.5 | 26.4 | 26.7 | 28.9 | 28.5 | 27.3 | 26 | 28.3 | 25.6 | 32.5 | 30.8 | 26.2 | 30.4 | 27.2 | 26.9 | 22.5 | 22.3 | 25.6 | 25.8 | 14.6 | 29 | 25.6 | 22.6 | 30.3 | 27.9 | 36.7 | 31.8 | 23.5 | 24.3 | 31.8 | 24.6 | 27.4 | 29.1 | 30.1 | 25 | 29.9 | 27.1 | 27.4 | 28.3 | 28.4 | 28.9 | 25.2 | 26.6 | 34.8 | 28.5 | 27.6 | 28.9 | 22.5 | 25.5 | 28.6 | 22.1 | 15.5 | 31.5 | 27.3 | 31 | 23.8 | 25.2 | 29.8 | 24.2 | 0
7171 | 27.7 | 23.4 | 25.2 | 26.6 | 26.8 | 24.6 | 25 | 27.2 | 24.5 | 30.1 | 29.2 | 25.1 | 27.6 | 27 | 25.5 | 20.5 | 20.8 | 24.8 | 24.8 | 13.6 | 26.4 | 25.2 | 22 | 29.1 | 27 | 32.6 | 28.5 | 22.7 | 22.3 | 30 | 23.9 | 26 | 27.4 | 29.4 | 23 | 29.2 | 26.2 | 25.9 | 28.2 | 26 | 27.9 | 24.2 | 25.2 | 32.3 | 27.8 | 25.8 | 27.4 | 21.3 | 23.7 | 27.1 | 19.3 | 13.6 | 30.3 | 26.7 | 30 | 22.8 | 24 | 28.8 | 25.2 | 0
7172 | 25.5 | 21.1 | 23.9 | 24.4 | 25.8 | 23.4 | 22.8 | 25.9 | 24 | 29 | 27.4 | 24.2 | 24.4 | 26.7 | 23.5 | 19.3 | 20.2 | 24 | 24 | 13.5 | 24.6 | 24.6 | 21.4 | 27.8 | 26.8 | 31 | 27.1 | 22 | 20.6 | 27.4 | 24 | 25.1 | 26.9 | 28.8 | 22.4 | 29.1 | 25.6 | 25 | 27.8 | 24.6 | 27.2 | 23.4 | 23.5 | 30.8 | 27.1 | 24.2 | 26.8 | 20.4 | 22.2 | 26.8 | 17.8 | 12.6 | 28.6 | 26.5 | 29 | 22.4 | 23.2 | 28.3 | 26.6 | 0
7173 | 24.1 | 20.1 | 22.2 | 23 | 25.8 | 22.1 | 22.1 | 24.7 | 23.1 | 27.9 | 26.1 | 23.3 | 22.4 | 26.2 | 22.5 | 19.1 | 19.7 | 23.5 | 23.5 | 14 | 23.4 | 24 | 20.2 | 26.9 | 25 | 29.8 | 26 | 21.3 | 19.1 | 25.6 | 23.5 | 24.4 | 26.8 | 28.1 | 21.8 | 28.4 | 25.1 | 24 | 27.7 | 23.7 | 26.4 | 22.3 | 22.5 | 29.3 | 26.4 | 22.9 | 25.4 | 20.1 | 21 | 26.1 | 17.5 | 11.4 | 27.7 | 26.5 | 28 | 21.8 | 22.5 | 27.9 | 28.2 | 0
7174 | 23 | 19.4 | 21.4 | 22.2 | 25.8 | 22.1 | 21.7 | 23.5 | 22.9 | 27.3 | 24.9 | 22.6 | 21.2 | 25.7 | 21.5 | 18.5 | 19.7 | 23 | 23.2 | 14.9 | 22.8 | 23.8 | 19.3 | 26.2 | 25.9 | 29.5 | 25.1 | 21.1 | 18.3 | 24 | 23.4 | 24.1 | 26.7 | 27.4 | 21 | 27 | 24.9 | 23 | 27.5 | 23.2 | 26 | 21.7 | 21.6 | 28.6 | 26.2 | 22 | 24.9 | 20.1 | 20.4 | 26.1 | 17.8 | 11.3 | 26.9 | 26.3 | 27.5 | 21.6 | 22 | 27.4 | 29.7 | 0
7175 | 22.5 | 18.7 | 20.2 | 22 | 25.5 | 21.3 | 21.2 | 22.2 | 23.5 | 26.4 | 24.4 | 22 | 21.4 | 25.2 | 21 | 18.2 | 19.4 | 22.6 | 23 | 17.1 | 22 | 22.8 | 18.4 | 25.8 | 25.9 | 28.2 | 25 | 21.2 | 17.8 | 23.6 | 22.6 | 23.4 | 26.5 | 26.6 | 20.4 | 26.6 | 24.8 | 22 | 27.4 | 22.5 | 25.9 | 21 | 21.4 | 27.4 | 25.8 | 21.4 | 24 | 20 | 20.4 | 25.9 | 17.8 | 10.8 | 27 | 26.3 | 27.1 | 21.2 | 21.5 | 26.7 | 31 | 0
7176 | 22.3 | 18 | 19.2 | 21.7 | 24.8 | 20.7 | 19.8 | 21.3 | 22 | 25.4 | 24.2 | 21.7 | 21.7 | 25.2 | 20 | 17.7 | 19.3 | 22.3 | 22.8 | 19.6 | 21.3 | 22.8 | 18.4 | 25.4 | 25 | 28.6 | 24.2 | 21.7 | 17.8 | 23.1 | 22.4 | 22 | 26.2 | 25.9 | 19.7 | 26.3 | 24.9 | 21.5 | 26.8 | 22 | 25.6 | 20.9 | 20.9 | 26.8 | 25.9 | 20.9 | 24.4 | 19.5 | 20.9 | 25.2 | 16.9 | 10.8 | 26.7 | 26.2 | 27 | 21.1 | 21.2 | 25.8 | 31.9 | 0
7177 | 22.1 | 17.8 | 18.7 | 21.2 | 24.3 | 20.7 | 19.8 | 20.8 | 22 | 25.1 | 24.6 | 21.4 | 22.4 | 25.2 | 19.7 | 17.3 | 18.6 | 22.3 | 22.6 | 22.8 | 20.9 | 22.4 | 18.3 | 25.2 | 23 | 27.2 | 23.6 | 22 | 17.5 | 23.3 | 21.6 | 21.5 | 26.2 | 25.1 | 19.5 | 26.3 | 24.9 | 21.5 | 26.7 | 21.7 | 25.5 | 20.6 | 20.8 | 25.2 | 25.8 | 20.3 | 24.2 | 18.5 | 21.5 | 25 | 15.1 | 9.5 | 26.9 | 26.2 | 26.6 | 20.6 | 20.6 | 25.1 | 32.2 | 0
7178 | 21.1 | 17 | 18.7 | 20 | 23.3 | 20.6 | 19.9 | 20.3 | 21.5 | 23.8 | 24.8 | 21.2 | 22.2 | 24.7 | 20 | 16.8 | 18.2 | 22.3 | 22.4 | 25.2 | 20.4 | 22.1 | 18.6 | 24.8 | 22.4 | 26.2 | 23.2 | 22 | 17 | 23 | 21.4 | 21.2 | 26 | 24.4 | 19.2 | 26.1 | 25 | 20.9 | 26.5 | 21.5 | 25.5 | 20.4 | 20.4 | 23.3 | 25.4 | 19.6 | 24.6 | 17.2 | 22 | 24.5 | 13 | 8.2 | 26.4 | 26.2 | 26 | 20.4 | 20.5 | 24.5 | 31.9 | 0
7179 | 23.7 | 17 | 18.7 | 18.6 | 22.8 | 20.2 | 20.1 | 19.5 | 21.5 | 23.5 | 25.1 | 20.8 | 21.9 | 24.7 | 19.9 | 16.8 | 17.6 | 22.3 | 22.2 | 27.4 | 20 | 22 | 18.3 | 24.6 | 21.3 | 25.4 | 24.2 | 21.5 | 16.2 | 22.9 | 20.7 | 21.5 | 25.7 | 23.8 | 19.2 | 26 | 24.8 | 20.8 | 26.4 | 21 | 25.4 | 19.8 | 20.4 | 22.8 | 25.4 | 19 | 23.8 | 16.1 | 22 | 24 | 11.4 | 6.2 | 26.3 | 26 | 25.7 | 19.9 | 20.3 | 24.5 | 30.9 | 0
7180 | 23.7 | 16.9 | 18.3 | 17.4 | 22.7 | 19.4 | 20.2 | 18.6 | 21 | 23.5 | 24.8 | 20.3 | 20.9 | 24.7 | 19.9 | 16.3 | 17.9 | 22.2 | 22.2 | 28.4 | 19.8 | 22 | 18.2 | 24.3 | 20.4 | 25 | 23.1 | 20.9 | 15.7 | 22.1 | 21 | 21.5 | 25.5 | 23.7 | 18.7 | 26.1 | 24.6 | 20.8 | 25.5 | 20.7 | 25.3 | 19.3 | 20 | 22.3 | 25.2 | 18.8 | 23.6 | 15.8 | 21.9 | 23.3 | 11 | 5.9 | 25.5 | 26.1 | 25.6 | 19.8 | 20 | 24.4 | 29.4 | 0
7181 | 21.5 | 16.8 | 17.6 | 16.8 | 22.3 | 18.6 | 20.3 | 17.7 | 21 | 23 | 20.6 | 20.2 | 18 | 24.7 | 20.1 | 16 | 17 | 21.8 | 21.8 | 29.1 | 19.5 | 22 | 15 | 23 | 20.1 | 24.3 | 21.6 | 18 | 15.6 | 21.6 | 22.4 | 21.2 | 25.2 | 24.6 | 18.5 | 25.9 | 23.4 | 20.4 | 25.5 | 20.6 | 25.3 | 19.4 | 19.2 | 21.3 | 25.1 | 18 | 23.6 | 18.4 | 18.5 | 22.8 | 18 | 7 | 25 | 26.2 | 25.5 | 19.6 | 19.8 | 24.1 | 27.7 | 0
7182 | 21 | 16.4 | 17.7 | 17.7 | 22.1 | 18 | 20.4 | 17.9 | 20.9 | 22.6 | 21.5 | 21 | 17.9 | 24.7 | 20.5 | 16.3 | 19 | 21.8 | 21.7 | 29 | 19.2 | 22 | 16.7 | 22.9 | 19.4 | 23.7 | 21.1 | 18.3 | 17.2 | 21.7 | 22.9 | 20.7 | 25 | 25.4 | 18.3 | 25.4 | 24.4 | 20 | 25.3 | 20.5 | 25.2 | 19.5 | 19.7 | 20.3 | 25 | 19 | 24.1 | 19.3 | 19.2 | 22.1 | 19 | 11.2 | 24.7 | 26.2 | 25.5 | 20.7 | 19.8 | 23.8 | 26 | 0
7183 | 19.5 | 16.1 | 17.2 | 19.8 | 22.1 | 18 | 20.3 | 18.9 | 21.2 | 22.5 | 23.5 | 22.3 | 19.8 | 24.6 | 20.5 | 15.6 | 21.3 | 21.8 | 22.1 | 28.9 | 18.9 | 21.9 | 18.7 | 23.6 | 18.5 | 23.7 | 21.1 | 19.3 | 19.3 | 22.8 | 23.6 | 22.3 | 24.9 | 26 | 18.1 | 25.3 | 25.8 | 19.5 | 25.3 | 20.2 | 25.1 | 20.8 | 21.2 | 20.2 | 25.4 | 20.9 | 25.1 | 20.7 | 20.3 | 21.6 | 20.4 | 15.2 | 25.2 | 26.3 | 25.6 | 22.4 | 19.6 | 23.7 | 24.7 | 0
7184 | 21.3 | 17.9 | 21 | 23.2 | 23.7 | 20.4 | 20.6 | 20.9 | 23 | 23.2 | 26 | 24.2 | 22.4 | 24.6 | 21.1 | 16 | 24 | 22.8 | 22.8 | 27.7 | 18.8 | 22.1 | 21.6 | 25 | 21 | 24.2 | 20.9 | 21 | 22 | 24.4 | 24.2 | 24.9 | 26 | 27.4 | 19.6 | 25.8 | 27.4 | 21.8 | 25.2 | 21 | 25.4 | 22.4 | 22.7 | 21.8 | 25.9 | 23.7 | 26 | 22.6 | 22.2 | 22.2 | 21.8 | 19.6 | 25.4 | 26.7 | 25.8 | 24.4 | 21 | 23.8 | 24 | 0
7185 | 26.8 | 21.3 | 25.2 | 26.3 | 26.7 | 24.1 | 21.3 | 23.4 | 26.2 | 25.4 | 28.8 | 26.3 | 26.7 | 25.1 | 24.7 | 20.6 | 25.7 | 25 | 24.3 | 26 | 21 | 23.5 | 23.4 | 26.9 | 25.8 | 26.8 | 26.4 | 22.9 | 24.1 | 26.9 | 25 | 26.9 | 27.1 | 28.2 | 24 | 28 | 28.6 | 24.7 | 25 | 23.9 | 28.1 | 24.9 | 24.8 | 31.6 | 26.5 | 26.3 | 27.6 | 24.4 | 24.2 | 24.3 | 22.7 | 20.9 | 26.8 | 28 | 26.2 | 26.3 | 24.2 | 26.8 | 23.9 | 0
7186 | 29.5 | 24.9 | 27.2 | 29.1 | 28.9 | 27 | 22.6 | 26 | 27.4 | 28.1 | 31.1 | 28.6 | 30.3 | 25.1 | 26.2 | 22.2 | 27.2 | 28 | 26.1 | 23.2 | 24.7 | 25.3 | 25.1 | 28.7 | 27.5 | 30.5 | 30.9 | 24.8 | 26.1 | 29.3 | 25.6 | 28.3 | 28.1 | 29.5 | 26.7 | 30.5 | 29.5 | 27.6 | 24.9 | 25.9 | 29.3 | 26.9 | 26.4 | 31.6 | 28.4 | 28.7 | 28.9 | 25.9 | 26.5 | 26.3 | 22.9 | 21.3 | 28 | 28.5 | 26.1 | 27.9 | 26.5 | 32.4 | 24.3 | 0
7187 | 32 | 27.8 | 28.5 | 30.8 | 30.1 | 28.5 | 25 | 28.1 | 28.3 | 31 | 32.8 | 30.4 | 33.6 | 25.5 | 27.5 | 23.6 | 27.8 | 29.7 | 28 | 20.5 | 27.5 | 26.5 | 25.6 | 30 | 29.1 | 32.6 | 34.7 | 26.4 | 27.4 | 31.6 | 26.2 | 28.9 | 27.9 | 30.2 | 28.6 | 32.4 | 30 | 29.1 | 24.9 | 29 | 31 | 28.4 | 28 | 34.1 | 30.2 | 30.1 | 30.4 | 26.8 | 28.2 | 27.7 | 22.4 | 19.6 | 29.8 | 30 | 24.9 | 29 | 28.2 | 35.5 | 24.8 | 0
7188 | 34 | 28.4 | 29.4 | 32.3 | 30.9 | 29.4 | 25.9 | 29.6 | 29.3 | 34.2 | 33.8 | 31.7 | 34.7 | 26.2 | 28.7 | 25.1 | 28.7 | 31 | 29.2 | 18 | 29.7 | 27.7 | 26.4 | 30.6 | 31 | 35.6 | 35.1 | 27.5 | 28.7 | 32.9 | 26.3 | 29.9 | 29.2 | 31.5 | 29.6 | 32.6 | 30.4 | 30.6 | 25.1 | 30.9 | 31.9 | 28.5 | 28.8 | 36.1 | 31 | 31 | 31 | 27.2 | 29.6 | 28.7 | 21.6 | 19 | 30.6 | 30 | 24.6 | 29.6 | 29.4 | 33.9 | 25.1 | 0
7189 | 35.6 | 29.7 | 30.7 | 33.1 | 30.9 | 30.2 | 26.4 | 30.4 | 29.3 | 35.9 | 34.4 | 32.1 | 35.3 | 27.2 | 29 | 26.9 | 28.9 | 31.4 | 29.8 | 16.9 | 31.2 | 28.6 | 25.9 | 30.7 | 31 | 37.3 | 35 | 28.2 | 29.2 | 33.7 | 26.2 | 30.2 | 29.6 | 31.9 | 29.8 | 32.6 | 30.5 | 31.1 | 25.3 | 32.3 | 32.7 | 28.2 | 29.7 | 37.1 | 31 | 31 | 31.4 | 27.2 | 29.8 | 29 | 20.9 | 17.9 | 31.7 | 30.4 | 25.1 | 29.7 | 30.2 | 33.1 | 25 | 0
7190 | 36.3 | 29.8 | 29.7 | 34 | 30.8 | 30.3 | 25.9 | 30.7 | 29.3 | 37.4 | 34.6 | 31.8 | 34.6 | 27.6 | 29.8 | 28.7 | 29 | 31.6 | 29.4 | 16.4 | 31.9 | 28.1 | 25.6 | 30.6 | 31.5 | 37.7 | 35.2 | 28.4 | 29.4 | 33.6 | 25.6 | 30.4 | 30.1 | 32.4 | 29.7 | 32.4 | 30.6 | 31.6 | 25.4 | 32.3 | 33 | 27.3 | 30 | 37.1 | 31 | 30.8 | 31 | 27 | 29.4 | 29.8 | 20.6 | 18.4 | 31.8 | 29.5 | 25.7 | 29.4 | 30.5 | 32.4 | 24.7 | 0
7191 | 36.9 | 30.3 | 29.9 | 34 | 30.5 | 30.8 | 26.5 | 30.6 | 29 | 37.4 | 34.8 | 30.7 | 34.5 | 27.8 | 29.7 | 28.9 | 27.8 | 31.8 | 28.6 | 16.8 | 32.7 | 28.1 | 24 | 30.6 | 31.4 | 38.1 | 35.9 | 28.2 | 28.5 | 33.4 | 24.9 | 30.2 | 27.7 | 31.7 | 29.5 | 32.8 | 30.3 | 31.2 | 25.5 | 32.7 | 32.5 | 27 | 30.5 | 37.1 | 31.2 | 29.9 | 30.7 | 26.6 | 28.1 | 29.3 | 20.5 | 17.8 | 32.3 | 27 | 25.9 | 28.6 | 30.4 | 32.1 | 24.1 | 0
7192 | 37.2 | 30.2 | 30.4 | 33.6 | 30.5 | 30.1 | 26 | 29.9 | 28.3 | 35.9 | 34.6 | 29.3 | 33.5 | 27.4 | 29.2 | 27.4 | 26.3 | 31.5 | 27.3 | 16.6 | 32.5 | 28 | 22.8 | 30.5 | 31.2 | 38.1 | 34.1 | 27.8 | 27.4 | 32.7 | 24.1 | 29.7 | 27.6 | 31.2 | 29 | 32.4 | 29.8 | 31 | 25.5 | 32.6 | 31.9 | 26.4 | 30.2 | 37.1 | 31 | 28.9 | 29.5 | 25.9 | 26.9 | 29.3 | 20.6 | 18 | 31.9 | 27 | 26.4 | 27.4 | 29.3 | 32.1 | 23.7 | 0
7193 | 37.1 | 29.2 | 29.9 | 31.8 | 29.9 | 29.5 | 25.1 | 28.7 | 27.3 | 34.7 | 34 | 27.8 | 32.4 | 27.2 | 28.9 | 25.9 | 24 | 29.6 | 26.2 | 16.3 | 30.8 | 27.9 | 21 | 30.2 | 30.4 | 37.7 | 34.8 | 27 | 25.6 | 32 | 23.6 | 28.8 | 27.5 | 30 | 26 | 31.3 | 28.8 | 29.7 | 25.5 | 31.7 | 30.4 | 26.2 | 29.5 | 36.6 | 31 | 27.4 | 28.4 | 24.8 | 25.6 | 28.1 | 20.4 | 16.8 | 31.6 | 27 | 26.4 | 26 | 28 | 31.7 | 23.7 | 0
7194 | 34.6 | 26.3 | 27.5 | 29.5 | 28.2 | 27.5 | 24 | 27 | 25.5 | 32.9 | 32.8 | 26.5 | 29.6 | 26.4 | 27.1 | 23.3 | 22.3 | 26.8 | 25 | 15.2 | 29 | 27.3 | 20.4 | 29.4 | 27.3 | 36.1 | 31.4 | 26.1 | 24.1 | 30.7 | 23.2 | 27.2 | 26.6 | 29.5 | 24.1 | 30.2 | 27.8 | 26.3 | 25.1 | 28.7 | 29.2 | 25.2 | 27.8 | 35.1 | 29 | 26 | 26.6 | 23.4 | 24.9 | 27.1 | 19.9 | 16.5 | 30.3 | 26.5 | 26.1 | 24.6 | 25.6 | 30.7 | 24.3 | 0
7195 | 29.6 | 23.7 | 25.2 | 26.3 | 26.3 | 26.3 | 23.4 | 25.1 | 24.3 | 31.6 | 31.3 | 25.3 | 26.9 | 26.2 | 25.7 | 21.3 | 20.5 | 26 | 24.3 | 14.4 | 26.8 | 26.1 | 19.4 | 28.1 | 25.3 | 34 | 27.8 | 25 | 22.4 | 29.6 | 23.2 | 26.2 | 26.4 | 28.4 | 22.2 | 29.3 | 26.6 | 25.1 | 25 | 26.2 | 28.7 | 24.4 | 26.1 | 33.1 | 27.8 | 24.1 | 25.4 | 21.8 | 24.2 | 25.7 | 18.9 | 14.8 | 29.6 | 25.5 | 25.9 | 23.3 | 24.5 | 29.8 | 24.9 | 0
7196 | 26.8 | 21.7 | 24.8 | 23.6 | 25.1 | 25.4 | 22.7 | 23.4 | 23.6 | 30.4 | 29.6 | 24.4 | 23.6 | 26.2 | 25.1 | 20.7 | 19.8 | 25.5 | 23.6 | 13.6 | 24.8 | 25 | 19.2 | 26.4 | 23.8 | 33.1 | 25.7 | 24 | 21.2 | 28.2 | 23.2 | 25.6 | 26.2 | 27.6 | 21.6 | 28.9 | 25.8 | 23.3 | 25 | 24.7 | 28.6 | 23.2 | 24.3 | 31.6 | 27.2 | 22.6 | 24.2 | 20.4 | 23.6 | 25.2 | 18 | 14 | 28.6 | 25.4 | 25.8 | 22.4 | 24.1 | 29.1 | 25.9 | 0
7197 | 26.1 | 20.3 | 23.6 | 21.4 | 24.4 | 23.8 | 22.2 | 22.2 | 23.2 | 29.4 | 28.2 | 23.5 | 21.9 | 25.5 | 24.8 | 19.9 | 19.1 | 25 | 23.2 | 15.6 | 23.4 | 24.5 | 18.3 | 24.9 | 22.1 | 31 | 24.7 | 23.1 | 19.9 | 27.3 | 23.3 | 24.8 | 26 | 26 | 20.7 | 28.4 | 25.2 | 22.7 | 25.1 | 23.7 | 27.7 | 22.7 | 23.4 | 30.1 | 26.9 | 21.1 | 24 | 19.4 | 22.5 | 24.4 | 17.3 | 12 | 28.8 | 25.4 | 25.6 | 21.8 | 23.5 | 28.6 | 27.4 | 0
7198 | 25.2 | 19.7 | 21.8 | 20.7 | 23.9 | 22.5 | 21.7 | 21.9 | 22.8 | 27.5 | 26.9 | 22.9 | 20.5 | 25.2 | 24 | 19.7 | 19.3 | 24.5 | 22.7 | 16.6 | 22.3 | 24.2 | 18.2 | 23.8 | 22.4 | 29.5 | 24 | 22.5 | 19.3 | 26.3 | 23.1 | 24.5 | 26 | 25 | 20.4 | 27.7 | 25.1 | 22.3 | 25.1 | 22.9 | 27.3 | 22.2 | 22.7 | 29.4 | 26.7 | 20.5 | 23.7 | 18.9 | 21.6 | 23.8 | 17 | 11.3 | 28.5 | 25.4 | 25.6 | 21.6 | 23.2 | 27.9 | 29 | 0
7199 | 24.4 | 19 | 20.9 | 20.8 | 23.4 | 22.4 | 21.2 | 21.6 | 22.2 | 27.4 | 26 | 22.2 | 20.6 | 25.7 | 23.7 | 19.6 | 19.2 | 24.1 | 22.4 | 18.8 | 21.5 | 24 | 17.6 | 23.4 | 22.1 | 28.8 | 23.3 | 22 | 18.5 | 25.6 | 22.8 | 24.2 | 25.7 | 24 | 19.8 | 26.1 | 25 | 21.9 | 25.1 | 22.3 | 26.9 | 22.2 | 22.5 | 29.4 | 26.6 | 20.2 | 23.8 | 18.8 | 20.4 | 23.3 | 17.2 | 10 | 28.6 | 25.4 | 25.6 | 21.4 | 22.5 | 27.5 | 30.6 | 0
7200 | 25.6 | 18.8 | 22.3 | 21.7 | 23 | 22.1 | 20.6 | 21.2 | 22.1 | 26.9 | 25 | 21.7 | 20.1 | 25.7 | 23.2 | 19 | 19.5 | 23.5 | 21.9 | 21.4 | 20.3 | 23.9 | 18 | 23.6 | 21.5 | 28.1 | 23.3 | 21.6 | 18.2 | 24.6 | 22.2 | 23.4 | 25.1 | 24.2 | 19.3 | 24.6 | 25 | 21.8 | 24.8 | 21.8 | 26.5 | 21.7 | 21.8 | 26.1 | 25.2 | 20.5 | 23.2 | 18.9 | 19.8 | 22.9 | 17.6 | 10 | 27.5 | 24.5 | 25.6 | 21.2 | 22 | 26.3 | 31.9 | 0
7201 | 26 | 17.8 | 21.4 | 21.9 | 22.7 | 22.2 | 20.4 | 20.7 | 21.8 | 25.9 | 23.9 | 21.2 | 20.3 | 25.7 | 22.7 | 18.9 | 18.8 | 23.5 | 21.8 | 24.6 | 20 | 23.6 | 17.5 | 24 | 20.3 | 29 | 21.4 | 21 | 17.4 | 23.8 | 21.7 | 23.1 | 25 | 24.3 | 19.2 | 24.7 | 24.7 | 21 | 24.8 | 21.2 | 26.3 | 21.5 | 21.1 | 25.1 | 25.2 | 20.5 | 23 | 19 | 19.2 | 22.7 | 17.8 | 8.6 | 26.7 | 24.5 | 25.6 | 20.8 | 21.4 | 25.7 | 32.8 | 0
7202 | 25.9 | 17.6 | 19.8 | 21.4 | 22.5 | 22 | 20.1 | 20.2 | 21.4 | 26 | 22.6 | 20.8 | 19.4 | 25.2 | 21.7 | 18.5 | 18.2 | 23.5 | 21.6 | 27.2 | 19.7 | 23.3 | 17.2 | 24.2 | 19.7 | 28.6 | 20.6 | 20.2 | 16.8 | 22.8 | 21.4 | 22.9 | 24.9 | 25 | 19.1 | 24 | 24.2 | 20.7 | 24.5 | 20.7 | 26.1 | 20.6 | 20 | 24.8 | 25.2 | 20.2 | 22.4 | 18.8 | 19 | 22.3 | 17.8 | 7.8 | 25.4 | 24.5 | 25.6 | 20.2 | 21.1 | 24.9 | 33 | 0
7203 | 23.5 | 17.3 | 19.2 | 19.6 | 22.4 | 22.4 | 19.6 | 19.5 | 21.4 | 25.9 | 21.4 | 20.3 | 19.1 | 25 | 21.2 | 17.6 | 16.9 | 23.5 | 21.7 | 29.2 | 19.3 | 23.2 | 15.8 | 24.1 | 18.8 | 27.7 | 20 | 19.2 | 15.7 | 22.3 | 21.5 | 22.7 | 24.7 | 24.8 | 18.9 | 22.4 | 23.5 | 20.6 | 24.5 | 20.3 | 25.7 | 20.2 | 19.4 | 24.2 | 25.3 | 19.2 | 22.6 | 18.4 | 18.6 | 21.8 | 17.6 | 5.8 | 25.1 | 24.5 | 25.6 | 19.5 | 20.5 | 24.3 | 32.7 | 0
7204 | 22.7 | 17.3 | 20.6 | 17.9 | 22 | 22 | 19.4 | 18.5 | 21.3 | 25.5 | 20.6 | 20.1 | 18 | 25 | 21.4 | 17.5 | 16.7 | 23.5 | 21.7 | 29.9 | 18.7 | 22.7 | 15.3 | 23.5 | 18.6 | 27.1 | 20.1 | 18.4 | 15.4 | 21.6 | 21.8 | 22.4 | 24.6 | 24.9 | 18.6 | 21.1 | 23.2 | 20.3 | 24.4 | 20.1 | 25.3 | 19.4 | 18.9 | 23.8 | 25.3 | 18.4 | 22.8 | 18.2 | 18.5 | 21.3 | 17.6 | 6 | 24.7 | 24.5 | 25.6 | 19.3 | 20.2 | 24.7 | 31.7 | 0
7205 | 21.6 | 16.3 | 20.5 | 16.4 | 21.9 | 20.3 | 19.1 | 17.5 | 21.2 | 25 | 27.8 | 19.6 | 17.6 | 24.8 | 21.2 | 16.7 | 17.2 | 23.5 | 20.8 | 30.2 | 18.7 | 22.5 | 14.6 | 19 | 19.1 | 26.6 | 21 | 19.9 | 17 | 24.8 | 21.4 | 22.1 | 24.2 | 20.2 | 18.2 | 20.4 | 24 | 19.9 | 24.4 | 19.9 | 25.3 | 20.8 | 21.4 | 23.1 | 25.3 | 18.4 | 23 | 16.4 | 17 | 20.9 | 18.4 | 8.4 | 26.2 | 24.5 | 25.6 | 19.4 | 20 | 23.8 | 30.3 | 0
7206 | 23.1 | 16.2 | 20.6 | 18.4 | 21.8 | 20.4 | 18.6 | 17.4 | 20.8 | 24.2 | 27.5 | 19.5 | 17.4 | 24.8 | 20.7 | 16.2 | 19.2 | 23.3 | 21.9 | 29.8 | 18.5 | 22.3 | 16.1 | 19.3 | 18.5 | 25.7 | 19.7 | 20.6 | 17.9 | 23.9 | 21.8 | 22 | 24 | 21.1 | 18.2 | 20 | 24.6 | 19.8 | 24.6 | 19.7 | 25.1 | 20.4 | 22.1 | 23.1 | 25.4 | 19.4 | 23.4 | 18.1 | 17.9 | 20.7 | 18.2 | 11.2 | 26 | 24.8 | 25.6 | 20.9 | 19.6 | 23.3 | 28.8 | 0
7207 | 23.1 | 15.9 | 19.9 | 20.9 | 21.8 | 21 | 18.5 | 18.3 | 21.6 | 24.2 | 27.5 | 20.3 | 19.4 | 25.1 | 20.2 | 15.9 | 21.2 | 23.1 | 23.2 | 29.5 | 18.3 | 22.3 | 17.9 | 20.4 | 18.1 | 25.5 | 18.3 | 22 | 19.6 | 24.2 | 22.3 | 22.7 | 23.8 | 22.6 | 18.2 | 19.5 | 25.6 | 19.7 | 25 | 19.4 | 25 | 21.1 | 23 | 22.1 | 25.3 | 21.3 | 24.4 | 20 | 19.5 | 20.7 | 18.3 | 14.5 | 26.1 | 24.5 | 25.6 | 22.7 | 19.6 | 23.5 | 27.4 | 0
7208 | 23.6 | 17.2 | 22.8 | 24 | 22.9 | 22.6 | 20.7 | 20.2 | 24 | 24.2 | 27.8 | 22 | 21.8 | 25.5 | 21.9 | 17.2 | 23.8 | 24 | 25 | 28.6 | 18.3 | 22.5 | 20.4 | 22.6 | 21.6 | 25.6 | 20.1 | 23.6 | 22 | 24.8 | 23.4 | 24.4 | 24.9 | 25.1 | 19.5 | 20.8 | 27 | 22.2 | 25.6 | 19.9 | 25.1 | 22.4 | 24.6 | 24.1 | 25.3 | 23.8 | 26 | 22.4 | 21.8 | 20.9 | 19.2 | 18 | 26.6 | 25 | 26.3 | 25 | 20.6 | 23.7 | 26.2 | 0
7209 | 22.4 | 21.2 | 26 | 26.3 | 26.5 | 25.9 | 22.7 | 22.8 | 25.8 | 28 | 29.1 | 24.6 | 26.3 | 25.9 | 25.7 | 21.2 | 25.2 | 25.6 | 26.1 | 27.4 | 21 | 23.9 | 22.3 | 24.8 | 24.6 | 28.5 | 25.3 | 25.5 | 24.5 | 27.3 | 24.6 | 27 | 26.2 | 27 | 21.6 | 26 | 28.6 | 26.3 | 26 | 23.3 | 28.5 | 24.6 | 26.1 | 30.2 | 29 | 26.5 | 27.7 | 23.9 | 24 | 24.2 | 20.4 | 19.8 | 27.5 | 26.4 | 26.3 | 26.4 | 22.8 | 27.1 | 25.4 | 0
7210 | 31.4 | 25 | 27.8 | 28.5 | 28.4 | 27.5 | 24.3 | 25.5 | 27.7 | 29.9 | 30.8 | 27.5 | 30 | 26.8 | 26.4 | 23.2 | 26.7 | 27.1 | 27.3 | 25.1 | 24.9 | 25.2 | 24.1 | 27.1 | 26.4 | 31.5 | 29.3 | 27.1 | 26.8 | 29.8 | 26.3 | 28.5 | 27.2 | 29 | 24.2 | 29 | 30.1 | 28.8 | 26.1 | 25.9 | 29.5 | 26.5 | 27.8 | 32.2 | 29.1 | 28.9 | 29.4 | 25.2 | 26.1 | 25.3 | 21.8 | 20.4 | 28.7 | 27.4 | 26.1 | 27.8 | 24.5 | 31.9 | 24.8 | 0
7211 | 33.7 | 27.2 | 28.8 | 29.8 | 30 | 28.7 | 25.1 | 27.8 | 28.2 | 31.7 | 32.8 | 30.2 | 33.6 | 28.9 | 27.6 | 24.2 | 27.2 | 27.6 | 27.8 | 22.6 | 28.3 | 26.2 | 25 | 28.8 | 28.4 | 34.7 | 31.2 | 28.4 | 28.4 | 32.8 | 27.6 | 29.5 | 27.9 | 30 | 27 | 31.3 | 31.2 | 29.7 | 27.9 | 27.8 | 30 | 28 | 29 | 35.2 | 29.2 | 30.6 | 30.6 | 25.6 | 27.6 | 25.9 | 23 | 19.2 | 30 | 28.9 | 24.8 | 28.2 | 26.6 | 34.3 | 24.5 | 0
7212 | 35.7 | 29 | 29.3 | 31.2 | 31.3 | 29.3 | 26 | 29.3 | 29 | 32.9 | 34.2 | 32 | 34.7 | 29.3 | 28.7 | 25.2 | 28.2 | 28.1 | 28.5 | 19.8 | 30.6 | 27.9 | 25.9 | 30.4 | 29.8 | 36.2 | 35.3 | 29 | 29.3 | 34.3 | 28.7 | 30.7 | 28.5 | 31.1 | 28.1 | 32.8 | 31.7 | 30.9 | 27.9 | 29.8 | 32.3 | 28.2 | 30.1 | 36.2 | 31.7 | 31.5 | 31.6 | 26.2 | 28.8 | 28.4 | 23.9 | 18 | 31 | 29.2 | 24.6 | 28.9 | 28.5 | 35.7 | 24.4 | 0
7213 | 36.2 | 29.2 | 30.2 | 32 | 31.1 | 30.2 | 26.8 | 30.1 | 29.3 | 34 | 35.2 | 32.7 | 35.5 | 29.8 | 29.4 | 27.5 | 28.3 | 29.1 | 28.7 | 17.9 | 31.9 | 28.4 | 25.8 | 31.3 | 30.7 | 37.2 | 35.1 | 29.2 | 29.5 | 35.4 | 28.9 | 31.5 | 28.9 | 31.2 | 28.1 | 33.2 | 31.6 | 31.4 | 29.3 | 31 | 32.5 | 27.9 | 30.4 | 36.6 | 31.6 | 31.6 | 31.9 | 26.3 | 29.5 | 28.3 | 24.1 | 16.8 | 31.7 | 29 | 25.1 | 28.8 | 29.1 | 34.9 | 24.5 | 0
7214 | 36.7 | 30.2 | 31 | 32.8 | 31.1 | 29.7 | 26.8 | 30.4 | 29.5 | 34.4 | 35.2 | 32.2 | 34.8 | 29.3 | 29.4 | 29 | 28.4 | 29.7 | 28.8 | 16.4 | 32.6 | 28.9 | 25.6 | 32 | 31.5 | 38.2 | 35.3 | 29 | 29.2 | 35 | 28.4 | 31.7 | 29 | 31.4 | 28.6 | 33 | 31 | 31.7 | 29.8 | 31.5 | 31.5 | 27 | 30.2 | 36.6 | 31.7 | 31 | 32 | 26.6 | 29.8 | 28.7 | 24 | 16.6 | 31.8 | 28.5 | 25.7 | 28.8 | 29.5 | 33.1 | 24.5 | 0
7215 | 36.8 | 30.2 | 30.8 | 32.5 | 31.1 | 29.2 | 26.6 | 30.3 | 29.3 | 35.4 | 35 | 30.9 | 35 | 29.9 | 29.4 | 28.7 | 26.9 | 30.1 | 28 | 16 | 33 | 29.4 | 24.3 | 31.8 | 31.1 | 38 | 35.3 | 28.7 | 28.5 | 34.9 | 27 | 32 | 29.8 | 30.6 | 28.6 | 33.2 | 30.2 | 31.6 | 30 | 31.9 | 30.8 | 26.5 | 29.2 | 37.2 | 31.6 | 29.9 | 31.4 | 26.1 | 29.3 | 29.1 | 23.3 | 16.5 | 31.5 | 27.4 | 25.9 | 27.7 | 29.5 | 33.1 | 24.5 | 0
7216 | 36.8 | 29.7 | 29.8 | 32 | 31.1 | 28 | 26 | 29.8 | 28.7 | 34.9 | 34.2 | 29.1 | 33.9 | 29.6 | 29.4 | 27.8 | 25.3 | 30.1 | 27.2 | 15.6 | 32.9 | 28.4 | 23.2 | 31.2 | 30.8 | 38.3 | 35.2 | 28.2 | 27.4 | 34 | 25.7 | 31.8 | 29.5 | 29.9 | 27.6 | 33.1 | 29.2 | 31 | 28.1 | 31.7 | 30.5 | 26.1 | 28 | 36.7 | 31.6 | 28.5 | 30.4 | 25.4 | 28.2 | 29.5 | 22.3 | 16.9 | 31 | 27 | 26.4 | 26.7 | 29.5 | 32.6 | 24.3 | 0
7217 | 36.6 | 29.2 | 29.8 | 30.4 | 30.2 | 27.9 | 25.2 | 28.8 | 27.7 | 34.2 | 33.4 | 27.4 | 33 | 29.3 | 29.1 | 26.7 | 22.8 | 29.1 | 25.8 | 15.6 | 31.3 | 27.7 | 21.6 | 29.6 | 30.1 | 37.5 | 34.7 | 27.6 | 26.1 | 33.4 | 24.4 | 30.2 | 26.7 | 28.7 | 26.6 | 31 | 28.4 | 29.6 | 28 | 30.3 | 29.5 | 26 | 26.6 | 36.3 | 31.5 | 27 | 28.8 | 24 | 26.4 | 28.8 | 21 | 16.6 | 30.4 | 26.9 | 26.4 | 25 | 28.6 | 31.2 | 24.2 | 0
7218 | 34.7 | 26.2 | 28.3 | 28.8 | 28.1 | 26.2 | 24.3 | 27.4 | 26.5 | 32.9 | 32.2 | 25.9 | 30.1 | 27.8 | 26.9 | 24.2 | 21.1 | 27.6 | 24.8 | 15.2 | 28.8 | 26.9 | 20.7 | 27.7 | 27.5 | 35.8 | 31.2 | 26.7 | 24.6 | 31.8 | 23.9 | 28.3 | 26.4 | 28 | 24.6 | 29.8 | 27.6 | 27.1 | 27.4 | 27.5 | 28.5 | 25.4 | 25.6 | 35.4 | 30 | 25.5 | 27 | 22.8 | 24.3 | 27.8 | 19.6 | 16.1 | 29.8 | 26.9 | 26.1 | 24 | 25.6 | 30.6 | 22.3 | 0
7219 | 30 | 23.1 | 26.8 | 26.6 | 26 | 25.5 | 23.6 | 25.6 | 25.5 | 30.4 | 31.2 | 24.6 | 27.5 | 27.3 | 25.1 | 22.2 | 19.5 | 26.1 | 23.5 | 15.2 | 25.8 | 25.9 | 19.6 | 25.2 | 26.4 | 33 | 27.2 | 25.9 | 23 | 30.9 | 23.8 | 27.3 | 25.9 | 26.8 | 23.3 | 28.6 | 27.1 | 24.7 | 27 | 25.5 | 28 | 24.5 | 24.6 | 33.2 | 29.9 | 24.1 | 24.9 | 21.3 | 22.1 | 26.8 | 17.7 | 14.5 | 29.4 | 26 | 25.9 | 22.7 | 24.6 | 29.9 | 23.2 | 0
7220 | 30.6 | 21.7 | 25.3 | 24.8 | 24.8 | 25.1 | 22.9 | 23.9 | 24.3 | 29.3 | 30 | 23.6 | 24.2 | 26.8 | 23.2 | 21.2 | 19 | 25.6 | 22.8 | 15 | 24.1 | 25.6 | 19 | 23.2 | 24.9 | 31.2 | 25.4 | 25 | 21.6 | 29.4 | 24 | 26.6 | 25.9 | 26 | 22.1 | 28.2 | 26.6 | 23.4 | 26.7 | 24.5 | 27.8 | 23 | 24 | 31.2 | 29.6 | 23 | 23 | 20.4 | 20.4 | 26.2 | 16 | 13 | 29 | 25.6 | 25.8 | 22.2 | 24 | 29.1 | 24.9 | 0
7221 | 29.2 | 20.7 | 23.9 | 22.7 | 24.1 | 24.6 | 22.4 | 22.5 | 23.5 | 28.9 | 29.3 | 22.7 | 22.8 | 26.3 | 21.8 | 20.6 | 18.4 | 25.1 | 21.9 | 14 | 23.4 | 25 | 18 | 21.6 | 23.7 | 30 | 23.8 | 24.4 | 20.4 | 28.9 | 23.9 | 25.8 | 25.9 | 24.8 | 21 | 27.7 | 26.2 | 22.9 | 26.2 | 23.5 | 27.5 | 21.8 | 23.2 | 29.9 | 28.6 | 22.2 | 21.5 | 19.5 | 19.3 | 23.4 | 14.4 | 11.2 | 28.7 | 25.4 | 25.6 | 21.4 | 23.6 | 29.1 | 27 | 0
7222 | 28.7 | 20.2 | 22.3 | 21.5 | 23.1 | 23.9 | 22 | 22 | 23.2 | 27.9 | 28.3 | 22.1 | 21.5 | 25.8 | 21.2 | 19.9 | 18.8 | 25.1 | 21.7 | 15.8 | 23 | 24 | 17.5 | 21.1 | 23 | 28.1 | 22.7 | 23.7 | 19.7 | 27.9 | 23.8 | 25.3 | 25.6 | 24.3 | 20.2 | 27.2 | 25.8 | 23 | 26.2 | 23 | 27.5 | 20.7 | 22.7 | 29.2 | 28.7 | 21.6 | 20.9 | 19.3 | 19 | 24.9 | 13.7 | 10.5 | 28.3 | 24.9 | 25.6 | 21.3 | 23.2 | 29.1 | 29.2 | 0
7223 | 26.5 | 19.7 | 21.8 | 20.2 | 23.1 | 23.5 | 21.5 | 21.4 | 22.7 | 27.4 | 27.8 | 21.6 | 21.6 | 25.3 | 20.7 | 19.3 | 18.8 | 24.6 | 21.4 | 18.7 | 22.1 | 23.4 | 16.8 | 21.2 | 23.2 | 27.9 | 22.2 | 23.2 | 19.2 | 27.6 | 23.2 | 24.6 | 25.5 | 23.8 | 19.6 | 26.1 | 25.4 | 22.5 | 26.1 | 22.3 | 27 | 20.4 | 22.2 | 28.4 | 28.4 | 21.2 | 21 | 19 | 19.2 | 24.5 | 13.8 | 10 | 28 | 24.5 | 25.6 | 21 | 22.8 | 28 | 31.2 | 0
7224 | 25.2 | 18.3 | 19.8 | 19.6 | 22.6 | 23.3 | 21 | 20.8 | 22.7 | 26.6 | 27.1 | 21.3 | 20.7 | 24.8 | 20.1 | 18.7 | 19.3 | 24.1 | 21.7 | 22.2 | 21.6 | 22.9 | 16.7 | 22 | 23.1 | 27.2 | 21.5 | 22.4 | 18.9 | 26.4 | 22.8 | 24.3 | 25.4 | 24 | 19.5 | 24.4 | 24.9 | 22 | 25.5 | 21.7 | 26.5 | 20.5 | 22.2 | 28 | 26.2 | 20.8 | 21.9 | 19 | 19.6 | 24.3 | 15 | 10.2 | 27.6 | 23.9 | 25.6 | 21.3 | 22.4 | 27.2 | 32.7 | 0
7225 | 24.5 | 18.1 | 19.8 | 18.6 | 22.5 | 22.8 | 20.8 | 20.1 | 22.5 | 25.5 | 27 | 21.2 | 20.4 | 24.3 | 19.9 | 18.7 | 18.8 | 23.7 | 21.6 | 25.5 | 22 | 22.6 | 16.1 | 22.3 | 22.7 | 27.1 | 20.7 | 21.6 | 18.5 | 26 | 22.3 | 23.9 | 25.4 | 23.6 | 18 | 23.2 | 24.4 | 21.5 | 25.5 | 21.3 | 26.1 | 21.1 | 22 | 27.2 | 26.1 | 20.2 | 22.7 | 18.3 | 19.5 | 24.1 | 16.5 | 9.8 | 27.3 | 23.9 | 25.6 | 20.9 | 21.8 | 27.1 | 33.5 | 0
7226 | 23.3 | 17.7 | 19.8 | 17.8 | 22.1 | 22.2 | 20.7 | 19.4 | 22 | 25.1 | 27 | 21 | 19 | 24.5 | 19 | 17.9 | 18.4 | 23.4 | 21.6 | 28.3 | 21.5 | 22.6 | 15.8 | 22.2 | 22.3 | 25.8 | 19.9 | 20.6 | 18 | 25.2 | 22 | 23.5 | 25.4 | 23.2 | 17.9 | 22.5 | 24 | 21.1 | 25.5 | 20.8 | 25.7 | 21.4 | 22 | 26.7 | 26.1 | 19.5 | 23.4 | 17.6 | 19 | 23.6 | 18 | 9.2 | 27 | 23.9 | 25.6 | 20.6 | 21.4 | 26.2 | 33.5 | 0
7227 | 22 | 17 | 19.5 | 16.5 | 21.6 | 22 | 20.2 | 18.5 | 21.5 | 23.9 | 27.5 | 20.6 | 18.6 | 24.6 | 18.6 | 17.2 | 17.2 | 23.1 | 20.9 | 30 | 21.1 | 22.6 | 14.8 | 21.1 | 22.6 | 24.5 | 19.4 | 20 | 17.4 | 25.4 | 21.6 | 23.1 | 25.1 | 21.8 | 17.4 | 21.7 | 23.8 | 21.1 | 25.5 | 20.3 | 25.7 | 21.6 | 21.6 | 24.6 | 25.9 | 18.7 | 23.4 | 16.5 | 18 | 23.3 | 18.7 | 7.9 | 26.7 | 23.9 | 25.6 | 19.6 | 21 | 25.6 | 32.9 | 0
7228 | 21.4 | 16.7 | 18.8 | 16.1 | 21.2 | 21.7 | 19.9 | 17.2 | 21.3 | 23.9 | 27.6 | 20.1 | 17.5 | 24.6 | 18.9 | 16.7 | 17 | 22.7 | 20.8 | 31 | 20.8 | 22.6 | 14.6 | 19.9 | 23.5 | 23.9 | 19.1 | 19.6 | 16.9 | 24.8 | 21.5 | 22.9 | 24.8 | 20.9 | 17.1 | 21.1 | 23.7 | 20.5 | 25.5 | 20.1 | 25.7 | 21.2 | 21.5 | 23.2 | 25.9 | 18.3 | 23.2 | 16.1 | 17.2 | 23.1 | 18.8 | 7.7 | 26.5 | 23.9 | 25.6 | 19.4 | 20.6 | 25.6 | 31.9 | 0
7229 | 22.1 | 16 | 17.4 | 18.2 | 21.1 | 20.7 | 19.4 | 16 | 21.4 | 23.9 | 26.4 | 19 | 17.4 | 24.7 | 18.6 | 16.9 | 16.6 | 22.6 | 20.4 | 31.1 | 20.4 | 22.6 | 12.2 | 14.8 | 20.1 | 23.5 | 19 | 20.6 | 18 | 26.4 | 20.2 | 22.7 | 24.5 | 21.8 | 17.1 | 20.7 | 23.4 | 20.4 | 25.5 | 19.8 | 25.7 | 18.8 | 20 | 22.2 | 25.8 | 21.8 | 18.4 | 16.6 | 16.8 | 23.1 | 11.2 | 8 | 27 | 23.9 | 25.6 | 19.4 | 20.4 | 25.6 | 30.8 | 0
7230 | 20.7 | 15.8 | 17 | 18.9 | 21 | 20.2 | 19.3 | 16 | 21.4 | 23.5 | 26.1 | 19.2 | 17.1 | 24.8 | 18.4 | 16.2 | 18.6 | 22.6 | 21.6 | 30.8 | 20 | 22.6 | 14.5 | 16.8 | 19.6 | 23.4 | 18.7 | 21.5 | 18.6 | 26.4 | 20.2 | 22.4 | 24.1 | 22 | 17.1 | 20.4 | 24.1 | 20.4 | 24.5 | 19.7 | 25.5 | 18.7 | 20.6 | 22.2 | 25.2 | 22.1 | 19.4 | 17.9 | 17.7 | 22.8 | 12.1 | 10.8 | 27.6 | 24 | 25.6 | 20.6 | 20.3 | 25.3 | 29.8 | 0
7231 | 20 | 15.7 | 17.3 | 20.6 | 21.1 | 20.6 | 19.7 | 17.2 | 22.5 | 23.1 | 26.6 | 20.2 | 19.1 | 24.8 | 18.2 | 15.7 | 20.5 | 22.4 | 23.1 | 29.8 | 19.8 | 22.6 | 16.9 | 19.4 | 20.1 | 23.4 | 18.2 | 22.5 | 20 | 26.7 | 20.4 | 22.8 | 24.2 | 22.5 | 17.1 | 20.3 | 25.4 | 20.1 | 24.5 | 19.3 | 25.5 | 19.9 | 22 | 22 | 25.2 | 22.7 | 21.2 | 19.5 | 19.6 | 22.6 | 14.4 | 13.9 | 28.3 | 24.2 | 25.6 | 22 | 20 | 25.1 | 29 | 0
7232 | 22.4 | 16.7 | 19.8 | 23 | 22.7 | 21.7 | 21.2 | 19.3 | 24.5 | 24.2 | 27.4 | 21.8 | 21.6 | 25.8 | 22.4 | 16.2 | 23.4 | 22.4 | 24.8 | 28.2 | 19.9 | 23.4 | 20.4 | 22.8 | 21.5 | 23.5 | 19.8 | 24.4 | 22 | 27.4 | 21.6 | 25.2 | 25.2 | 25.4 | 18.6 | 21.5 | 27 | 21.6 | 25 | 19.8 | 26 | 21.6 | 23.8 | 22.6 | 25.2 | 23.8 | 24.2 | 21.6 | 21.6 | 22.7 | 17.4 | 17 | 29.3 | 24.4 | 26.3 | 23.8 | 21.6 | 25.2 | 28.5 | 0
7233 | 27 | 20.2 | 25.5 | 26 | 24 | 24.6 | 22.2 | 21.8 | 27.3 | 27.4 | 29.1 | 24.5 | 26 | 23.8 | 27 | 20.6 | 24.8 | 23.3 | 26.1 | 26 | 22 | 24.6 | 22.3 | 25.4 | 23.7 | 28.3 | 25.8 | 25.7 | 24.4 | 28.3 | 22.9 | 27.2 | 26.3 | 26.7 | 21.5 | 25.1 | 28.7 | 25.1 | 26.7 | 23.6 | 28.5 | 24.3 | 25.7 | 29.5 | 25.2 | 25.2 | 27 | 23.1 | 24.1 | 24.1 | 21.2 | 18.3 | 30.1 | 25.9 | 27.8 | 25.3 | 23.6 | 28.9 | 28.3 | 0
7234 | 30.7 | 23.6 | 27.5 | 28.8 | 26.8 | 26.6 | 23.4 | 24.3 | 27.9 | 31.6 | 30.7 | 27.4 | 29.5 | 23.8 | 28.4 | 21.3 | 26.7 | 25 | 27.2 | 23.5 | 25.3 | 25.9 | 24.1 | 27.8 | 26 | 32 | 28.2 | 27.3 | 26.7 | 29.4 | 25 | 28.3 | 27.5 | 28.8 | 24.8 | 28.7 | 30.3 | 27.6 | 27.9 | 26.3 | 29.4 | 26.4 | 27.3 | 31.8 | 25.8 | 26.9 | 29.7 | 24.7 | 26.1 | 25.6 | 24.4 | 18.6 | 31 | 28.1 | 29.4 | 26.9 | 25.6 | 31.2 | 28.1 | 0
7235 | 33 | 26.9 | 28.8 | 31.2 | 28.6 | 27 | 26 | 26.3 | 29.5 | 33.4 | 32.4 | 30.4 | 33 | 23.8 | 29.5 | 22.1 | 27.4 | 26.7 | 27.8 | 20.8 | 29 | 27.8 | 24.4 | 29.2 | 27.9 | 33.7 | 33.1 | 28 | 28.6 | 30.6 | 26.6 | 29.6 | 27.5 | 29 | 26.2 | 31.7 | 31.6 | 29.1 | 29.1 | 29.4 | 31.5 | 28 | 28.4 | 34.3 | 29.1 | 28.4 | 31.2 | 25.6 | 28 | 26.1 | 27.2 | 17.4 | 31.6 | 28.9 | 30 | 28 | 27.6 | 34.1 | 27.9 | 0
7236 | 34.7 | 28.3 | 29.7 | 32.8 | 30.8 | 27.8 | 27.2 | 27.7 | 29.6 | 34.2 | 33.3 | 32.4 | 34.3 | 24.3 | 30.1 | 23.5 | 28.9 | 26.8 | 28.4 | 18.6 | 31.6 | 28.3 | 25.2 | 30.6 | 29.4 | 35.6 | 34.1 | 28.9 | 29.7 | 31.9 | 28.3 | 30.7 | 27.6 | 30.5 | 27.6 | 32.1 | 32.4 | 29.6 | 29.6 | 31.1 | 32.3 | 28 | 29.1 | 35.6 | 32.5 | 29.6 | 32.2 | 26.7 | 29 | 26.8 | 28.6 | 16.7 | 32.3 | 29.9 | 30.9 | 29.1 | 30 | 32.9 | 27.3 | 0
7237 | 35.9 | 29.4 | 29.7 | 33.9 | 31.7 | 28 | 27.7 | 28.5 | 30 | 34.3 | 33.9 | 33.4 | 35.3 | 24.3 | 30.1 | 25.6 | 29 | 27.1 | 28.6 | 17 | 32.9 | 28.7 | 24.7 | 31.3 | 30.6 | 36.6 | 34.9 | 29.1 | 30.1 | 33.1 | 28.7 | 30.8 | 29 | 30.3 | 28.2 | 32.9 | 32.7 | 30 | 29.7 | 32.6 | 33.4 | 27.6 | 29.5 | 36.3 | 31.8 | 30.2 | 32.1 | 27.1 | 29.8 | 27.4 | 29.4 | 15.9 | 32.6 | 29.9 | 31.2 | 29.3 | 30.6 | 32.6 | 26.4 | 0
7238 | 36.5 | 30.4 | 30.2 | 34.2 | 31 | 28.4 | 27.5 | 28.8 | 30.3 | 34.9 | 33.8 | 33 | 35 | 24.2 | 30.9 | 27.1 | 29 | 27.3 | 28.6 | 16.2 | 33.5 | 29.3 | 24.6 | 32 | 31.6 | 37.1 | 35.5 | 29.4 | 29.8 | 34.2 | 28.4 | 31.1 | 29.5 | 31.2 | 28.8 | 33.3 | 32.4 | 31.3 | 29.7 | 33.3 | 32.5 | 26.4 | 29.8 | 36.8 | 30.8 | 30.2 | 31.6 | 27.4 | 29.8 | 28.1 | 29 | 16.2 | 32.8 | 28.9 | 31.5 | 29 | 31.2 | 32.5 | 25.2 | 0
7239 | 36.7 | 30.3 | 29.8 | 34.1 | 31.3 | 29.1 | 27.5 | 28.7 | 29.6 | 34.3 | 33.7 | 31.9 | 35.2 | 24.3 | 31.6 | 27.4 | 26.9 | 28.6 | 28 | 16 | 33 | 29.5 | 22.8 | 31.6 | 32.2 | 37.6 | 36.2 | 28.8 | 29 | 34.8 | 26.7 | 31.1 | 29.2 | 30 | 29 | 32 | 31.7 | 31.3 | 29.4 | 33.1 | 32.4 | 25.8 | 29.8 | 36.8 | 30.4 | 29.6 | 30.2 | 26.6 | 29.7 | 27.6 | 28.3 | 16.2 | 32.4 | 27.7 | 31.7 | 27.7 | 31.3 | 32.3 | 23.9 | 0
7240 | 36.7 | 29.6 | 29.6 | 33.5 | 31.9 | 28.6 | 26.9 | 28.2 | 29.4 | 33.5 | 33.1 | 30.1 | 33.9 | 24.2 | 31.4 | 26.8 | 25 | 28.1 | 27.2 | 16 | 31.9 | 29.2 | 21.6 | 30.9 | 32.2 | 37.6 | 35.9 | 28.4 | 27.7 | 34.7 | 25.2 | 30.8 | 29.6 | 30 | 29 | 31.7 | 30.6 | 30.2 | 27.7 | 32.1 | 31.6 | 25.1 | 29.3 | 36.8 | 30 | 28.6 | 28.8 | 25.5 | 28.7 | 27.7 | 26.5 | 16.6 | 32 | 27.6 | 31.4 | 26.2 | 31.3 | 31.8 | 22.8 | 0
7241 | 36.6 | 28.6 | 28.7 | 32.4 | 30.4 | 27.7 | 26.2 | 27.2 | 27.9 | 32.9 | 32.4 | 28.4 | 32.2 | 24.2 | 30.6 | 25.5 | 22.2 | 27.3 | 26 | 15.7 | 29.8 | 29 | 19.4 | 29.2 | 31 | 37.3 | 35.2 | 27.4 | 26.2 | 33.8 | 23.4 | 29.8 | 26.9 | 28.4 | 28.2 | 30.4 | 29.4 | 28.9 | 27.7 | 30.4 | 30.9 | 24.8 | 28 | 35.9 | 28.9 | 27.4 | 26.8 | 23.8 | 27.4 | 27.6 | 24.4 | 16.2 | 31.2 | 27.6 | 31 | 24.4 | 29.6 | 31.2 | 22.2 | 0
7242 | 34.6 | 25.1 | 25.8 | 30.8 | 28.5 | 26.4 | 24.8 | 25.8 | 26.6 | 30.6 | 31.1 | 26.7 | 28.4 | 23.7 | 29.1 | 23.6 | 21 | 26.1 | 25 | 15 | 25.6 | 27.7 | 18.5 | 27.5 | 28.7 | 35 | 31.5 | 26.7 | 24.5 | 32.2 | 22.7 | 27.8 | 26.3 | 28.4 | 24 | 29.1 | 28.2 | 26.7 | 25.8 | 27.3 | 29.5 | 23.8 | 26 | 35.3 | 27.9 | 26.2 | 24.9 | 22.5 | 25.2 | 26.6 | 21.4 | 15.9 | 30.7 | 27.3 | 30.1 | 23.3 | 27 | 30.2 | 24.3 | 0
7243 | 29.8 | 22.6 | 24.5 | 28.9 | 27 | 23.7 | 23.5 | 24 | 26.4 | 29.3 | 30 | 25.8 | 24.9 | 23.5 | 25.1 | 21.1 | 19.7 | 25.3 | 24 | 14 | 24.5 | 26.4 | 16.9 | 25.2 | 26.7 | 32.9 | 26.8 | 25.2 | 22.8 | 30.1 | 22 | 26.4 | 26.3 | 26.5 | 22.2 | 28.3 | 27.2 | 25 | 25.8 | 25.6 | 29 | 22.9 | 23.6 | 33.2 | 27.9 | 25.1 | 22.5 | 21 | 23.2 | 25.6 | 18.7 | 14.8 | 30 | 26.9 | 29.1 | 22.4 | 25.4 | 29.2 | 25.2 | 0
7244 | 27.2 | 21.1 | 23.2 | 27 | 25.8 | 22 | 22.5 | 22.3 | 25.8 | 28.4 | 28.8 | 25 | 21.2 | 23.3 | 23.5 | 19.7 | 19.8 | 24.6 | 23.4 | 13.6 | 23.9 | 25.5 | 16.4 | 23.4 | 24.7 | 31.5 | 25.3 | 24 | 21.2 | 28 | 22 | 25.5 | 26.3 | 25.6 | 22 | 27.9 | 26.6 | 24.6 | 25.8 | 24.3 | 28.4 | 21.4 | 21.4 | 31.3 | 28 | 24 | 20.6 | 20.2 | 21.4 | 25.1 | 16.2 | 14 | 29.6 | 26.8 | 28.4 | 22.2 | 24.2 | 28.2 | 26.6 | 0
7245 | 25.3 | 19.6 | 21.4 | 25.4 | 24.9 | 21.5 | 21.8 | 21.1 | 25.1 | 27 | 28.3 | 24.7 | 19.8 | 23.3 | 22.4 | 18 | 19 | 24.2 | 22.9 | 13.2 | 22.8 | 24.8 | 15 | 21.5 | 23.6 | 30.4 | 23.9 | 22.2 | 20 | 26.3 | 21.4 | 25 | 26 | 23.1 | 21.6 | 26.8 | 26.3 | 24.3 | 25.6 | 23.4 | 28.2 | 20.6 | 20 | 28.9 | 27.5 | 23 | 18.8 | 19.4 | 20.6 | 24.6 | 14.9 | 12.8 | 29 | 26.4 | 27.5 | 21.9 | 23.5 | 27.6 | 28.6 | 0
7246 | 24.4 | 19.1 | 19.8 | 24 | 24.5 | 21 | 21.4 | 20.5 | 24.9 | 26.2 | 27.8 | 24.2 | 19.1 | 23.5 | 22.6 | 18 | 19.2 | 24.1 | 22.7 | 14.4 | 22.8 | 24 | 14.7 | 20.4 | 23.7 | 29 | 22.9 | 21.2 | 19.3 | 25.5 | 21.2 | 24.8 | 25.9 | 22.9 | 20.7 | 25.3 | 26.2 | 23.1 | 25.6 | 22.8 | 27.8 | 19.8 | 19.5 | 27.8 | 27 | 22.2 | 18.1 | 19.2 | 20.1 | 23.9 | 14.3 | 12.3 | 28.7 | 25.8 | 27 | 21.8 | 23 | 26.9 | 30.3 | 0
7247 | 24.1 | 18.3 | 18.1 | 23 | 23.6 | 20.8 | 20.6 | 19.9 | 24.9 | 25.4 | 27.8 | 23.6 | 20.2 | 23.8 | 23.4 | 17.5 | 18.6 | 24.1 | 22.4 | 17.3 | 22.6 | 23.4 | 14 | 19.4 | 25 | 27.4 | 22.3 | 20.4 | 19 | 25.4 | 20.8 | 24.7 | 25.5 | 22.8 | 20.4 | 23.8 | 26 | 23.3 | 25.7 | 22.2 | 27.4 | 19.8 | 19.8 | 27.3 | 26.3 | 21.6 | 18 | 18.8 | 20 | 23.6 | 14.4 | 11.6 | 28.2 | 25.4 | 26.3 | 21.4 | 22.3 | 26.3 | 32 | 0
7248 | 23.2 | 17.6 | 17.5 | 22 | 23 | 20.3 | 20.4 | 19.5 | 24.3 | 24.9 | 27.5 | 22.4 | 20.4 | 23.6 | 22.6 | 16.6 | 19 | 23.7 | 22.1 | 20.4 | 21.8 | 22.7 | 14.6 | 18.9 | 24.5 | 26.5 | 21.5 | 20.7 | 18.9 | 25.9 | 21.2 | 24.3 | 24.9 | 25.7 | 20 | 22.7 | 25.6 | 22.8 | 25.5 | 21.6 | 27 | 19.6 | 20.5 | 26.6 | 24.5 | 21.4 | 18.9 | 18.8 | 19.3 | 23.6 | 14.2 | 11.4 | 28 | 25.1 | 26 | 21.1 | 22 | 25.7 | 32.9 | 0
7249 | 23.8 | 17.9 | 16.6 | 21.1 | 23 | 20.6 | 20.3 | 19.2 | 24.3 | 23.9 | 27.4 | 21.4 | 20.9 | 23.9 | 21.6 | 16.6 | 18.3 | 23.6 | 21.4 | 24.3 | 21.8 | 22.2 | 14.2 | 17.8 | 23.7 | 26.3 | 20.9 | 20.9 | 18.8 | 26.6 | 21.3 | 24.3 | 24.5 | 27.2 | 19.6 | 22 | 25 | 22.5 | 25.5 | 21.1 | 26.8 | 19.9 | 21 | 25.3 | 24.5 | 21.4 | 19.6 | 18.3 | 18.6 | 23.1 | 13.8 | 10.3 | 27.6 | 25.1 | 25.3 | 20.3 | 21.6 | 25.3 | 33.6 | 0
7250 | 22.7 | 18.3 | 15.9 | 20 | 23 | 20.2 | 19.9 | 18.9 | 24 | 23.4 | 27 | 20.2 | 19.8 | 23.6 | 21.1 | 16.1 | 18.2 | 22.6 | 20.8 | 27.3 | 21.9 | 21.6 | 14.2 | 16.8 | 23.7 | 26 | 20.5 | 21.4 | 18.6 | 27 | 21.8 | 24.2 | 24.5 | 28.8 | 19 | 21.3 | 24.2 | 22.4 | 25.5 | 20.8 | 26.6 | 19.6 | 21 | 24.3 | 24.6 | 21.6 | 20 | 17.8 | 17.4 | 22.5 | 12.8 | 9.2 | 27.4 | 25.1 | 24.7 | 19.8 | 21.5 | 24.9 | 33.4 | 0
7251 | 22.7 | 17.6 | 15.3 | 19 | 22.9 | 19.8 | 19.8 | 18.1 | 24 | 23.6 | 26.9 | 19.6 | 19.2 | 23.9 | 21.1 | 15.6 | 16.8 | 22 | 20.1 | 29.6 | 21.7 | 21.1 | 12.7 | 15.3 | 23 | 24.3 | 20.3 | 21 | 18.3 | 27 | 21.4 | 24.2 | 24.5 | 26.7 | 18.8 | 20.4 | 23.6 | 22.3 | 25.3 | 20.6 | 26.4 | 19.5 | 20.6 | 23.1 | 23.5 | 21.7 | 19.4 | 16.8 | 16.7 | 22.1 | 11.9 | 7.6 | 27 | 24.6 | 24.6 | 19.1 | 21.2 | 24.2 | 33.1 | 0
7252 | 22.1 | 17 | 14.8 | 18.3 | 22.9 | 19.5 | 19.9 | 16.6 | 23.9 | 23.9 | 26.5 | 19 | 17.7 | 23.9 | 20.1 | 15 | 16.7 | 21.6 | 20 | 30.2 | 21.3 | 20.7 | 12.4 | 14.6 | 22.7 | 24.5 | 21.3 | 20.9 | 18 | 26.7 | 21 | 24.3 | 24 | 24.8 | 18.8 | 20.1 | 23.2 | 22.1 | 25.1 | 20.1 | 26.3 | 18.9 | 20.1 | 23.1 | 24.2 | 21.8 | 18.8 | 16.5 | 16.3 | 21.7 | 11.1 | 7.3 | 26.9 | 24.4 | 24.8 | 19.1 | 21 | 22.7 | 32.1 | 0
7253 | 21.7 | 15.9 | 14.8 | 18 | 22.5 | 19 | 19.7 | 15.1 | 24 | 24 | 26 | 20.8 | 16.2 | 23.6 | 20 | 14.6 | 18.2 | 21.2 | 22 | 30.5 | 20.8 | 20.1 | 11.6 | 16 | 21.9 | 23.8 | 19.2 | 18.8 | 16.4 | 27.2 | 18.6 | 24.2 | 23.6 | 20.6 | 18 | 19.6 | 24 | 22.1 | 25 | 19.8 | 26 | 19 | 17.4 | 22.1 | 24.5 | 21.6 | 15.6 | 16.2 | 17 | 21.2 | 10.6 | 7.6 | 25.6 | 24.4 | 24.8 | 19.2 | 20.8 | 22.7 | 31.1 | 0
7254 | 21.6 | 15.6 | 14.8 | 18.4 | 22 | 19.3 | 19.4 | 15.1 | 23.9 | 23.7 | 25.1 | 21.2 | 16.5 | 23.8 | 19.1 | 14.2 | 19.7 | 21.1 | 22.8 | 29.8 | 20.3 | 20 | 14.3 | 17.5 | 21.5 | 22.3 | 18 | 19 | 17.5 | 26.7 | 20 | 24.2 | 23.3 | 21.6 | 17.6 | 19.1 | 24.5 | 21.8 | 24.6 | 19.4 | 25.8 | 19.5 | 18.1 | 21.6 | 24.8 | 21.9 | 17 | 17.8 | 18.3 | 20.7 | 10.9 | 10.5 | 26 | 24.4 | 24.9 | 20.3 | 20.6 | 22.1 | 29.8 | 0
7255 | 21.6 | 15.1 | 14.8 | 20.8 | 21.8 | 19.3 | 19.4 | 16.5 | 23.9 | 22.9 | 25.4 | 22.5 | 18.8 | 23.3 | 19.2 | 14 | 21.3 | 21 | 23.5 | 29.5 | 19.8 | 19.9 | 17 | 20 | 21.4 | 22.1 | 17.1 | 20 | 19.3 | 26.5 | 21.5 | 24.3 | 23.4 | 22.7 | 17.6 | 18.8 | 25.5 | 21.6 | 24.6 | 19.4 | 25.8 | 21.1 | 19.7 | 21.2 | 25.4 | 22.8 | 19.5 | 19.9 | 20.3 | 20.6 | 12.6 | 13.6 | 27 | 24.4 | 25.3 | 21.8 | 20.3 | 21.8 | 28.9 | 0
7256 | 22.9 | 16.2 | 19.3 | 23.4 | 23 | 22 | 20.3 | 19.1 | 24.1 | 23.6 | 26 | 24.6 | 21.6 | 23.6 | 21.6 | 14.4 | 23.2 | 21.2 | 24.6 | 28.3 | 19.8 | 20.5 | 19.8 | 23 | 23.6 | 22.6 | 18.3 | 21.6 | 21.8 | 26.4 | 24 | 25.9 | 24.7 | 24.3 | 19.5 | 19.9 | 27 | 22.8 | 25 | 19.8 | 26 | 22.8 | 21.8 | 21.3 | 26.1 | 24 | 22.4 | 22 | 22.8 | 21.6 | 15.4 | 16.9 | 28 | 24.4 | 26.5 | 24 | 20.4 | 21.9 | 27.9 | 0
7257 | 26.6 | 20.2 | 24.9 | 27.3 | 26.4 | 24.3 | 21.6 | 22.1 | 25.2 | 27 | 28.2 | 27.5 | 26.1 | 23.8 | 26 | 19.3 | 24.7 | 23.1 | 25.4 | 27 | 20.8 | 24 | 20.9 | 25.6 | 25.8 | 25.3 | 25 | 23.8 | 24.2 | 27.6 | 25.6 | 27 | 26.5 | 25.4 | 22 | 24.7 | 28.8 | 25.2 | 25.5 | 23.9 | 29.1 | 25 | 24.1 | 26.1 | 26.4 | 25.8 | 25.4 | 23.6 | 25.1 | 25.6 | 18.9 | 18.1 | 29.2 | 24.7 | 27.6 | 25.7 | 24.5 | 24.1 | 27.4 | 0
7258 | 29.7 | 23.7 | 27.2 | 29.9 | 29.3 | 25.5 | 24.3 | 24.9 | 25 | 29.5 | 30.3 | 30.5 | 29.8 | 23.7 | 27.4 | 20.7 | 26.2 | 26.3 | 26.3 | 24.4 | 20.9 | 26.3 | 21.6 | 27.6 | 27.3 | 29.2 | 28.7 | 26.1 | 26.5 | 29 | 27.4 | 27.1 | 27.5 | 26.9 | 23.8 | 29 | 30.6 | 28.4 | 25.9 | 26.3 | 29.7 | 26.5 | 26 | 28.3 | 26.6 | 27.4 | 27.8 | 24.6 | 27.2 | 28.3 | 22.3 | 18.3 | 30.2 | 25.3 | 28.9 | 27.5 | 28 | 28.4 | 26.8 | 0
7259 | 32.3 | 26 | 28 | 32.2 | 31.4 | 27.7 | 25.5 | 27 | 23.6 | 31.3 | 32.8 | 33 | 33.2 | 23.8 | 29.1 | 21.3 | 27.2 | 28.4 | 27 | 21.9 | 22.3 | 28 | 21.4 | 28.8 | 29 | 32.3 | 31.9 | 28.2 | 28.2 | 31 | 28.2 | 27.9 | 28.1 | 28 | 26.8 | 31.6 | 32 | 30.1 | 26.6 | 29.2 | 31.9 | 27.6 | 27.4 | 31.1 | 27.7 | 29 | 29.6 | 25 | 28.6 | 29.9 | 25.2 | 16.8 | 31.2 | 26.1 | 29.2 | 28.4 | 28.8 | 30.7 | 26.7 | 0
7260 | 34.3 | 28.6 | 28.4 | 32.3 | 32.6 | 28 | 26.4 | 28.4 | 23.5 | 33.1 | 33.8 | 34.5 | 34.3 | 23.8 | 30.2 | 22.8 | 28.2 | 30.2 | 27.8 | 19.2 | 26.1 | 29 | 22 | 29.6 | 31 | 33.8 | 33.9 | 29.5 | 29.6 | 32.1 | 29.3 | 28.2 | 28.9 | 29.5 | 27.5 | 32 | 32.8 | 31.7 | 22.9 | 31.7 | 33.1 | 27.5 | 28.2 | 32.6 | 30.3 | 29.8 | 30.7 | 24.9 | 29.7 | 31.2 | 27.2 | 16 | 31.9 | 26.6 | 31 | 29.3 | 30 | 30.7 | 26.5 | 0
7261 | 35.7 | 30.2 | 28.7 | 32.6 | 33.1 | 29 | 27.3 | 29.1 | 23.5 | 35.8 | 34.7 | 34.8 | 34.8 | 24.3 | 30.7 | 25 | 28.4 | 30.8 | 28.1 | 17.9 | 28 | 29.4 | 22.3 | 30 | 32.3 | 35.3 | 35.1 | 30.1 | 30 | 32.6 | 29.1 | 28.6 | 29.3 | 30.2 | 28.5 | 32 | 33.1 | 32.1 | 23.1 | 31.9 | 33.4 | 27.3 | 28.8 | 33.7 | 30.3 | 30.2 | 31.2 | 24.6 | 30.1 | 31.8 | 28.6 | 15 | 32.7 | 27.2 | 31 | 29.3 | 30.8 | 30.9 | 26.6 | 0
7262 | 36.4 | 31 | 29.2 | 32 | 32.5 | 30 | 27.5 | 29.2 | 23.5 | 35.9 | 34.2 | 34 | 33.8 | 24.2 | 30.7 | 24.9 | 28.2 | 30.8 | 28.2 | 16.9 | 28.8 | 29.9 | 23 | 30.4 | 32.1 | 35.9 | 35.4 | 29.8 | 30 | 32 | 28.8 | 29 | 29.3 | 30.8 | 29 | 32.2 | 32.8 | 32.2 | 23.2 | 32.3 | 31.1 | 26.6 | 29.2 | 34.6 | 30.2 | 30 | 31.2 | 24.2 | 30.2 | 32.6 | 29.2 | 15.4 | 33.2 | 27.2 | 30.8 | 29 | 31.2 | 30.8 | 26.3 | 0
7263 | 36.5 | 31.6 | 29.2 | 32.7 | 32.4 | 29.5 | 27.5 | 28.9 | 23.5 | 35 | 34.1 | 32.5 | 33.3 | 24.3 | 31.1 | 26 | 27 | 30.3 | 27.6 | 16.8 | 29.1 | 30 | 22.4 | 30.5 | 32.1 | 36.2 | 35.5 | 29 | 28.9 | 31.2 | 27.1 | 28.8 | 29.5 | 30.2 | 29.4 | 31.9 | 32.2 | 31.8 | 22.6 | 33.4 | 31.1 | 26.4 | 29.4 | 35 | 30.2 | 29.7 | 30.6 | 23.7 | 29.6 | 32.8 | 29 | 15.3 | 33.6 | 27.1 | 29.2 | 27.6 | 30.4 | 31.2 | 25.9 | 0
7264 | 36.5 | 30.6 | 29.2 | 32.4 | 32.5 | 29.2 | 27.2 | 28.2 | 23.6 | 34.4 | 33 | 30.9 | 31.9 | 24.1 | 31.1 | 25 | 25.6 | 29.3 | 26.8 | 16 | 29.1 | 29.4 | 21.7 | 30.2 | 32 | 36.7 | 35.6 | 27.9 | 27.5 | 29.9 | 25.6 | 28.4 | 28.4 | 29.5 | 29.4 | 31.3 | 31.3 | 30.6 | 23.3 | 33 | 31.1 | 26 | 28.9 | 34.8 | 30.2 | 28.9 | 29.3 | 23.2 | 28.6 | 32.2 | 27.4 | 15.7 | 33.5 | 26.8 | 29.7 | 26.4 | 30.3 | 31.1 | 25 | 0
7265 | 36.2 | 28.6 | 28 | 32.4 | 31.4 | 28.6 | 26.4 | 27.1 | 23.7 | 33.5 | 32.2 | 29.4 | 30.8 | 24.2 | 30.2 | 24.1 | 24 | 27.6 | 25.6 | 15.4 | 27.9 | 28.6 | 19.8 | 29 | 31.1 | 36.3 | 34.7 | 26.8 | 25.6 | 29 | 23.8 | 27.8 | 28.5 | 28.1 | 27.8 | 30.2 | 30.2 | 29.3 | 23.4 | 31.4 | 31.1 | 25.6 | 27.7 | 34.4 | 30.2 | 28 | 27.2 | 22.6 | 27 | 30.7 | 24.6 | 14.8 | 33 | 26.7 | 29.2 | 24.6 | 28.6 | 30.6 | 24.5 | 0
7266 | 33.2 | 24.7 | 25.2 | 30.4 | 29.2 | 27.4 | 24.9 | 25.5 | 23.8 | 32.4 | 30.3 | 28.2 | 28.5 | 23.6 | 27.7 | 21.8 | 23.1 | 25.5 | 24.6 | 14 | 26.6 | 26.8 | 18.5 | 27.2 | 28.4 | 34.3 | 30.9 | 25.6 | 23.9 | 27.8 | 23.2 | 27.1 | 27.6 | 27.2 | 25.2 | 28.7 | 28.9 | 28.3 | 23.5 | 28 | 30.2 | 24.4 | 25.5 | 32.6 | 29.5 | 26.6 | 24.5 | 22 | 25.4 | 29.3 | 20.4 | 13.9 | 31.8 | 26.6 | 28.5 | 23.5 | 25.8 | 29.6 | 24.3 | 0
7267 | 29.8 | 23 | 22.7 | 28.6 | 27.5 | 25.6 | 23.4 | 23.5 | 23.8 | 30.5 | 29.1 | 27.4 | 26.7 | 23.5 | 25.7 | 19.8 | 22.4 | 24.4 | 23.5 | 13.3 | 24.2 | 25.4 | 17 | 24.8 | 27.1 | 31.4 | 27 | 24.5 | 22.1 | 27.2 | 22.5 | 26.4 | 26.8 | 26.1 | 23.5 | 28 | 27.7 | 27.1 | 23.5 | 25.5 | 29.4 | 23.4 | 22.9 | 30.6 | 29 | 25.3 | 21.8 | 21.4 | 23.6 | 27.3 | 15.9 | 11.7 | 30.5 | 26.3 | 27.8 | 22.2 | 24.4 | 28.8 | 24.7 | 0
7268 | 28.7 | 21.4 | 21.7 | 26 | 26.4 | 24.3 | 22.1 | 21.3 | 24 | 28.9 | 27.6 | 26.6 | 24.4 | 23.3 | 24.2 | 19.1 | 22.4 | 23.3 | 22.8 | 12.5 | 22.6 | 23.4 | 16.6 | 22.6 | 26.1 | 29.8 | 25.1 | 23.4 | 20.8 | 26.4 | 22.7 | 25.9 | 26.2 | 25.4 | 22.3 | 27.4 | 26.6 | 26.6 | 24.9 | 23.9 | 27.5 | 22 | 20.3 | 29.1 | 28.2 | 24 | 19.6 | 21 | 22.2 | 26.3 | 11.8 | 10 | 29.2 | 26.2 | 27.4 | 21.6 | 23.4 | 28.4 | 26.1 | 0
7269 | 26.5 | 20.2 | 19.2 | 25 | 25.7 | 23.8 | 21.3 | 19.8 | 23.8 | 28.2 | 27.6 | 25.9 | 23.4 | 23.3 | 23.2 | 18.3 | 22.2 | 22 | 22.1 | 13.8 | 21.5 | 23 | 15.9 | 20.7 | 24.5 | 28.8 | 24.1 | 22.4 | 19.6 | 26 | 22.2 | 25.9 | 25.5 | 24.3 | 21.5 | 26.3 | 25.9 | 26.1 | 24.9 | 22.9 | 26.9 | 21.4 | 18.4 | 27.6 | 27.6 | 23.3 | 18.3 | 20.6 | 21 | 25.3 | 9.4 | 7.9 | 28.4 | 25.8 | 26.7 | 20.7 | 22.4 | 28 | 28 | 0
7270 | 24.1 | 19.2 | 19.2 | 24 | 25 | 24 | 20.8 | 18.9 | 23.8 | 27.7 | 27.4 | 25 | 22.1 | 23.5 | 22.7 | 17.6 | 22.1 | 21.7 | 21.7 | 14.8 | 20.5 | 21.9 | 16.1 | 19.7 | 23.6 | 27.8 | 23.7 | 21.5 | 19.1 | 25.3 | 22.2 | 25.6 | 25.3 | 23.6 | 21 | 23.9 | 25.4 | 25.9 | 25 | 21.9 | 26.8 | 20.9 | 17.5 | 26.1 | 26.9 | 22.7 | 17.9 | 20.2 | 20.4 | 24.4 | 8.6 | 7.3 | 27.8 | 25.7 | 26.2 | 20.4 | 22.2 | 27.2 | 30.1 | 0
7271 | 23 | 18.7 | 18.7 | 24 | 24.3 | 23.5 | 20.3 | 18 | 23.8 | 26.5 | 28 | 24.2 | 21.6 | 23.8 | 22.2 | 17.6 | 21.4 | 21.2 | 21.4 | 16.8 | 19.7 | 21.4 | 15.6 | 19.2 | 22.9 | 27.7 | 23 | 20.8 | 18.6 | 25 | 21.6 | 25.3 | 25 | 22.6 | 20.3 | 22.3 | 25.2 | 25.2 | 24.1 | 21.4 | 26.8 | 21 | 17.5 | 25.1 | 26.5 | 22.6 | 18 | 19.6 | 20 | 23.6 | 9.6 | 7 | 27.6 | 25.7 | 25.6 | 20 | 22 | 26.5 | 31.7 | 0
7272 | 21.6 | 18.3 | 17.7 | 22.8 | 23.7 | 23.1 | 19.5 | 17.4 | 23.7 | 25.8 | 27.7 | 23.4 | 20.2 | 23.6 | 21.4 | 17 | 20.7 | 20.8 | 21.5 | 19.6 | 18.5 | 20.6 | 15.4 | 19 | 21.7 | 26.3 | 23.5 | 20.3 | 18.6 | 24.5 | 21.7 | 25.2 | 24.3 | 22.3 | 19.8 | 21.1 | 25 | 24.7 | 24 | 20.9 | 26.6 | 20.6 | 17.9 | 24.4 | 24.5 | 22.2 | 18 | 18.7 | 19.8 | 22.9 | 11.1 | 7.9 | 27.2 | 25.3 | 25.3 | 20.3 | 21.4 | 26.1 | 32.5 | 0
7273 | 21.2 | 17.8 | 16.2 | 22 | 23.4 | 22.5 | 19.8 | 17.1 | 23.7 | 25.6 | 27.7 | 22.7 | 19.3 | 23.8 | 21 | 16.8 | 19.5 | 20.6 | 21.4 | 22.7 | 18.4 | 20.3 | 14 | 18.5 | 20.7 | 25.5 | 21.9 | 19.9 | 18.2 | 24.8 | 21 | 25.1 | 24.3 | 21.6 | 19.4 | 20.3 | 24.8 | 24.7 | 23.8 | 20.5 | 26.6 | 20.4 | 18.3 | 24.2 | 24.5 | 22 | 17.7 | 17.6 | 19.1 | 22.3 | 12.5 | 7.9 | 26.8 | 25 | 25 | 20.2 | 21.3 | 25.6 | 32.3 | 0
7274 | 21.2 | 17.4 | 15.7 | 20 | 22.4 | 22.3 | 19.8 | 16.8 | 23.7 | 25.5 | 27 | 22 | 17.6 | 23.6 | 21 | 16.3 | 18.6 | 20.3 | 21.6 | 25.5 | 17.8 | 19.5 | 12.8 | 17.6 | 20.2 | 24.8 | 23 | 19.6 | 17.8 | 25.2 | 20.6 | 24 | 24.2 | 21.4 | 19.2 | 19.8 | 24.4 | 24.2 | 23.8 | 20.2 | 26.4 | 19.6 | 18.2 | 23.9 | 24.5 | 21.6 | 16.8 | 16.4 | 18.4 | 21.8 | 12.8 | 8 | 26.2 | 24.9 | 24.9 | 20.2 | 21 | 25 | 31.6 | 0
7275 | 20.9 | 16.1 | 15.4 | 19 | 22.9 | 21.7 | 19.4 | 16.4 | 23.7 | 25.4 | 27 | 21.4 | 16.9 | 23.8 | 20.7 | 16.2 | 17.7 | 20 | 21.5 | 27.6 | 17.3 | 19.3 | 11.1 | 16.5 | 19.2 | 23.3 | 20.8 | 19.3 | 16.9 | 26.3 | 19.3 | 23.2 | 24.2 | 20.7 | 19 | 19.4 | 24.1 | 23.9 | 23.8 | 20.2 | 26.1 | 19.2 | 17.8 | 23.1 | 24.5 | 21.5 | 15.9 | 15.5 | 17.4 | 21.3 | 12.3 | 6.9 | 25.8 | 24.8 | 25 | 19.5 | 20.6 | 24.9 | 30.7 | 0
7276 | 21.4 | 17.7 | 14.8 | 17.7 | 22.3 | 21.7 | 19.1 | 15.9 | 23.7 | 24.9 | 26.2 | 21 | 15.9 | 24.1 | 20.7 | 15.3 | 17.7 | 19.4 | 21.7 | 28.8 | 17.1 | 18.8 | 10.9 | 15.8 | 18.3 | 23.8 | 19.1 | 18.9 | 16.5 | 26.8 | 18.9 | 23.2 | 24.2 | 20.6 | 19.1 | 19.1 | 23.9 | 23.8 | 23.9 | 20.1 | 26 | 18.7 | 17.4 | 22.6 | 24.6 | 21.3 | 15.2 | 15.4 | 16.9 | 20.9 | 11.2 | 6.9 | 25.4 | 24.9 | 25.2 | 19.3 | 20.6 | 24.1 | 30.1 | 0
7277 | 21.4 | 17.9 | 14.7 | 19.4 | 21.8 | 21.6 | 18.9 | 15.4 | 23.7 | 25.1 | 23 | 21.8 | 16.2 | 24.3 | 21.7 | 15.2 | 20 | 19.3 | 20.4 | 29.4 | 16.8 | 18.5 | 13 | 15.2 | 18.1 | 23.5 | 18.1 | 16 | 16.6 | 21.6 | 18.4 | 23.3 | 24 | 20 | 19 | 18.8 | 23.2 | 23.6 | 24 | 19.9 | 25.6 | 19.4 | 14.1 | 22.1 | 24.6 | 19.4 | 15.6 | 19.8 | 18.5 | 20.8 | 6.4 | 5.2 | 25.4 | 24.8 | 25.3 | 18.6 | 20.5 | 24 | 29.5 | 0
7278 | 21.3 | 17.3 | 13.7 | 20.8 | 21.4 | 21.6 | 18.8 | 16.4 | 23.7 | 25.5 | 22.4 | 22.6 | 16.5 | 24 | 21.2 | 14.8 | 20.3 | 18.8 | 21.8 | 29.2 | 16.6 | 18.5 | 15.2 | 16.6 | 17.6 | 22.8 | 18.2 | 16.8 | 17.7 | 21.6 | 19.9 | 23.5 | 24 | 21 | 19.1 | 18.7 | 23.3 | 23.3 | 23.7 | 19.5 | 25.4 | 20.1 | 14.4 | 21.6 | 24.6 | 19.7 | 17.3 | 20.5 | 19 | 20.2 | 8.3 | 9.6 | 25.1 | 24.7 | 25.2 | 20.3 | 20.4 | 23.7 | 29 | 0
7279 | 20.7 | 16.2 | 13.4 | 22.8 | 21.4 | 21.7 | 18.9 | 18.3 | 23.8 | 24.8 | 22.7 | 24 | 18.6 | 23.6 | 21.2 | 14.1 | 21.2 | 18.8 | 23.1 | 28.6 | 15.9 | 18.4 | 17.2 | 19.2 | 17.3 | 21.6 | 17.7 | 18.5 | 19.5 | 21.6 | 21.5 | 23.5 | 24 | 22.1 | 19 | 18.9 | 24.1 | 22.9 | 24 | 19.4 | 25.1 | 21.6 | 16.2 | 20.8 | 24.6 | 21.2 | 19.2 | 21.1 | 20.2 | 19.8 | 12.1 | 13.9 | 25.6 | 24.7 | 25.2 | 22.2 | 20 | 23.7 | 28.2 | 0
7280 | 21.2 | 17.7 | 15.7 | 25.2 | 22.9 | 22.6 | 20.3 | 20.7 | 24 | 24.9 | 24.2 | 26 | 21.8 | 23.4 | 22.2 | 14.2 | 22.6 | 19.3 | 24.4 | 27.3 | 16.1 | 20.5 | 20 | 22.8 | 20 | 22.3 | 18.5 | 22 | 21.6 | 22 | 23.4 | 24.3 | 24.5 | 23.8 | 20 | 20.3 | 25.8 | 24.3 | 24.3 | 19.4 | 25.7 | 23.2 | 18.6 | 20.8 | 24.7 | 23.2 | 22.4 | 22 | 21.5 | 21 | 16.6 | 18.6 | 26 | 24.9 | 26.2 | 24.6 | 20.8 | 23.7 | 27.3 | 0
7281 | 29 | 20.4 | 23.9 | 27.7 | 25.4 | 24.8 | 22.5 | 23.3 | 24.7 | 26.5 | 26.4 | 28.1 | 26.2 | 23.1 | 24.1 | 18.9 | 24.2 | 21.1 | 24.9 | 25.6 | 19.8 | 24.3 | 21.4 | 25.9 | 24 | 25.5 | 24.2 | 24.6 | 23.9 | 22.1 | 24.3 | 25.6 | 25.4 | 25 | 21.4 | 24.3 | 27.9 | 25.4 | 24.1 | 22.4 | 27.7 | 25.3 | 21.8 | 24 | 27 | 26 | 24.9 | 22.6 | 23.3 | 24.2 | 21.3 | 20 | 27.4 | 27.6 | 27.6 | 26 | 23.5 | 26.6 | 26.3 | 0
7282 | 31.2 | 23.4 | 25.9 | 30.1 | 28.4 | 25.4 | 24 | 25.7 | 25.2 | 28.6 | 29 | 30.1 | 30.1 | 23.3 | 26.1 | 20.7 | 25.7 | 25.1 | 25.4 | 23.4 | 23.4 | 26.8 | 23.2 | 28.4 | 25.6 | 30.6 | 27.2 | 27.4 | 25.9 | 22.4 | 25.3 | 26.3 | 25.9 | 26.6 | 23.5 | 28 | 30.3 | 27.2 | 24.3 | 27.6 | 29.1 | 26.7 | 24.6 | 28.7 | 27.7 | 28.5 | 27.9 | 23.4 | 24.8 | 27.8 | 24.8 | 20.2 | 28.5 | 28.6 | 28.9 | 27.2 | 26.5 | 31.9 | 25.7 | 0
7283 | 33.8 | 25.9 | 27.4 | 32 | 30.5 | 26.5 | 25.2 | 27.5 | 26 | 31.6 | 31.4 | 31.6 | 33.2 | 23.3 | 27.7 | 21.8 | 26.6 | 27.7 | 25.6 | 21.2 | 27 | 28.1 | 24 | 29.4 | 27.3 | 33.6 | 30.3 | 28.6 | 27.6 | 22.4 | 25.6 | 26.6 | 25.7 | 27.6 | 25.8 | 30.9 | 32.2 | 28.6 | 24.6 | 29.6 | 31 | 27.8 | 27 | 31.3 | 29.2 | 30.6 | 29.6 | 24 | 26.6 | 29.8 | 27 | 18 | 30 | 30.1 | 29.5 | 27.6 | 28.4 | 34.9 | 25.4 | 0
7284 | 35.5 | 28.3 | 27.9 | 33.5 | 32.2 | 27.5 | 26 | 28.7 | 27 | 33.4 | 33.4 | 32.5 | 34.3 | 23.7 | 28.6 | 23.2 | 26.9 | 29.6 | 26.3 | 19.2 | 29.1 | 29.8 | 25.6 | 29.8 | 29.7 | 35.7 | 31.7 | 29.9 | 28.6 | 22.8 | 26.5 | 27.3 | 26.9 | 29.1 | 28.1 | 32.7 | 33.7 | 29.3 | 24.4 | 32.7 | 33 | 27.8 | 28.2 | 33 | 30 | 31.6 | 31.4 | 24.9 | 27.9 | 31 | 27.4 | 17.1 | 30.9 | 30.2 | 30.3 | 28.2 | 30.2 | 34.2 | 25.7 | 0
7285 | 36.2 | 28.5 | 29 | 34.4 | 33 | 28.8 | 27.1 | 29.3 | 27.1 | 33.9 | 34.4 | 32.6 | 34.4 | 23.6 | 29.1 | 24.8 | 26.5 | 30.6 | 26.8 | 17.8 | 30.8 | 29.8 | 26.1 | 29.4 | 30.1 | 37.1 | 32.5 | 29.8 | 29.2 | 23 | 27.1 | 27.9 | 27 | 29.8 | 29.7 | 32.7 | 34.2 | 29.9 | 24.2 | 33.3 | 32.5 | 27.6 | 29.2 | 33.9 | 30 | 31.9 | 31.5 | 25.5 | 29.3 | 31.3 | 27.1 | 15.9 | 32 | 30.6 | 30.6 | 28.3 | 31 | 34.2 | 26 | 0
7286 | 36.5 | 29.6 | 29.5 | 34.8 | 32.3 | 29.3 | 27 | 29.4 | 27.1 | 36.3 | 34.6 | 32.2 | 33.4 | 24.4 | 29.7 | 27 | 25.8 | 30.8 | 27.4 | 17.1 | 30.7 | 30 | 26.4 | 29.4 | 30.2 | 37.2 | 33.3 | 30 | 29 | 23.4 | 27.8 | 27.7 | 25.9 | 30.4 | 30.6 | 32 | 34 | 29.7 | 24.1 | 34.6 | 32 | 27 | 29.4 | 34 | 30.6 | 31.4 | 31.2 | 26 | 30 | 31.7 | 26.2 | 16.6 | 32.6 | 30.5 | 30.2 | 28.4 | 31.5 | 33.6 | 26.2 | 0
7287 | 36.6 | 29.9 | 29.7 | 34.6 | 32.4 | 29.2 | 26.5 | 29.1 | 27 | 35.5 | 34 | 31.2 | 32.7 | 24.8 | 29.9 | 27.5 | 24.9 | 30.7 | 27.2 | 16.8 | 29.9 | 29.4 | 24.7 | 29.2 | 30.8 | 37.2 | 34 | 28.8 | 28.3 | 23.4 | 27.3 | 27.4 | 25.9 | 29.9 | 30.7 | 31.3 | 32.9 | 29.3 | 24.1 | 33.8 | 31.5 | 26.9 | 29.6 | 34.8 | 30.2 | 30.8 | 29.3 | 25.7 | 30.2 | 32.2 | 25.4 | 16.4 | 33.5 | 30.6 | 30.5 | 27.5 | 31 | 33.1 | 25.9 | 0
7288 | 36.4 | 29.8 | 29.8 | 33.8 | 32.7 | 28.8 | 26.3 | 28.2 | 26.7 | 35.4 | 33 | 30 | 31.7 | 25.2 | 30.1 | 26.3 | 24 | 28.6 | 26.6 | 16.6 | 29.6 | 29.4 | 22.9 | 29.2 | 30.8 | 37.2 | 33.7 | 28.1 | 27.1 | 23.6 | 26.6 | 27.2 | 24.9 | 29.3 | 29.8 | 31 | 31.6 | 28.1 | 24.1 | 33.6 | 31 | 26.4 | 28.7 | 34.8 | 29.7 | 29.9 | 28.1 | 25.1 | 29.2 | 32.2 | 24.1 | 16.9 | 33.4 | 29.1 | 25.6 | 26.5 | 30.6 | 32.6 | 25.3 | 0
7289 | 35.9 | 29 | 28.5 | 32.4 | 31.2 | 27.9 | 26 | 26.8 | 26.3 | 34.5 | 31.8 | 28.6 | 31 | 25.2 | 29.1 | 24.6 | 23.2 | 26.7 | 25.4 | 16.2 | 28 | 28 | 20.2 | 28.4 | 29.6 | 36.6 | 33.4 | 26.4 | 25.6 | 23.4 | 24.8 | 26.8 | 24.6 | 28.2 | 28.4 | 29.9 | 30 | 26.3 | 24.1 | 31.4 | 30.5 | 26.2 | 27.2 | 34.4 | 29.2 | 29 | 26.6 | 24 | 27.4 | 31.6 | 22.4 | 15.8 | 33 | 28.8 | 26.5 | 24.8 | 29 | 31.4 | 24.6 | 0
7290 | 32.4 | 24.9 | 25.9 | 30.6 | 28.4 | 27 | 25.1 | 24.9 | 25.7 | 32 | 30.8 | 27.4 | 29.5 | 25.1 | 27.1 | 22.1 | 22.4 | 24.5 | 24.4 | 15.4 | 26.3 | 27.3 | 18.8 | 27 | 26.2 | 34.7 | 29.5 | 25.5 | 23.9 | 23.4 | 23.4 | 25.3 | 24 | 27.6 | 26.5 | 28.3 | 28.6 | 25.6 | 23.6 | 28.1 | 30 | 25.2 | 24.4 | 32.8 | 27.7 | 27.7 | 26.6 | 23.1 | 24.6 | 29.3 | 19.7 | 15.2 | 31.4 | 28.1 | 26.5 | 23.6 | 26 | 30.4 | 24.3 | 0
7291 | 28.6 | 22.3 | 22.9 | 28.5 | 26.7 | 24.5 | 24.3 | 22.8 | 25.6 | 30.5 | 29.7 | 26.3 | 27.8 | 24.2 | 25.2 | 20.4 | 21.6 | 23.2 | 23.3 | 14.5 | 24.1 | 26 | 17.2 | 24.4 | 23.8 | 33 | 26.4 | 23.4 | 22.3 | 23.1 | 21.8 | 24.8 | 24 | 26.6 | 24.7 | 27.3 | 27.1 | 25.6 | 23.6 | 25.4 | 28.8 | 24.5 | 21.4 | 30.2 | 27.4 | 26.5 | 26 | 22 | 22 | 27.1 | 16.7 | 13 | 29.8 | 27.8 | 26.5 | 22.1 | 24.6 | 29.8 | 25.1 | 0
7292 | 26.5 | 21.2 | 22.3 | 26.4 | 25.7 | 24 | 23.4 | 21 | 25.5 | 28.8 | 29 | 25.6 | 25.6 | 24.2 | 23.6 | 19.4 | 20.8 | 22.2 | 22.8 | 13.8 | 22.9 | 25.3 | 17 | 21.6 | 22.8 | 31.5 | 24.2 | 22 | 21 | 23 | 21.2 | 24.3 | 22.9 | 26 | 23.2 | 26.9 | 26 | 25.4 | 23.6 | 24.2 | 28.3 | 23.4 | 18.5 | 28.4 | 27.1 | 25.2 | 25.6 | 21.4 | 19.8 | 26.6 | 13.8 | 11.5 | 28 | 27 | 26.2 | 21.4 | 23.8 | 29.4 | 26.3 | 0
7293 | 25.5 | 20.3 | 21.2 | 24.4 | 25 | 23.1 | 22.7 | 20 | 25 | 28.1 | 28.3 | 25.1 | 23.9 | 24.4 | 22.8 | 18.7 | 20.2 | 21.6 | 22.2 | 14.6 | 21.5 | 24.7 | 16.1 | 18.7 | 21.6 | 29.2 | 22.8 | 19.7 | 20.2 | 22.6 | 20.6 | 24.1 | 23.5 | 24.6 | 21.6 | 25.1 | 24.9 | 24.8 | 23.6 | 23.1 | 27.7 | 23 | 16.9 | 27.4 | 27.2 | 24.4 | 23.5 | 20.7 | 19 | 25.9 | 12 | 9 | 27.3 | 26.9 | 26.3 | 20.6 | 23.2 | 28.6 | 28 | 0
7294 | 24.4 | 19.5 | 19.8 | 22.7 | 24.6 | 21.9 | 22.3 | 19.7 | 24.8 | 27.1 | 28 | 24.9 | 22.3 | 24.3 | 22.7 | 18.2 | 19.9 | 21.3 | 22.2 | 16.1 | 20.5 | 24.1 | 16.1 | 17 | 21.4 | 28.5 | 22.1 | 19 | 19.6 | 22.5 | 20.8 | 23.8 | 23.7 | 23.7 | 20.6 | 23.7 | 24.4 | 25 | 23.4 | 22.4 | 27.3 | 22.4 | 16.1 | 26.6 | 27.5 | 23.6 | 21.6 | 20.4 | 18.8 | 24.6 | 10.9 | 8.3 | 26.8 | 26.4 | 26.1 | 20.6 | 22.5 | 27.6 | 29.6 | 0
7295 | 23.7 | 19 | 21.4 | 21.4 | 24.1 | 21.5 | 21.6 | 19.4 | 23.7 | 26.1 | 27.8 | 24.6 | 21.4 | 24.6 | 22.2 | 17.6 | 20 | 21 | 21.8 | 17.9 | 20 | 23.4 | 15.4 | 16.2 | 20.3 | 26.9 | 21.6 | 18.6 | 19.2 | 22.4 | 20.8 | 23.3 | 23.5 | 22.4 | 20.1 | 23 | 24.2 | 24.9 | 23.5 | 21.9 | 26.9 | 22.2 | 16.5 | 25.8 | 27.8 | 23.2 | 19 | 20 | 19.4 | 24 | 10.8 | 7.2 | 27 | 26.1 | 26.1 | 20.4 | 22.1 | 27.5 | 31.1 | 0
7296 | 23 | 18.1 | 20.4 | 20.4 | 23 | 21.2 | 21.1 | 19.2 | 23.5 | 25.9 | 27.8 | 24.3 | 20.4 | 24.9 | 21.2 | 17.2 | 20.4 | 20.7 | 21.7 | 20.4 | 19.3 | 23.2 | 15.5 | 16.6 | 18.8 | 25.5 | 22.4 | 19.9 | 18.6 | 22.8 | 21.1 | 22.8 | 23.2 | 21.9 | 19.7 | 22.4 | 24.5 | 23.1 | 23.9 | 21.4 | 26.4 | 21.3 | 16.6 | 25.6 | 25.7 | 22.5 | 17.8 | 20 | 19.6 | 23.5 | 10.4 | 7.7 | 26.7 | 25.1 | 25.8 | 20.7 | 21.9 | 26.4 | 31.9 | 0
7297 | 22.9 | 18.2 | 20.2 | 21.6 | 23 | 20.7 | 21.1 | 19.3 | 23.3 | 25.5 | 23.9 | 23.3 | 22.2 | 25.3 | 21.3 | 17 | 18.2 | 21 | 21 | 22.5 | 19.3 | 23.1 | 17.1 | 18.3 | 18 | 25.3 | 20.3 | 19.6 | 20.9 | 22.7 | 21 | 22.8 | 23.5 | 22.6 | 19.8 | 22.9 | 25.2 | 22.6 | 23.9 | 20.9 | 26.3 | 20.7 | 16.8 | 26 | 25.9 | 21.1 | 22.1 | 19.1 | 18.7 | 23.5 | 10.6 | 8.4 | 27.1 | 25.1 | 25.8 | 20.2 | 21.9 | 26.1 | 32.4 | 0
7298 | 23.1 | 17.6 | 18.9 | 22 | 22.3 | 20.1 | 20.5 | 19.5 | 22.9 | 25.4 | 23.2 | 23.4 | 20.4 | 25.6 | 21.5 | 16.6 | 18.4 | 20.8 | 20.6 | 24.7 | 18.6 | 22.8 | 16 | 18 | 17.5 | 24.9 | 19.8 | 18.6 | 20.4 | 21.4 | 19.8 | 22.7 | 23.4 | 21.8 | 19.8 | 22.6 | 25 | 22.6 | 23.9 | 20.5 | 26.2 | 19.6 | 16 | 24.2 | 25.6 | 20.4 | 22 | 19 | 17.2 | 23.2 | 9 | 7.2 | 26.2 | 25 | 25.8 | 19.8 | 21.4 | 25.3 | 32.1 | 0
7299 | 23.3 | 17.4 | 18.5 | 21.6 | 22.1 | 17.9 | 20.1 | 19.7 | 22.7 | 24.9 | 22.9 | 22.9 | 19.4 | 25.8 | 19.8 | 16 | 18 | 20.9 | 19.7 | 26.4 | 18.3 | 22.5 | 14.5 | 17.1 | 17.8 | 24.6 | 19.1 | 17.8 | 19.6 | 19.6 | 18.5 | 22.6 | 23.9 | 21.1 | 19.7 | 22.5 | 24.7 | 22 | 24 | 20.2 | 25.7 | 19.2 | 15.3 | 23 | 25.5 | 19.5 | 21.4 | 17.8 | 16.2 | 22.7 | 7.1 | 5.4 | 25.5 | 24.8 | 25.4 | 18.7 | 21 | 23.9 | 31.6 | 0
7300 | 22.1 | 17.4 | 17.4 | 21.5 | 21.6 | 17.4 | 20.1 | 19.5 | 22.4 | 25 | 22 | 22.8 | 18.1 | 26 | 20.1 | 15.3 | 18.1 | 20.8 | 19.4 | 20 | 18 | 22 | 13.9 | 16.8 | 18.6 | 23.9 | 18.2 | 17.5 | 19.1 | 17.4 | 17.8 | 22.6 | 24.1 | 20.9 | 19.3 | 22.5 | 24.5 | 21.5 | 24 | 19.9 | 25.3 | 18.9 | 14.3 | 22.9 | 25.2 | 19.3 | 20.9 | 17.5 | 15.7 | 22.8 | 5.5 | 5.1 | 24.3 | 24.4 | 25.2 | 18.4 | 20.5 | 23.6 | 30.6 | 0
7301 | 20.7 | 17.6 | 17.1 | 19 | 21.5 | 17.5 | 19.3 | 19.1 | 21.7 | 25.2 | 21 | 20.2 | 17.2 | 26 | 20.3 | 15.1 | 17.6 | 21.6 | 19.4 | 23.7 | 17.7 | 21.8 | 16 | 16.2 | 17.5 | 23.4 | 17.5 | 18 | 19.6 | 17 | 17 | 22.6 | 24.3 | 20 | 18.8 | 22.5 | 24.4 | 21 | 24 | 19.8 | 25.2 | 19.6 | 13.5 | 22.8 | 25.4 | 19.4 | 19.8 | 17.8 | 17 | 22.9 | 6.4 | 12 | 25 | 24.3 | 24.8 | 18 | 20.3 | 23.3 | 29.7 | 0
7302 | 19.2 | 17.6 | 16 | 20.2 | 20.8 | 17.5 | 19.3 | 18.6 | 21.7 | 24.5 | 20.8 | 20.7 | 16.9 | 25.8 | 20.3 | 14.5 | 19.3 | 20.3 | 20.5 | 26.7 | 17.4 | 21.8 | 17.4 | 16.8 | 16.5 | 23.4 | 17 | 18.9 | 20.1 | 18.2 | 18.5 | 22.6 | 23.9 | 20.2 | 18.7 | 22.2 | 24.9 | 20.5 | 24 | 19.4 | 25 | 20.1 | 14.6 | 22 | 25 | 21.1 | 20.4 | 19.9 | 18.4 | 22.7 | 6.9 | 14.1 | 25.7 | 24.2 | 24.6 | 19.6 | 20 | 22.7 | 28.6 | 0
7303 | 18.8 | 17.6 | 15.8 | 21.8 | 21.1 | 17.7 | 19.4 | 19 | 22.5 | 24.4 | 21.7 | 22 | 18.3 | 26 | 20.3 | 14 | 21.6 | 20.1 | 22 | 29.4 | 17.1 | 21.7 | 19.2 | 18.5 | 15.8 | 23.1 | 17 | 20.6 | 21.6 | 20.7 | 20.9 | 22.7 | 24 | 20.9 | 18.8 | 22 | 25.8 | 20.1 | 23.9 | 18.9 | 24.5 | 21.7 | 17 | 21.2 | 24.6 | 23.5 | 22 | 21.8 | 20.8 | 22.8 | 9.7 | 16.4 | 26.4 | 24.2 | 24.7 | 21.5 | 19.7 | 22.5 | 27.8 | 0
7304 | 20.3 | 17.6 | 19.1 | 24 | 22.4 | 19.4 | 20.2 | 20.5 | 23 | 25.5 | 23.2 | 24.2 | 20.6 | 26.8 | 20.6 | 14.3 | 24 | 21.1 | 23.6 | 30.9 | 17 | 22.5 | 21.4 | 21 | 19.4 | 23 | 17.9 | 22.8 | 23.6 | 23.2 | 23.8 | 22.9 | 25.1 | 21.8 | 19.4 | 24.3 | 26.8 | 21.5 | 23.9 | 19.8 | 24.7 | 23.6 | 19.7 | 22.2 | 24.6 | 26 | 24 | 24 | 23.4 | 24.9 | 13 | 18.8 | 27.8 | 24.6 | 25.9 | 23.8 | 21 | 23.2 | 27 | 0
7305 | 22.8 | 16.3 | 24.5 | 25.8 | 23 | 22.2 | 21.9 | 22.8 | 24.3 | 27.5 | 25.7 | 26.9 | 24.2 | 28.7 | 21.6 | 18.5 | 26.1 | 23.5 | 24.8 | 31.8 | 18.6 | 23.9 | 23.4 | 24 | 23.7 | 24.9 | 24.2 | 25.2 | 26 | 26 | 26.2 | 23.5 | 26.8 | 23 | 22.7 | 26.5 | 28.1 | 23.8 | 23.9 | 23.2 | 26.7 | 25.9 | 22.8 | 26.7 | 25.7 | 28.1 | 26.5 | 25 | 25.9 | 27.7 | 18.2 | 20.2 | 28.5 | 27.4 | 27.6 | 25.5 | 24 | 27.2 | 26.5 | 0
7306 | 25.6 | 17.5 | 27.5 | 27.7 | 26.1 | 24.3 | 23.5 | 24.6 | 27.5 | 29.1 | 28 | 30 | 27.3 | 30 | 22.1 | 21.4 | 27.4 | 26.9 | 25.8 | 31.8 | 21 | 24.7 | 25.4 | 26.8 | 25.7 | 28.9 | 27.8 | 27.4 | 27.8 | 27.8 | 27.8 | 23.8 | 28.3 | 24.3 | 24.8 | 28.6 | 29.3 | 25.6 | 23.9 | 26.7 | 28.2 | 27.5 | 25.1 | 29.5 | 28.1 | 29.5 | 28.6 | 26 | 27.7 | 29.5 | 22.4 | 20.8 | 29.8 | 29 | 29.5 | 27.1 | 26.4 | 30.6 | 26 | 0
7307 | 29.8 | 19.3 | 28.9 | 29 | 28 | 25.6 | 23.8 | 27.1 | 29.3 | 32.5 | 30.4 | 32.6 | 30 | 31 | 22.9 | 23.1 | 28 | 29.9 | 26.4 | 31.5 | 24.9 | 26 | 27 | 29 | 27.4 | 30.8 | 30 | 29.4 | 28.8 | 29.4 | 28.6 | 24.7 | 28.8 | 25.8 | 26.6 | 30.3 | 30.4 | 27 | 25 | 29.7 | 30.6 | 28.6 | 27 | 32.5 | 30.2 | 30.4 | 30.4 | 26.3 | 29 | 31 | 26.4 | 20.6 | 30.6 | 30.3 | 31.4 | 28 | 27.8 | 33.1 | 25.7 | 0
7308 | 32.1 | 20.8 | 30.6 | 30.3 | 30 | 27.3 | 24.8 | 27.6 | 30.5 | 35 | 31.7 | 34.4 | 31.2 | 31.8 | 24.8 | 24.8 | 28.1 | 32.5 | 26.9 | 30 | 27 | 26.7 | 28.3 | 30.4 | 28 | 32.4 | 32 | 30.9 | 28.5 | 30 | 29 | 26.3 | 29.1 | 27.3 | 28.5 | 32 | 31.1 | 28.2 | 26.6 | 31.9 | 32 | 28.7 | 27.8 | 34.9 | 31.9 | 30.9 | 31.3 | 27.3 | 29.6 | 32.4 | 27.9 | 20.4 | 32.2 | 30.5 | 32.5 | 28.8 | 29.2 | 33.6 | 25.5 | 0
7309 | 33.3 | 21.7 | 31.6 | 30.7 | 30.3 | 27.6 | 25.6 | 28.6 | 30 | 34.4 | 32.8 | 34.8 | 31.9 | 32 | 24.9 | 25.7 | 27.9 | 33.4 | 27.1 | 28 | 28.8 | 27.2 | 28.8 | 31 | 28.6 | 33.4 | 33.1 | 31.7 | 27.3 | 30.9 | 29.2 | 25.9 | 30 | 28.7 | 29.3 | 33 | 31.5 | 28.8 | 26.7 | 33 | 33.3 | 28.6 | 28.5 | 36.5 | 33.4 | 31.2 | 32 | 27.9 | 30 | 31.9 | 29.1 | 20 | 33.1 | 30.6 | 32.9 | 28.7 | 29.5 | 32.4 | 25.5 | 0
7310 | 34.2 | 22.2 | 31.7 | 30.8 | 30.1 | 28.2 | 26.2 | 29 | 30.3 | 36 | 33 | 34 | 31.8 | 32.3 | 24.9 | 26.4 | 27.6 | 33.2 | 27.2 | 25 | 29 | 27.2 | 28.4 | 30.8 | 29.1 | 33.4 | 33.7 | 31.8 | 25.6 | 31.2 | 29.4 | 26.9 | 29.6 | 29.8 | 30 | 33 | 31.4 | 28.7 | 27 | 33.7 | 33.1 | 28 | 28.6 | 37 | 33.7 | 31.2 | 32 | 28.6 | 30 | 32.8 | 28.6 | 19.8 | 34 | 30.4 | 34.1 | 28.4 | 29.7 | 32.3 | 25.3 | 0
7311 | 34.2 | 24.2 | 31.7 | 29.8 | 30 | 28 | 26.3 | 29.2 | 29.9 | 36 | 33.3 | 32.1 | 32 | 32 | 26.4 | 26.2 | 27.2 | 33.2 | 26.8 | 22.1 | 29.3 | 27.7 | 26.8 | 30.1 | 29.3 | 33.5 | 34.3 | 31.1 | 24.2 | 31.8 | 29.4 | 26.2 | 29.6 | 30.3 | 30 | 32.7 | 31.1 | 28 | 28.6 | 34.1 | 31.9 | 27.7 | 28.8 | 36.7 | 34.2 | 30.8 | 32 | 28.1 | 29.7 | 32.9 | 28.6 | 19.3 | 33.5 | 28.6 | 33.6 | 27.1 | 29.9 | 32.2 | 25.1 | 0
7312 | 34.2 | 24.8 | 31.5 | 28.5 | 30.4 | 28.4 | 26 | 29.6 | 28.7 | 36 | 32.5 | 30 | 31.4 | 31.7 | 26.2 | 24.9 | 26.3 | 31.6 | 26.3 | 19.4 | 29.2 | 28.1 | 24.6 | 28.8 | 29.4 | 33.4 | 33.4 | 29.4 | 23.3 | 31.6 | 29 | 25.9 | 29.1 | 30.1 | 29.7 | 31.7 | 30.3 | 27.8 | 28.6 | 33.8 | 31.3 | 27 | 28 | 36.5 | 32.8 | 29.9 | 31.2 | 27.3 | 28.8 | 32.7 | 26.8 | 18.6 | 32.9 | 28.1 | 33.1 | 25.8 | 29.9 | 31.7 | 24.6 | 0
7313 | 33.6 | 25.4 | 30.4 | 26.6 | 29.6 | 27.3 | 25.1 | 29.4 | 27.5 | 34.5 | 31.5 | 28 | 30.4 | 29.9 | 26.2 | 24.4 | 25 | 28.6 | 25.4 | 17.9 | 28 | 27.7 | 21.8 | 27 | 28.4 | 33 | 32.6 | 27.2 | 23 | 31 | 28 | 25.7 | 29.8 | 29.4 | 28.7 | 30.3 | 29.4 | 26 | 28.6 | 31.8 | 31.3 | 26.2 | 26.6 | 36.5 | 31.1 | 28.4 | 30 | 25.4 | 27.2 | 31.9 | 24.6 | 17.4 | 31.5 | 27.5 | 32 | 24.2 | 29 | 31 | 24.3 | 0
7314 | 30.6 | 25 | 28 | 25.1 | 27.9 | 25 | 24.2 | 26.6 | 26.3 | 32 | 29.3 | 26.8 | 27.9 | 28.8 | 25 | 20.8 | 23.3 | 26.9 | 24.6 | 17 | 26.4 | 26.9 | 19.5 | 24.8 | 26.1 | 31.4 | 29.5 | 24.7 | 23 | 29.4 | 26.6 | 25 | 28.3 | 28.3 | 26.2 | 28.8 | 28.1 | 24.8 | 28 | 27.9 | 30.7 | 24.8 | 23.8 | 34.5 | 29.5 | 26.6 | 27.8 | 23.9 | 25 | 30.8 | 20.1 | 16.1 | 30.8 | 26.6 | 25.9 | 23.3 | 26.2 | 30.1 | 24 | 0
7315 | 27.9 | 24.8 | 25.6 | 23.5 | 26 | 22.5 | 23.4 | 24.5 | 25.7 | 30 | 27.3 | 26 | 24.9 | 28.4 | 25 | 19.4 | 21.6 | 24.9 | 23.8 | 16.8 | 24.2 | 26 | 17.7 | 22.5 | 24.9 | 29.4 | 26.9 | 22.4 | 23.1 | 28.1 | 25 | 24.9 | 27.4 | 27.1 | 24.5 | 28.1 | 27 | 24 | 27.7 | 25.6 | 29.5 | 23.4 | 20.9 | 32.5 | 28.6 | 25.1 | 25.6 | 22.1 | 22.9 | 29.6 | 16.1 | 14.6 | 29.6 | 26.3 | 25.9 | 22.5 | 25 | 29.3 | 24.7 | 0
7316 | 25.6 | 24.2 | 25.3 | 22.4 | 24.9 | 20.1 | 22.8 | 22.8 | 25.1 | 28.8 | 25.2 | 25.6 | 21.4 | 28 | 24.9 | 18.2 | 20.2 | 23.9 | 23.4 | 16.2 | 22.8 | 25.7 | 17 | 20.4 | 23.6 | 28.6 | 25.5 | 20.8 | 23 | 26.8 | 23.8 | 24.4 | 26.7 | 26 | 23.5 | 27.4 | 26 | 23.7 | 27.4 | 24.2 | 28.6 | 22 | 18 | 32 | 28.1 | 24.2 | 23.4 | 21.2 | 21 | 28.4 | 11.8 | 13.6 | 29 | 26.3 | 25.7 | 22.4 | 23.8 | 29.1 | 25.8 | 0
7317 | 24 | 23.5 | 23.8 | 21.2 | 24 | 20.4 | 21.9 | 22.3 | 24.8 | 27.5 | 24.3 | 25.1 | 19.1 | 27.4 | 23.3 | 17.5 | 19.5 | 23.4 | 23 | 15.5 | 21.6 | 24.9 | 16.9 | 18.8 | 22.8 | 27.9 | 24.3 | 20 | 22.8 | 26.6 | 23.1 | 24.1 | 26.6 | 25.2 | 23 | 26.7 | 25.5 | 23.5 | 27.4 | 23.2 | 29 | 21.4 | 16.4 | 30.7 | 27.7 | 24 | 22.2 | 20.2 | 20 | 27.4 | 10.1 | 12.8 | 27.8 | 26.3 | 24.8 | 22.1 | 23.5 | 28.8 | 27.2 | 0
7318 | 23.8 | 22.5 | 22.3 | 20.6 | 23.3 | 20.3 | 21.6 | 22 | 24.6 | 26.8 | 23.7 | 24.6 | 17.6 | 27 | 23.2 | 17.4 | 19.2 | 22.4 | 22.8 | 14.2 | 20.5 | 23.7 | 17.3 | 18 | 20.9 | 27.4 | 23.7 | 19.8 | 22.4 | 26.4 | 23 | 23.9 | 26.2 | 24.6 | 22.6 | 25.3 | 25.1 | 23 | 27 | 22.7 | 28 | 21.2 | 15.6 | 30 | 27.1 | 24.1 | 21.5 | 19.9 | 19.6 | 26.4 | 9 | 12.7 | 27.3 | 26.2 | 25 | 22.1 | 22.5 | 28 | 28.5 | 0
7319 | 24.8 | 22 | 20.6 | 20 | 22.8 | 20 | 21.6 | 21.1 | 24.3 | 26.2 | 24 | 23.8 | 17.8 | 26.7 | 23.2 | 16.6 | 19.2 | 21.9 | 22.4 | 13.3 | 19.8 | 23.7 | 17.6 | 17.8 | 19.2 | 27.4 | 23 | 20 | 22 | 26.2 | 23 | 23.6 | 26 | 24 | 22.3 | 23.6 | 25 | 22.8 | 26.8 | 21.9 | 27.7 | 21.6 | 15.8 | 29.2 | 26.6 | 24.2 | 21.6 | 19.4 | 19.6 | 25.5 | 9.6 | 12.7 | 26.6 | 26.1 | 24.2 | 21.6 | 22 | 27.4 | 29.7 | 0
7320 | 24.4 | 21 | 19.3 | 20 | 21.9 | 19.5 | 21 | 21.2 | 24.1 | 24.8 | 23.9 | 23.1 | 18.3 | 26.4 | 21.1 | 16.4 | 19 | 21.4 | 21.9 | 12.7 | 19.2 | 23.7 | 17.7 | 18 | 18.5 | 26 | 21.5 | 20 | 21.4 | 24.7 | 22.8 | 22.8 | 25.1 | 23.3 | 21.3 | 23.1 | 24.7 | 22 | 25.2 | 21.6 | 27 | 21.7 | 15.7 | 28.7 | 25.8 | 23.7 | 21.4 | 19.3 | 19.5 | 24.9 | 9.1 | 12.8 | 26.9 | 25.8 | 23.9 | 21.1 | 21.5 | 27.3 | 30.4 | 0
7321 | 24.7 | 19.3 | 19 | 19.7 | 21.5 | 18.8 | 20.1 | 21.1 | 23.8 | 23.9 | 23.8 | 22.3 | 19.2 | 26.3 | 21.1 | 16.2 | 18.5 | 21.4 | 21.1 | 14 | 18.8 | 23.6 | 17.3 | 18.1 | 18.5 | 25.4 | 21 | 19.7 | 21 | 22.6 | 21.8 | 22.7 | 25.1 | 22.5 | 21.3 | 22.5 | 24.5 | 21.3 | 25.2 | 20.9 | 26.3 | 21.7 | 15.5 | 27.8 | 25.4 | 22.4 | 21.3 | 18.5 | 19 | 24.5 | 9.1 | 12.4 | 26.7 | 25.8 | 23.5 | 20 | 21 | 26.6 | 30.7 | 0
7322 | 24.3 | 18 | 18.3 | 19.6 | 21 | 18.5 | 20 | 20.5 | 23.4 | 23.6 | 23 | 21.6 | 19.2 | 26.4 | 21 | 15.9 | 17.6 | 20.4 | 20.2 | 15.5 | 18.4 | 23.3 | 16.6 | 17.8 | 18.3 | 25.4 | 20.4 | 19 | 20.4 | 19.8 | 20.2 | 22.6 | 25 | 21.6 | 21.2 | 22.3 | 24.2 | 21 | 25.2 | 20.6 | 25.7 | 21 | 14.5 | 25.8 | 25 | 20.8 | 20.6 | 18 | 18 | 24 | 7.6 | 11.8 | 26.8 | 25.7 | 23.3 | 19 | 20.8 | 26.1 | 30.6 | 0
7323 | 21.2 | 16 | 17.2 | 19 | 20.8 | 17.9 | 20.1 | 19.7 | 23.3 | 22.5 | 22.4 | 20.9 | 19 | 26.4 | 21 | 15.4 | 16.9 | 20.4 | 19.3 | 18.6 | 18.2 | 23.2 | 15.8 | 17.2 | 18.2 | 25.1 | 19.7 | 18.3 | 20 | 17.8 | 18.3 | 22.6 | 24.5 | 20.8 | 21.2 | 22 | 24.1 | 20.2 | 25.2 | 20.2 | 25.3 | 20.4 | 13.8 | 24.7 | 24.6 | 19.4 | 20.1 | 17 | 17.1 | 23.5 | 7.1 | 11.1 | 25.9 | 25.7 | 23.4 | 17.9 | 20.3 | 25.6 | 30.2 | 0
7324 | 21.7 | 14.8 | 16.2 | 18.9 | 20.2 | 17.6 | 20.1 | 19.6 | 23.2 | 22.5 | 21.4 | 20.4 | 17.9 | 26.3 | 20.9 | 15.4 | 16.8 | 20.4 | 19.1 | 21.8 | 17.9 | 23.2 | 15.6 | 16.5 | 17 | 24.9 | 19.6 | 17.8 | 19.5 | 16.5 | 17.1 | 22.7 | 24.3 | 20.2 | 21 | 21.8 | 24.1 | 19.7 | 25.1 | 19.9 | 24.7 | 19.6 | 13.1 | 24 | 24.4 | 18.8 | 19.6 | 17.2 | 16.5 | 23.4 | 5.9 | 11.1 | 25.6 | 25.5 | 23.4 | 17.6 | 20.1 | 25.5 | 29.5 | 0
7325 | 21 | 13.9 | 16.2 | 17.1 | 20 | 17.4 | 20.1 | 19.6 | 23.1 | 22 | 21 | 22.4 | 14 | 25.8 | 20.9 | 14.7 | 16.8 | 20.4 | 20.4 | 25.8 | 17.6 | 23.2 | 15.4 | 15.4 | 16.8 | 24.8 | 19.2 | 16.4 | 21.6 | 18 | 18.6 | 22.7 | 24.1 | 21 | 20.9 | 21.8 | 24.4 | 19.6 | 25 | 19.7 | 24.5 | 19.8 | 12.4 | 23.2 | 23.5 | 21 | 19 | 17.6 | 16 | 22.9 | 6.6 | 11.6 | 23.8 | 25.4 | 23.3 | 19.8 | 20 | 25 | 28.8 | 0
7326 | 19.4 | 14 | 15.2 | 18.5 | 20 | 17.1 | 19.9 | 19.3 | 23.1 | 22 | 20.4 | 24 | 14.2 | 25.3 | 20.9 | 13.7 | 19.2 | 20 | 20.8 | 28.8 | 17.3 | 23.1 | 16.1 | 16.6 | 16.3 | 24.7 | 19.7 | 17.5 | 22.1 | 18.4 | 19.9 | 22.7 | 24 | 21.3 | 20.6 | 21.9 | 24.4 | 19.4 | 25 | 19.3 | 24.3 | 20.8 | 13 | 23.5 | 23.2 | 20.8 | 20.1 | 19.2 | 17.8 | 22.8 | 8.7 | 14 | 24.5 | 25.3 | 23.3 | 20.9 | 19.8 | 24.8 | 28 | 0
7327 | 19 | 14 | 14.8 | 20 | 19.6 | 17.5 | 20 | 19.4 | 23.2 | 22 | 21.1 | 26.4 | 16.5 | 25.4 | 20.9 | 14.1 | 21.4 | 19.9 | 21.6 | 31.4 | 17.2 | 23 | 16.9 | 18.9 | 15.5 | 24.4 | 18.4 | 19.3 | 22.6 | 19.6 | 21.5 | 22.9 | 23.9 | 21.8 | 20.3 | 21.6 | 24.8 | 18.9 | 25 | 19 | 23.8 | 22.6 | 15.1 | 23.2 | 22.6 | 21.4 | 21.9 | 21.4 | 20.7 | 22.5 | 12 | 16.5 | 25.7 | 25.5 | 23.4 | 22.2 | 19.8 | 24.7 | 27.3 | 0
7328 | 20.2 | 14.2 | 18.7 | 22.3 | 20.4 | 19.8 | 20.9 | 20.6 | 23.8 | 22 | 22 | 26.9 | 20 | 27 | 21.4 | 15.1 | 24.2 | 20.4 | 22.8 | 32.3 | 17 | 23.2 | 18.6 | 22 | 18.2 | 24.4 | 20.1 | 22 | 23 | 21.6 | 23.6 | 24.6 | 28.9 | 22.6 | 20.5 | 24 | 25.6 | 21.8 | 25 | 19.6 | 24.6 | 24.6 | 17.6 | 23.6 | 24.1 | 23 | 24 | 24 | 24 | 24.7 | 16 | 19 | 27 | 26.1 | 24 | 24 | 21.5 | 24.5 | 26.5 | 0
7329 | 26.1 | 15.1 | 25.9 | 24.1 | 24 | 22.6 | 22.7 | 22.6 | 25.8 | 22.6 | 24.8 | 28.6 | 24.4 | 28.4 | 22.9 | 19.9 | 25.5 | 23.9 | 24.1 | 33 | 18.6 | 23.5 | 20.3 | 25 | 23.6 | 24.8 | 24.4 | 24.4 | 23.1 | 24.2 | 25.2 | 26.2 | 28.3 | 23.6 | 21.9 | 26.2 | 27 | 23.6 | 24.4 | 24.9 | 25.6 | 26.5 | 21 | 27.2 | 27.8 | 25.1 | 26.1 | 26.1 | 26.8 | 28 | 20 | 20 | 28 | 27.4 | 25 | 25.4 | 25.3 | 27.7 | 25.9 | 0
7330 | 29.2 | 17.4 | 28.4 | 26 | 26.6 | 25.1 | 23.6 | 24.8 | 27.1 | 27.1 | 27.5 | 29.2 | 28.1 | 29.8 | 23 | 21.5 | 27 | 27.4 | 25.5 | 32.6 | 21 | 24.4 | 22.6 | 27.5 | 27 | 27.6 | 28.4 | 26.8 | 23 | 27 | 26.9 | 26.9 | 29.2 | 24.7 | 24.2 | 29.7 | 28.6 | 25 | 24.9 | 28.9 | 29.2 | 27.8 | 23.8 | 31.2 | 28.8 | 27.5 | 27.8 | 27.8 | 28.6 | 29.5 | 23.7 | 20.4 | 28.5 | 28.4 | 26.3 | 27.1 | 26.5 | 29.9 | 25.4 | 0
7331 | 31.4 | 20.2 | 29.1 | 27.4 | 28.8 | 26.5 | 24.7 | 27.1 | 27.9 | 29.6 | 30.8 | 31.4 | 31 | 30.9 | 24.4 | 23.6 | 27.6 | 30.4 | 26.6 | 32.4 | 26 | 25.6 | 24.6 | 29 | 28.3 | 29.2 | 30.2 | 28.4 | 22.8 | 29.6 | 28 | 28.4 | 28.8 | 26 | 25.9 | 31.5 | 30 | 26.1 | 25.8 | 31 | 31.4 | 28.4 | 26.4 | 33.7 | 30.8 | 29.4 | 29.2 | 28.8 | 29.5 | 31.5 | 26.6 | 20 | 28.8 | 29.5 | 27.7 | 28.2 | 28 | 31.8 | 25 | 0
7332 | 32.5 | 21.7 | 30.4 | 29 | 30.1 | 27.3 | 25 | 29.1 | 28 | 32.6 | 32.4 | 32.3 | 32.4 | 31.9 | 25.5 | 25.2 | 29.2 | 32 | 27.4 | 30.9 | 28.9 | 27.3 | 26.7 | 29.8 | 29.7 | 31.8 | 32 | 29.7 | 22.8 | 31.6 | 29.2 | 29.2 | 29.4 | 27.3 | 27.4 | 32.8 | 30.7 | 26.6 | 28.1 | 32.7 | 33.1 | 28.3 | 27.6 | 35.8 | 31.8 | 30.8 | 30.2 | 29.5 | 29.8 | 32.2 | 28.7 | 20.2 | 29.2 | 29.9 | 29 | 29.3 | 29 | 34.4 | 24.8 | 0
7333 | 33.5 | 23.2 | 31.1 | 29.6 | 30.2 | 28 | 25.3 | 29.6 | 28 | 34.6 | 33.8 | 34.2 | 33 | 31.8 | 26.5 | 26.3 | 29.8 | 32.9 | 27.6 | 29 | 29.8 | 27.4 | 27.7 | 30 | 30.3 | 32.8 | 33.8 | 30 | 23 | 32.7 | 29.6 | 29.6 | 31.3 | 28.5 | 28.9 | 33.9 | 30.9 | 27.5 | 28.1 | 34 | 34.1 | 27.9 | 28.8 | 36.9 | 32.8 | 31.2 | 31 | 29.6 | 29.9 | 32.9 | 29.7 | 20.2 | 30 | 30.4 | 29.9 | 29.4 | 29.6 | 32.9 | 24.7 | 0
7334 | 33.7 | 23.5 | 32 | 30 | 30.3 | 28.7 | 27.1 | 30.1 | 28 | 35.1 | 33.6 | 34 | 33 | 31.9 | 26.9 | 26.9 | 30.4 | 32.9 | 27.4 | 25.7 | 30.1 | 27.3 | 28 | 30 | 30.5 | 32.8 | 33.4 | 30 | 23.4 | 33 | 29.6 | 30.1 | 31.4 | 29.4 | 29.3 | 33.4 | 30.4 | 27.5 | 28.1 | 34.7 | 34.7 | 27.4 | 29 | 37 | 33.7 | 31 | 31.4 | 29.4 | 30 | 33 | 29.8 | 20.6 | 31 | 30.4 | 30.3 | 29 | 29.6 | 33 | 24.5 | 0
7335 | 34.5 | 23.8 | 32 | 29.1 | 30.2 | 29.1 | 27.3 | 30.5 | 27.4 | 35.6 | 33.8 | 33.9 | 32.9 | 31.9 | 27.9 | 26 | 28.9 | 32.9 | 26.9 | 22.8 | 30 | 27.3 | 26.9 | 29.8 | 30.9 | 32.9 | 34 | 29 | 23.8 | 32.7 | 28.4 | 29.8 | 31.4 | 29.8 | 29.3 | 32.5 | 29.8 | 27.2 | 28.1 | 34.8 | 33.2 | 27.1 | 29.4 | 37.4 | 33.9 | 30.1 | 31.3 | 28.4 | 29.9 | 33.5 | 28.6 | 19.8 | 31.9 | 30.4 | 30.5 | 27.4 | 29.6 | 32.9 | 24.3 | 0
7336 | 34.1 | 23.8 | 31.7 | 28.1 | 30.3 | 29.3 | 26.1 | 30.3 | 27.2 | 34.5 | 32.7 | 31.2 | 32.1 | 31.1 | 27.9 | 24.8 | 27.1 | 31.4 | 26.2 | 20 | 29.5 | 27.3 | 25.4 | 29.2 | 30.8 | 32.8 | 33.6 | 28 | 24.1 | 32 | 27.1 | 29.4 | 30.9 | 29.7 | 28.9 | 31.8 | 29 | 26.7 | 27.4 | 34.7 | 32.4 | 26.6 | 28.6 | 37.2 | 33.3 | 29.1 | 30.3 | 27.2 | 29.2 | 33.6 | 26.3 | 18.6 | 32.1 | 30.4 | 31 | 25.8 | 29.5 | 32.4 | 24 | 0
7337 | 33.6 | 23.7 | 30.9 | 26.3 | 28.8 | 29.1 | 25.3 | 30.1 | 26.7 | 34.6 | 32 | 28.8 | 30.6 | 30.2 | 27.6 | 23.3 | 24 | 28.4 | 25.6 | 18.9 | 26.9 | 27.3 | 23.4 | 28 | 29.8 | 31.9 | 33 | 26.4 | 24 | 31.2 | 25.4 | 28.7 | 30.5 | 29.2 | 28.2 | 30.6 | 28.4 | 26.2 | 26.5 | 33.6 | 31.9 | 26 | 27.2 | 36.6 | 31.7 | 28 | 28.6 | 25.4 | 27.6 | 33 | 23 | 16.2 | 31.4 | 29.6 | 30.8 | 24 | 29 | 31.8 | 23.8 | 0
7338 | 31.4 | 22.9 | 28.2 | 25.1 | 25.5 | 27.5 | 24.2 | 27.5 | 26 | 31.7 | 30 | 25.4 | 27.8 | 29.3 | 26.7 | 20.3 | 22 | 26.7 | 25.1 | 18.1 | 26.2 | 26.5 | 22.1 | 26.1 | 27.3 | 30.6 | 30.6 | 25.2 | 23.6 | 30.3 | 24.5 | 27.1 | 28.8 | 28.5 | 26.1 | 28.6 | 27.8 | 23.2 | 26.5 | 29.4 | 25.3 | 25 | 24.2 | 34.9 | 29.8 | 27.1 | 26.3 | 23.8 | 25.2 | 31 | 19.3 | 14 | 29.9 | 28.5 | 30 | 23.2 | 27 | 30.8 | 22.7 | 0
7339 | 28.7 | 22.1 | 26.6 | 23.6 | 23.6 | 23.6 | 23.2 | 25.3 | 25.2 | 29.2 | 28.7 | 25 | 24.4 | 28.7 | 26 | 19.1 | 20 | 25.4 | 24.7 | 18.2 | 24.4 | 26.2 | 20.7 | 23.5 | 24.7 | 28.8 | 27.1 | 23.7 | 23 | 29.3 | 23.8 | 26.2 | 27.6 | 27.6 | 24.5 | 27.7 | 27.4 | 21.7 | 26.3 | 26.3 | 25.4 | 24 | 21.3 | 32.4 | 29.3 | 26.1 | 23.9 | 22.1 | 22.5 | 29.7 | 15.8 | 11.7 | 28.1 | 27.4 | 29 | 22.5 | 25.6 | 29.8 | 24.2 | 0
7340 | 25.8 | 21.6 | 25.9 | 22.6 | 23 | 22.5 | 22.6 | 24.1 | 24.3 | 28.7 | 27 | 26 | 21 | 28.4 | 25.1 | 18 | 19.6 | 23.9 | 24.4 | 17.3 | 23 | 25 | 20 | 21 | 23.1 | 28.3 | 25.2 | 22.6 | 22.4 | 28.2 | 23.8 | 25.7 | 26.8 | 26.8 | 23.5 | 27.2 | 26.8 | 20.8 | 26.1 | 24.4 | 25.4 | 23 | 18.2 | 30.8 | 28.9 | 25.4 | 22 | 21 | 20 | 28.5 | 13 | 10.6 | 26.6 | 26.1 | 28.9 | 22.6 | 24 | 29.4 | 26.1 | 0
7341 | 24.4 | 21.1 | 24.3 | 21.2 | 22.3 | 21.9 | 21.9 | 23.6 | 23.5 | 28.1 | 26.6 | 30.2 | 18.8 | 28.2 | 23.8 | 16.7 | 19 | 23.9 | 23.9 | 16.4 | 22 | 24.7 | 18.9 | 18.9 | 21.7 | 27.3 | 23.7 | 21.3 | 21.9 | 26.9 | 23.6 | 25.2 | 26 | 26 | 23 | 26.6 | 26.3 | 20 | 26 | 23.7 | 25.4 | 22.4 | 16.6 | 29.5 | 28.4 | 24.7 | 21 | 20.1 | 18.4 | 27.5 | 11.2 | 9.9 | 25.9 | 25.6 | 28.3 | 22.3 | 23.3 | 29.2 | 28 | 0
7342 | 22.8 | 20.8 | 21.5 | 20.4 | 21.5 | 21.2 | 21.6 | 23.6 | 23.4 | 27.1 | 25.7 | 32.8 | 17.7 | 28 | 22.9 | 16.2 | 19.4 | 22.4 | 23.4 | 14.6 | 21 | 24.3 | 18.3 | 17.8 | 20.7 | 25.9 | 23.1 | 20.7 | 21.7 | 25.5 | 23.6 | 25.1 | 25.3 | 25.2 | 22.5 | 23.8 | 25.7 | 19.3 | 26 | 23 | 25.6 | 22.1 | 15.5 | 29 | 28.1 | 24.3 | 20.7 | 19.8 | 17.8 | 27 | 10.4 | 10.6 | 26.1 | 25.5 | 24.8 | 22.2 | 22.7 | 29 | 29.3 | 0
7343 | 21.8 | 20.3 | 20.3 | 19.4 | 20.8 | 21 | 21.1 | 23.1 | 22.7 | 26.1 | 25.5 | 34.4 | 18 | 28 | 22.1 | 15.6 | 19.2 | 21.4 | 22.8 | 13.7 | 20.5 | 23.8 | 17.4 | 17.4 | 19.8 | 25.6 | 22.2 | 20 | 21.6 | 24 | 23 | 24.9 | 24.9 | 24.4 | 21.9 | 22.5 | 25.2 | 18.9 | 26 | 22.4 | 25.5 | 22 | 15.6 | 28.8 | 27.9 | 24 | 21 | 19.6 | 18 | 26.5 | 10 | 11.2 | 26.6 | 25.4 | 23.8 | 21.6 | 22 | 28.8 | 30.1 | 0
7344 | 21 | 19.8 | 18.5 | 19.1 | 20.6 | 20 | 20.7 | 21.8 | 22.4 | 25.6 | 24.1 | 31.4 | 18.5 | 27.8 | 20.9 | 14.8 | 19.5 | 20.9 | 22.2 | 13 | 19.6 | 23.2 | 17.1 | 17.5 | 20 | 25.6 | 21.6 | 19.8 | 21.6 | 22.6 | 22.5 | 24.6 | 24.8 | 23.6 | 20.8 | 22.8 | 24.7 | 18.5 | 25.9 | 21.9 | 25.4 | 21.8 | 15.1 | 26.5 | 27.3 | 24 | 21.2 | 19.6 | 18.3 | 25.7 | 9.7 | 12.2 | 26.9 | 25.4 | 23.9 | 21.4 | 21.6 | 27.7 | 30.5 | 0
7345 | 20.5 | 18.8 | 18.2 | 18.3 | 20.3 | 19.1 | 20.3 | 21.1 | 22.4 | 24.1 | 23.2 | 27.4 | 18.9 | 27.6 | 20.8 | 14.7 | 18.6 | 20.4 | 21.6 | 16.2 | 19.1 | 22.8 | 16.6 | 17.5 | 19 | 25.4 | 22.4 | 19.2 | 21.5 | 21.2 | 21.2 | 24.4 | 24.3 | 22.7 | 20.7 | 22.5 | 24.5 | 18.3 | 25.7 | 21.2 | 25.3 | 21.4 | 14.8 | 27 | 27.2 | 23.9 | 20.9 | 19 | 18.2 | 24.9 | 8.9 | 12.1 | 26.7 | 25.4 | 24.1 | 20.7 | 21.2 | 26.4 | 30.8 | 0
7346 | 20 | 18 | 17.4 | 18 | 19.8 | 18.5 | 20.1 | 20.4 | 22.4 | 23.6 | 21.8 | 22.2 | 18.2 | 27.2 | 20.8 | 14.4 | 18 | 19.9 | 21.1 | 17.3 | 18.4 | 22.5 | 16.4 | 17 | 17.8 | 23.6 | 21.7 | 18.6 | 21.4 | 20 | 20.2 | 24.4 | 23.8 | 22 | 20.8 | 22.1 | 24.4 | 18.2 | 25.5 | 20.6 | 25.2 | 20.6 | 13.6 | 26.8 | 27.1 | 23.6 | 20.2 | 18.4 | 17.4 | 23.8 | 7.8 | 11.8 | 25.8 | 25.4 | 24 | 20.4 | 20.8 | 25.9 | 30.8 | 0
7347 | 20.4 | 17.6 | 16.9 | 17.2 | 19.6 | 18.1 | 19.9 | 20.6 | 22.3 | 23.1 | 21.6 | 20.4 | 16.8 | 26.9 | 19.4 | 14.4 | 16.5 | 19.6 | 20.6 | 19.6 | 18 | 22.3 | 15.8 | 16.1 | 17.4 | 22.7 | 20.4 | 17.4 | 21.3 | 19 | 18.9 | 22 | 23.3 | 21.4 | 20.8 | 21.7 | 24.5 | 18.1 | 25.4 | 20.2 | 25.1 | 19.9 | 12.9 | 24.8 | 26.8 | 22.8 | 19.4 | 17.5 | 16.3 | 23 | 6.6 | 10.8 | 24.7 | 25.4 | 24 | 19.7 | 20.6 | 25.3 | 30.7 | 0
7348 | 20.4 | 16.7 | 16.2 | 17 | 19.5 | 17.7 | 19.8 | 20.6 | 22 | 23.1 | 20.9 | 19.8 | 15 | 25 | 19.4 | 14.1 | 16.4 | 19.4 | 20.4 | 22.4 | 17.7 | 22.3 | 15.6 | 15.4 | 17.1 | 21.6 | 20 | 16.7 | 21.3 | 18.3 | 18.5 | 21.5 | 23.2 | 21.1 | 20.7 | 21.4 | 24.4 | 17.7 | 25.3 | 19.8 | 25.1 | 19.5 | 12.1 | 23.6 | 26.3 | 21.9 | 18.8 | 17.2 | 15.6 | 22.7 | 6 | 10.8 | 23.9 | 25.4 | 24 | 19.7 | 20.4 | 25.3 | 30.1 | 0
7349 | 20.1 | 16.4 | 15 | 15.2 | 19.3 | 17.6 | 19.9 | 20.6 | 22 | 22.9 | 22.3 | 22.6 | 13.6 | 24.5 | 19.4 | 13.8 | 17.4 | 18.4 | 21.8 | 25.7 | 17.3 | 22.3 | 14.2 | 14.2 | 16.7 | 20.8 | 19.8 | 17.6 | 20.8 | 18 | 18 | 21.2 | 23.1 | 20.6 | 20.3 | 21.3 | 24 | 17.7 | 25.2 | 19.5 | 25.1 | 19.8 | 12.2 | 22.5 | 26.1 | 22 | 19.4 | 17.2 | 15.6 | 21 | 7.4 | 7.4 | 25.6 | 25.2 | 24 | 18.6 | 20.4 | 24.9 | 29 | 0
7350 | 21.5 | 16.1 | 18.3 | 16.5 | 19 | 17.7 | 19.9 | 20.6 | 21.9 | 22.3 | 21.7 | 23.2 | 14.3 | 24.4 | 17.5 | 13 | 19.8 | 18.6 | 22.2 | 28.7 | 16.9 | 21.8 | 14.8 | 14.9 | 16.7 | 21.3 | 20.6 | 18.3 | 21.5 | 17.8 | 19.7 | 21 | 23 | 20.7 | 19.7 | 21.2 | 23.8 | 17.8 | 25.1 | 19.2 | 25.1 | 21.1 | 13.5 | 22.2 | 25.8 | 22.6 | 18.8 | 18.9 | 17.8 | 20.5 | 8.9 | 10.1 | 26.3 | 25.2 | 24 | 19.8 | 20.3 | 24.6 | 27.6 | 0
7351 | 21.5 | 15.8 | 19.5 | 18.4 | 18.8 | 17.5 | 19.9 | 20.6 | 22.6 | 22.5 | 22.3 | 24.8 | 16.8 | 24.9 | 17.5 | 12.3 | 22 | 18.4 | 22.5 | 31.2 | 16.9 | 22.2 | 16 | 17.1 | 16.5 | 20.5 | 19.6 | 20 | 22 | 19.4 | 21.6 | 21.1 | 22.9 | 21.2 | 19.3 | 21.1 | 24.5 | 17.8 | 25.1 | 18.8 | 25.1 | 22.8 | 16.3 | 21.5 | 25.7 | 23.4 | 19.3 | 21.1 | 20.6 | 20 | 12.3 | 13.8 | 27.2 | 25.1 | 24.4 | 21.5 | 20.2 | 24.5 | 26.3 | 0
7352 | 22.7 | 15.6 | 21.3 | 21.1 | 20.5 | 19.8 | 21.5 | 21.6 | 24.8 | 22.6 | 23.5 | 27 | 20 | 25.3 | 18.9 | 13 | 24.8 | 18.4 | 23.2 | 32.7 | 17 | 23.5 | 18 | 20 | 19.8 | 20.2 | 22.4 | 22 | 23 | 21.2 | 24.2 | 21.9 | 24 | 22 | 19.4 | 23.1 | 25.6 | 19.2 | 25.1 | 19.6 | 25.4 | 25 | 19.4 | 21 | 25.8 | 24.8 | 20.8 | 23.8 | 23.6 | 22.8 | 16 | 17.4 | 28.3 | 25.4 | 25.3 | 24 | 21.8 | 24.4 | 25.3 | 0
7353 | 28.4 | 20.1 | 24.9 | 23.4 | 22.8 | 22.8 | 23.1 | 24.1 | 27.7 | 25.9 | 26.1 | 29.8 | 24.8 | 25.8 | 21 | 18.2 | 26.1 | 22.6 | 23.9 | 33.6 | 19.1 | 25 | 20.2 | 23.2 | 24.2 | 21.4 | 23.6 | 24.4 | 23.8 | 24.8 | 25.8 | 24.7 | 25.1 | 23.1 | 21.4 | 25.8 | 27.6 | 21.4 | 26.9 | 24.7 | 27.8 | 26.5 | 22.7 | 26.4 | 27.6 | 25.4 | 23.8 | 25.9 | 25.9 | 26.8 | 20.6 | 19.9 | 29.2 | 27 | 26.5 | 25.8 | 26 | 27.5 | 25 | 0
7354 | 29.9 | 22.4 | 26.9 | 25.6 | 25.8 | 25 | 24.2 | 26.1 | 29 | 28 | 28.7 | 32.5 | 29 | 25.9 | 21 | 20.7 | 27.4 | 26.6 | 24.9 | 33.6 | 22.3 | 25.9 | 22.8 | 25.7 | 26.5 | 23.6 | 27.5 | 26.5 | 25.3 | 27.6 | 27.6 | 24.7 | 27 | 24.6 | 24.4 | 28.3 | 29.5 | 23 | 27 | 28.7 | 29.5 | 27.9 | 25.1 | 29.9 | 28 | 25.8 | 26.8 | 27.5 | 27.6 | 28.5 | 24.1 | 20.8 | 30.2 | 28.6 | 27.7 | 27.7 | 27.5 | 30.4 | 25.2 | 0
7355 | 32 | 24.5 | 28.6 | 27 | 27.8 | 26.2 | 24.6 | 28.1 | 30.4 | 31.1 | 31.4 | 34.8 | 32.8 | 27.5 | 21.6 | 23.2 | 27.6 | 29.6 | 25.8 | 33.1 | 25.4 | 26.9 | 25 | 27.4 | 28.5 | 25.9 | 29.3 | 28.2 | 26.6 | 30.6 | 28.4 | 25.2 | 28.5 | 26.3 | 27.4 | 30.3 | 31.2 | 24.9 | 27.7 | 31.2 | 30.4 | 28.4 | 26.8 | 33.4 | 29.8 | 25.4 | 29.8 | 28.2 | 28.6 | 30.6 | 27.2 | 20.4 | 31 | 28.6 | 28.6 | 28.6 | 29 | 32.9 | 25.7 | 0
7356 | 34 | 25.4 | 29.7 | 28.3 | 29.8 | 28 | 25.3 | 30.1 | 30.2 | 32.6 | 32.9 | 35.9 | 34.3 | 28.1 | 25 | 25.2 | 28.6 | 31.1 | 26.8 | 31.5 | 27.8 | 27.9 | 27 | 28.2 | 29.8 | 27.9 | 31.7 | 29 | 28.1 | 31.5 | 29.5 | 26.3 | 29.6 | 28.1 | 29.3 | 31.2 | 31.7 | 26.1 | 27.7 | 32.3 | 32 | 29 | 27.5 | 35.1 | 31.2 | 25.2 | 31.3 | 28.6 | 29.4 | 31.6 | 28.5 | 19.4 | 31.7 | 28.4 | 24.5 | 29.7 | 31 | 35.7 | 26 | 0
7357 | 34.9 | 26.4 | 30 | 28.8 | 30 | 28.1 | 27 | 30.7 | 30.4 | 35.1 | 34 | 36.1 | 35 | 28 | 24.2 | 27 | 28.7 | 30.8 | 27.3 | 29.4 | 30.5 | 28 | 27.9 | 28.6 | 30.4 | 29.3 | 31.8 | 29.2 | 28.3 | 32.2 | 29.6 | 28.2 | 30.3 | 29.5 | 29.8 | 32.4 | 31.8 | 27 | 27.7 | 33.7 | 32.7 | 29 | 28.1 | 36.4 | 32.1 | 24.8 | 31.9 | 28.4 | 29.8 | 31.5 | 29.6 | 18.4 | 32.1 | 28.2 | 24.6 | 29.7 | 31.2 | 36.7 | 25.8 | 0
7358 | 35.4 | 26.4 | 31.2 | 29 | 29.8 | 28.8 | 27 | 30.3 | 30.7 | 36.2 | 34 | 35.2 | 34 | 27.8 | 25 | 27.3 | 29 | 31.1 | 27.4 | 26.4 | 30.5 | 28.7 | 28 | 28.8 | 31.1 | 30.9 | 32.8 | 28.8 | 27.8 | 31.6 | 29.6 | 29.2 | 31.2 | 30.6 | 29.9 | 32.2 | 31 | 27.2 | 27.7 | 33.2 | 33.5 | 29 | 28.5 | 36.4 | 33.3 | 24.8 | 31.2 | 28 | 30 | 31.3 | 29.6 | 18 | 32.2 | 28.1 | 27.2 | 29.6 | 31.5 | 34.2 | 24.9 | 0
7359 | 36.3 | 26.1 | 31.1 | 28.1 | 29.8 | 28.9 | 28 | 31 | 30.3 | 36.6 | 34.1 | 33.8 | 33.4 | 26 | 26.5 | 27 | 27.7 | 31.1 | 26.7 | 23.6 | 30.5 | 28.9 | 26.7 | 28.8 | 31.1 | 31.4 | 32.4 | 28.3 | 25.8 | 31.7 | 28.2 | 29.2 | 31.3 | 31 | 29.9 | 31.6 | 30.4 | 26.9 | 27.8 | 33.6 | 32.6 | 28.3 | 29 | 36.4 | 32 | 24.4 | 30.4 | 27 | 29.3 | 32 | 29.7 | 17.8 | 31.8 | 27.8 | 28.3 | 28.2 | 31.2 | 33.7 | 23.7 | 0
7360 | 34.8 | 25.6 | 31.2 | 27 | 29.8 | 29.8 | 27.6 | 30.1 | 29.3 | 36.2 | 33.4 | 32 | 32 | 26 | 26.3 | 25.1 | 26.4 | 29.6 | 25.9 | 21 | 29.8 | 28.4 | 25 | 28.3 | 30.8 | 31.4 | 32.4 | 27.4 | 23.8 | 30.8 | 26.8 | 27.8 | 31.4 | 30.7 | 29.4 | 30.9 | 29.5 | 26.9 | 26.8 | 33.2 | 32 | 27.6 | 28.5 | 36.4 | 29.9 | 24.4 | 29 | 25.9 | 28.1 | 32.1 | 28.3 | 17.6 | 31.3 | 27.7 | 27.5 | 26.8 | 31.2 | 33.2 | 22.5 | 0
7361 | 35 | 24.9 | 30.3 | 25.2 | 29.2 | 29.4 | 26 | 29 | 28.8 | 34.8 | 32.6 | 30.4 | 31 | 24.7 | 26.1 | 23.7 | 24 | 27.6 | 24.8 | 19.5 | 28.5 | 28 | 22.6 | 27 | 29.9 | 30.9 | 32.2 | 26.4 | 21.8 | 30.4 | 25 | 26.7 | 31.1 | 30 | 28.4 | 29.4 | 29 | 25.9 | 26.9 | 31 | 31.4 | 26.4 | 27.2 | 36.3 | 28.2 | 23.7 | 27.6 | 24.4 | 26 | 32 | 26 | 16.6 | 30.6 | 27.6 | 24.9 | 24.8 | 30.3 | 32.2 | 22.2 | 0
7362 | 33.2 | 24.3 | 27.3 | 23.7 | 26.4 | 28.4 | 25.3 | 27.1 | 26.3 | 32.7 | 30.9 | 28.9 | 28.9 | 24.8 | 25.5 | 20.3 | 22.6 | 25.1 | 24.2 | 18.6 | 26.5 | 27 | 20.6 | 24.7 | 26.7 | 29.9 | 29.8 | 25.1 | 21.2 | 28.7 | 24.3 | 25.4 | 29.9 | 29 | 25.9 | 27.9 | 28.1 | 24.6 | 26.4 | 28.9 | 29.5 | 25.5 | 24.4 | 34.8 | 26.9 | 23.2 | 25.5 | 23.1 | 23.8 | 30.1 | 21.8 | 14.9 | 30.1 | 26 | 25 | 23.6 | 26.4 | 31.1 | 24.3 | 0
7363 | 31.5 | 23.6 | 24.5 | 22.2 | 25.1 | 25.4 | 24 | 26.1 | 24.7 | 31.1 | 29.3 | 27.9 | 27.2 | 24.9 | 24.5 | 18.3 | 20.8 | 31.1 | 23.7 | 18.4 | 24.5 | 26.2 | 18.8 | 21.9 | 24.5 | 28 | 27.3 | 23.9 | 21.3 | 27.7 | 23.6 | 25.2 | 28.4 | 28 | 24 | 27.3 | 27.5 | 24 | 26.4 | 27.3 | 28.4 | 24.2 | 21.2 | 31.2 | 26.1 | 22 | 23.5 | 21.8 | 21.7 | 27.7 | 17.6 | 12.7 | 29.5 | 25.6 | 25 | 22.2 | 24.7 | 30 | 24.8 | 0
7364 | 30.3 | 22.6 | 21.7 | 21.4 | 24 | 23.8 | 23.1 | 25.1 | 24 | 29.7 | 27.4 | 27.2 | 25 | 25 | 23.8 | 17.5 | 20.2 | 21.8 | 23.6 | 18 | 23.1 | 25.4 | 17.6 | 19.2 | 23.5 | 26.8 | 24.2 | 22.6 | 22.2 | 26.2 | 23.8 | 24.7 | 27.2 | 27 | 22.9 | 27 | 26.6 | 23.2 | 26.4 | 25.6 | 27.8 | 23.4 | 18 | 29.9 | 26.1 | 21.2 | 21.2 | 21 | 20.4 | 26.6 | 13.4 | 10.8 | 29 | 25.6 | 25 | 21.6 | 23.7 | 29.5 | 25.8 | 0
7365 | 28.5 | 21.6 | 22.1 | 20.6 | 23.3 | 23.2 | 23 | 25 | 23.4 | 28.5 | 26.3 | 26.9 | 23.8 | 24.9 | 22.1 | 16.4 | 19.2 | 21.1 | 23.4 | 17.6 | 22 | 24.9 | 16.5 | 17.3 | 22 | 26.8 | 23.1 | 21.8 | 22.6 | 26.1 | 23.5 | 24.2 | 26.9 | 26.1 | 22 | 25.9 | 26.3 | 23 | 26.4 | 24.2 | 27 | 22.3 | 16.1 | 29.4 | 26.3 | 20.2 | 19.7 | 20.3 | 19.6 | 26.1 | 11.3 | 9.5 | 28.3 | 25.1 | 25.1 | 20.7 | 23 | 29.3 | 27.4 | 0
7366 | 27.5 | 20.7 | 22.7 | 20.5 | 22.8 | 22.6 | 22.6 | 23.1 | 22.8 | 27.6 | 25.2 | 26.7 | 22.1 | 24.9 | 22.1 | 16.3 | 19.1 | 20.6 | 23.2 | 16.8 | 21.1 | 24.5 | 16.1 | 16.6 | 21 | 26 | 22.2 | 21.1 | 22.8 | 25.5 | 23.7 | 24.2 | 26.4 | 25.2 | 21.8 | 24.7 | 25.7 | 22.9 | 26.4 | 23.9 | 26.7 | 21.9 | 15.2 | 27.9 | 25.9 | 20.2 | 18.5 | 20.2 | 19.4 | 25.4 | 10 | 9.2 | 27.7 | 25.1 | 25.1 | 20.8 | 22.8 | 29.3 | 28.9 | 0
7367 | 27.4 | 20.1 | 18.9 | 20.2 | 22.5 | 22.4 | 22.2 | 22.5 | 22.4 | 27.7 | 25 | 26.4 | 21 | 24.8 | 22.1 | 15.7 | 18.6 | 20.1 | 22.8 | 16.2 | 20.2 | 23.9 | 15.8 | 16.8 | 20.2 | 25 | 21.4 | 20.6 | 22.2 | 25.4 | 23 | 24 | 25.9 | 24.4 | 21 | 23.2 | 25.6 | 22.9 | 26.5 | 23.7 | 26.5 | 21.4 | 15.4 | 28.3 | 26 | 20.5 | 18.4 | 20 | 19.2 | 24.3 | 10.2 | 9.4 | 27 | 25.1 | 25.1 | 20.6 | 21.6 | 27.9 | 30.4 | 0
7368 | 25.9 | 19.9 | 17.1 | 20 | 21.3 | 20.9 | 21.7 | 22.1 | 22.1 | 25.5 | 24.6 | 25.8 | 18.8 | 24.6 | 19.4 | 15.6 | 18.9 | 19.6 | 22.5 | 15.7 | 19.5 | 23.6 | 15.9 | 17.3 | 19.3 | 24 | 20.4 | 19.9 | 21.8 | 23.9 | 22.6 | 23.2 | 25.3 | 23.6 | 20.5 | 22.2 | 25.1 | 22.6 | 25.5 | 23.6 | 26 | 21.6 | 15.4 | 27.5 | 25.9 | 21.7 | 18.5 | 19.9 | 18.8 | 23.7 | 9.7 | 9.6 | 26.5 | 24.8 | 25 | 21.2 | 21.2 | 28.2 | 31.3 | 0
7369 | 25.3 | 19.4 | 16.5 | 19.1 | 21.3 | 20.8 | 21.2 | 22 | 21.7 | 25.1 | 24.5 | 25 | 17.2 | 24.5 | 19.7 | 14.7 | 18.3 | 19.6 | 22.2 | 15.2 | 18.8 | 23.4 | 15.7 | 17.6 | 18.8 | 23.8 | 19.8 | 19.3 | 21 | 22.6 | 21.3 | 22.7 | 25 | 22.8 | 20 | 21.2 | 24.9 | 22.6 | 25.5 | 22.5 | 25.5 | 21.2 | 15.1 | 25.4 | 25.8 | 22.5 | 19.4 | 19.2 | 17.7 | 23.6 | 9.4 | 9.1 | 25.9 | 24.7 | 25 | 21 | 20.7 | 27.9 | 31.9 | 0
7370 | 26 | 19.1 | 15.7 | 18 | 21.1 | 19.3 | 21.2 | 21.6 | 21.5 | 24.8 | 24 | 24 | 15 | 24.3 | 19.8 | 14.6 | 18 | 19.1 | 22 | 16.3 | 18.4 | 23.2 | 15.6 | 17 | 18.2 | 22.8 | 19.1 | 18.4 | 20.8 | 20.4 | 20.2 | 22.5 | 24.8 | 22 | 19.8 | 20.7 | 24.4 | 22 | 25.5 | 21.3 | 25.2 | 21 | 14 | 25.3 | 25.5 | 23.2 | 19.8 | 18.4 | 16.4 | 22.9 | 8 | 8 | 25.6 | 24.6 | 24.8 | 20.8 | 20.5 | 27 | 31.8 | 0
7371 | 25.7 | 19 | 15.4 | 16.4 | 20.8 | 19.9 | 21.2 | 21.3 | 21.3 | 25.4 | 23.7 | 23.2 | 14.1 | 24.3 | 19.8 | 13.7 | 16.9 | 19.1 | 21.7 | 19.5 | 18.2 | 23.1 | 14.9 | 15.9 | 18 | 21 | 18.4 | 17.8 | 20.4 | 19.4 | 18.5 | 21.7 | 24.3 | 21.3 | 19.6 | 20.5 | 24.4 | 21.6 | 25.4 | 20.7 | 25 | 20.1 | 12.9 | 25 | 24.1 | 22.8 | 20.2 | 17.3 | 15.1 | 22.5 | 7.3 | 6.8 | 25.3 | 24.6 | 24.4 | 19.6 | 20.2 | 26.2 | 31.3 | 0
7372 | 25.4 | 18.6 | 15 | 15.5 | 20.2 | 19.3 | 21.1 | 20.6 | 20.9 | 25.1 | 22.8 | 22.6 | 13.1 | 24.3 | 19.4 | 13.7 | 17 | 18.6 | 21.8 | 23 | 18 | 22.9 | 14.5 | 14.7 | 17.5 | 19.9 | 18.1 | 17.4 | 20.7 | 18 | 18 | 21.7 | 23.9 | 20.8 | 19.8 | 20.5 | 24 | 21.6 | 25.4 | 20.3 | 24.8 | 19.8 | 11.9 | 24.9 | 24.2 | 22.4 | 19.8 | 16.9 | 14.8 | 21.6 | 6.5 | 6.4 | 25.4 | 24.6 | 24.4 | 19 | 20.2 | 25.7 | 30.3 | 0
7373 | 25.3 | 16.8 | 13.5 | 15.4 | 20 | 19 | 21.1 | 20.1 | 20.4 | 24.3 | 21.9 | 22.4 | 13.4 | 24.3 | 19.4 | 13.5 | 16.8 | 18.3 | 22 | 27.5 | 18 | 22.8 | 13.4 | 14.2 | 17 | 19.9 | 17.8 | 18.6 | 21.9 | 16.4 | 17.8 | 21.7 | 23.6 | 20.6 | 19.8 | 20.1 | 24.6 | 21.1 | 25.4 | 19.9 | 24.5 | 20.2 | 12.4 | 23.8 | 24.3 | 20.4 | 16 | 18 | 16 | 20.9 | 8.8 | 7 | 24.8 | 24.4 | 24.4 | 18.6 | 20 | 24.8 | 29.1 | 0
7374 | 25.2 | 16.4 | 13.4 | 16.9 | 19.8 | 18.6 | 20.9 | 20.1 | 20 | 23.8 | 20.9 | 22.6 | 12.8 | 24.3 | 18.8 | 13.7 | 18.4 | 18.1 | 22.3 | 30.7 | 17.7 | 22.8 | 14 | 14.6 | 16.6 | 19.4 | 17.4 | 18.9 | 22 | 16.2 | 19 | 21.7 | 23.3 | 20.5 | 19.2 | 20 | 24.6 | 21.1 | 25.4 | 19.7 | 24.4 | 21.4 | 12.8 | 22.9 | 24.3 | 20.6 | 17 | 19.3 | 17.3 | 20.2 | 9.7 | 10.1 | 24.9 | 24.4 | 24.4 | 19.3 | 19.6 | 24.9 | 27.8 | 0
7375 | 24.8 | 16.5 | 12.4 | 19.2 | 19.3 | 18.8 | 20.9 | 20.6 | 20.4 | 23.6 | 21.5 | 23.6 | 15.5 | 24.4 | 18.8 | 13.6 | 20.8 | 18.1 | 22.5 | 33.4 | 17.4 | 22.9 | 15.5 | 16.5 | 16.6 | 18.8 | 17.3 | 19.8 | 22.3 | 17.4 | 20 | 22 | 23.1 | 20.9 | 19 | 20 | 25.1 | 21 | 25.3 | 20.6 | 24.2 | 22.8 | 14.8 | 21.8 | 24.3 | 21 | 19.3 | 21 | 20.1 | 19.9 | 12.2 | 13.9 | 25.7 | 24.4 | 24.4 | 20.7 | 19.5 | 25.1 | 26.7 | 0
7376 | 25 | 16.9 | 15.9 | 21.8 | 20.2 | 20.6 | 21.1 | 21.6 | 22.9 | 23.6 | 22.8 | 25.2 | 18.6 | 24.5 | 20 | 13.7 | 23.2 | 18.1 | 23.4 | 34.1 | 17.4 | 23.6 | 17.4 | 18.6 | 19.1 | 18.6 | 18.8 | 21 | 23 | 19.8 | 22 | 22.9 | 24.8 | 21.8 | 19.8 | 22 | 26 | 22.5 | 25.3 | 21.2 | 24.5 | 24.6 | 17.5 | 21.9 | 24.5 | 21.4 | 22.2 | 23.4 | 23 | 22.2 | 15 | 17.8 | 26.4 | 24.7 | 24.4 | 22.8 | 21 | 25.1 | 25.6 | 0
7377 | 28.8 | 20.6 | 24 | 24.4 | 22.5 | 24 | 22.7 | 23 | 26.7 | 25.9 | 26.1 | 27.5 | 23.8 | 24.4 | 22.8 | 18 | 25.5 | 22 | 24.3 | 34.7 | 20.4 | 25.8 | 19.9 | 21.9 | 23.3 | 22 | 25.4 | 22.5 | 24.1 | 23.3 | 23 | 25.1 | 26.5 | 23.1 | 22.3 | 25.8 | 27.4 | 25.2 | 26.8 | 24.5 | 27.2 | 26.1 | 21.3 | 27 | 25.2 | 22.2 | 25.6 | 25.3 | 26 | 26.4 | 19.2 | 19.9 | 27.7 | 25 | 24.9 | 25 | 25.3 | 27.6 | 24.9 | 0
7378 | 30.7 | 21.5 | 27.2 | 26.5 | 25.2 | 25.6 | 24.1 | 26.3 | 29 | 28.8 | 29.2 | 29.3 | 27 | 24.3 | 22.9 | 21.9 | 27.1 | 26 | 25.6 | 34.4 | 23.1 | 27.2 | 22.3 | 24.5 | 26.1 | 25.5 | 29.1 | 24.1 | 25.6 | 26.9 | 24.8 | 26.6 | 27.9 | 24.6 | 24.4 | 28.4 | 28.7 | 26.7 | 27.2 | 26.9 | 30.2 | 27.4 | 24.4 | 30 | 25.7 | 22.8 | 28.3 | 26.9 | 27.8 | 29.4 | 22.9 | 20.7 | 28.8 | 26.8 | 24.9 | 27.2 | 27.8 | 30.8 | 24.3 | 0
7379 | 33.3 | 23.8 | 28.6 | 28.2 | 27.5 | 27.3 | 25 | 28.2 | 30.2 | 31.6 | 32.4 | 30.6 | 29.8 | 24.4 | 23.3 | 23.9 | 28.2 | 28.7 | 26.8 | 34.6 | 26.9 | 28.3 | 24.4 | 27 | 28.6 | 28 | 31.4 | 25.4 | 27 | 30 | 25.8 | 27.9 | 29.1 | 26.2 | 26.8 | 29.8 | 30 | 28 | 28.1 | 30.6 | 31.7 | 28.2 | 27.1 | 33 | 28.2 | 23.6 | 30.4 | 27.6 | 29 | 30.9 | 26.4 | 19.6 | 30.2 | 27.3 | 25 | 28.8 | 28.4 | 32.7 | 24.3 | 0
7380 | 35.2 | 26 | 29.4 | 29.3 | 29 | 29.6 | 25.8 | 29.3 | 30.9 | 34.8 | 33.8 | 30.5 | 29.9 | 24.7 | 25.6 | 25.3 | 28.7 | 30 | 28 | 33.6 | 30 | 28.3 | 25.6 | 28 | 30.1 | 30 | 31.5 | 26.3 | 28.1 | 31.9 | 27.7 | 27.6 | 30.6 | 27.6 | 28.3 | 31.2 | 30.7 | 28.7 | 28.3 | 32.2 | 32.7 | 28.8 | 28.2 | 35.4 | 29.7 | 23.9 | 31.2 | 28.1 | 29.2 | 31.9 | 28 | 18.4 | 31.1 | 25.6 | 25.1 | 29.9 | 29.8 | 35.4 | 24.5 | 0
7381 | 35.5 | 26.6 | 29.9 | 29.9 | 29.2 | 29.6 | 26.6 | 29.8 | 31.3 | 34.8 | 34.6 | 29.6 | 31.2 | 25.1 | 25.6 | 25.8 | 29 | 31 | 28.4 | 32 | 32 | 29 | 26 | 28.9 | 31.7 | 30.7 | 33.2 | 26.6 | 28.7 | 33 | 28.3 | 28.1 | 31.4 | 28.6 | 28.8 | 31.4 | 31.1 | 29.5 | 28.3 | 32.6 | 33.8 | 28.9 | 29 | 36.4 | 29.9 | 24.2 | 31.5 | 27.8 | 29.6 | 32.6 | 29 | 16.9 | 32.3 | 25.8 | 25.9 | 30.1 | 29.8 | 31 | 25 | 0
7382 | 35.7 | 27.1 | 30.5 | 29.8 | 29 | 28.9 | 28 | 30.3 | 30.8 | 36.2 | 34 | 28 | 32.4 | 25.5 | 25.6 | 27 | 28.8 | 31.5 | 28.2 | 28.5 | 33.4 | 29.3 | 25.4 | 28.8 | 32.7 | 31 | 32.7 | 26.4 | 28.6 | 33 | 28.8 | 28.6 | 31.1 | 29.2 | 28.8 | 30.6 | 31 | 30 | 28.3 | 33.4 | 33.2 | 28.6 | 28.9 | 37 | 30.9 | 24 | 31.2 | 27.4 | 30 | 33.1 | 28.4 | 16.4 | 33 | 25.8 | 26.4 | 29.6 | 30 | 31.8 | 25.2 | 0
7383 | 36.1 | 27.6 | 30.9 | 29.2 | 28.9 | 29.9 | 28.1 | 30.3 | 30 | 37.2 | 33.7 | 26.7 | 36.1 | 26.3 | 27.4 | 27.5 | 28.3 | 31 | 26.9 | 24.9 | 33.3 | 28.8 | 24.3 | 28.9 | 33 | 31.3 | 34 | 25.9 | 27.9 | 32.7 | 27.1 | 27.9 | 32.1 | 29.3 | 28.8 | 30.1 | 30.7 | 28.7 | 28.3 | 33 | 32.7 | 27.7 | 29.2 | 37 | 32.3 | 23.8 | 30.9 | 26.3 | 30.8 | 33.4 | 27.8 | 15.9 | 33.8 | 27.1 | 26.8 | 28.3 | 30.3 | 33.3 | 25.3 | 0
7384 | 35.9 | 27.6 | 30.7 | 28 | 28.7 | 30.5 | 27.9 | 29.4 | 28.7 | 36.1 | 32.5 | 25.7 | 38.3 | 26.4 | 27.4 | 25 | 27 | 29.5 | 25.5 | 21 | 31.4 | 28.8 | 22.8 | 28 | 32.6 | 31.5 | 33.7 | 25.1 | 26.9 | 31.9 | 25.5 | 27.6 | 32.5 | 29 | 28.5 | 29.3 | 29.9 | 28.3 | 28.3 | 32.4 | 32.7 | 26.5 | 28.6 | 36.6 | 31.7 | 23.4 | 29.9 | 25.4 | 30.6 | 33.4 | 26 | 16 | 33.7 | 27.7 | 26.8 | 26.9 | 30.3 | 33.3 | 24.9 | 0
7385 | 34.7 | 26.9 | 30.5 | 26.6 | 27.7 | 29.6 | 26.8 | 29.3 | 27.3 | 35.4 | 31.6 | 25.4 | 39.6 | 26.6 | 27.4 | 23 | 25.2 | 27.5 | 23.8 | 19 | 29.9 | 28.2 | 21.4 | 26.8 | 31.2 | 30.5 | 32.7 | 24.4 | 25.8 | 31 | 23 | 27.1 | 31.9 | 28.2 | 27.7 | 28.6 | 29 | 28 | 28.3 | 30.9 | 31.8 | 25.2 | 27.8 | 36.5 | 30.4 | 23.2 | 28.4 | 24 | 29.4 | 32.4 | 24 | 15.4 | 33.2 | 27.4 | 26.5 | 25.2 | 29.8 | 32.2 | 24.5 | 0
7386 | 33.3 | 23.6 | 26.2 | 25.1 | 25.7 | 26.7 | 25.8 | 26.5 | 25.4 | 32.7 | 29.6 | 25.1 | 36.2 | 26.4 | 26.9 | 20 | 22.9 | 24.5 | 22.7 | 17.7 | 27.1 | 27.4 | 20.2 | 24.3 | 27.7 | 28.1 | 29.4 | 23.8 | 24.7 | 29.5 | 22 | 26.2 | 29.9 | 27.1 | 25.8 | 27.3 | 27.8 | 26.3 | 27.7 | 27.2 | 30.2 | 24.2 | 25.5 | 35 | 29 | 22.8 | 25.9 | 22.9 | 26.5 | 30.9 | 20.7 | 14.9 | 31.7 | 26.8 | 25 | 23.9 | 28.5 | 31.3 | 22.1 | 0
7387 | 31.7 | 26.7 | 23.2 | 24 | 24.5 | 25 | 24.8 | 24.7 | 24.2 | 30.9 | 28 | 25 | 31.3 | 26 | 26.4 | 18 | 20.8 | 23.5 | 21.9 | 18 | 25.1 | 26.5 | 19.5 | 22 | 25.6 | 26.3 | 26.5 | 23.3 | 23.8 | 27.9 | 20.8 | 25.1 | 28.5 | 25.9 | 23.9 | 26.7 | 26.6 | 25.2 | 27.2 | 24.8 | 29.4 | 23.4 | 23 | 33 | 28.2 | 22.7 | 23.3 | 21.6 | 23.2 | 29.4 | 17.9 | 13.6 | 30.4 | 26.4 | 24.8 | 22.8 | 26.5 | 29.9 | 23.6 | 0
7388 | 29.9 | 19.9 | 22.5 | 23.4 | 23.7 | 24.7 | 23.8 | 23.8 | 23.7 | 30 | 26 | 24.6 | 24.4 | 25.5 | 25.8 | 17.6 | 19.2 | 22 | 21.6 | 17.7 | 23.6 | 25.8 | 19 | 19.6 | 24.2 | 25.5 | 24.9 | 23 | 23 | 26 | 21 | 24.6 | 27.4 | 24.8 | 22.7 | 26.2 | 25.4 | 24.6 | 26.9 | 23.4 | 29.1 | 23 | 20 | 31.2 | 27.7 | 22.5 | 20.6 | 20.6 | 20 | 27.4 | 14.8 | 12.6 | 28.9 | 26.3 | 24.9 | 22 | 25.3 | 29.8 | 25.2 | 0
7389 | 28.7 | 18.9 | 20.3 | 23.4 | 23.1 | 23.9 | 22.8 | 22.8 | 23 | 28.8 | 25.4 | 24.3 | 20.1 | 25.4 | 23.9 | 17 | 18.6 | 22.5 | 21.2 | 17.6 | 22.4 | 25.3 | 18.8 | 18.6 | 22.3 | 24.5 | 23.2 | 22.8 | 22.4 | 24.5 | 20.4 | 24.5 | 27.2 | 23.9 | 21.9 | 25.4 | 24.7 | 24.1 | 26.7 | 22.6 | 28.6 | 22.7 | 18.2 | 30.2 | 27.1 | 22.5 | 19 | 19.5 | 18.4 | 26 | 13.2 | 11.3 | 28.3 | 25.9 | 24.6 | 21.3 | 24.1 | 29.5 | 27.4 | 0
7390 | 27.8 | 18.6 | 18.4 | 23.3 | 22.3 | 23.6 | 22.1 | 22.3 | 22.4 | 27.8 | 24.7 | 23.7 | 17.1 | 25.1 | 23.9 | 16.6 | 18.4 | 21 | 21.3 | 16.4 | 21.3 | 24.5 | 18.4 | 17.9 | 21.9 | 24.2 | 22.5 | 22.4 | 21.9 | 23.2 | 20.7 | 24.1 | 26.6 | 23.2 | 21.8 | 24.3 | 24.3 | 23.2 | 26.3 | 23.7 | 28.3 | 22.5 | 16.9 | 29.5 | 26.7 | 22.3 | 18 | 19.1 | 17.9 | 24.9 | 11.6 | 10.9 | 27.8 | 25.6 | 24.4 | 20.9 | 23.4 | 29.3 | 28.8 | 0
7391 | 26.4 | 17.8 | 17.8 | 22.8 | 21.8 | 23.4 | 21.6 | 21 | 22 | 27.1 | 25.1 | 23.4 | 17.4 | 25.3 | 23.9 | 16.5 | 18.6 | 20.2 | 21.2 | 15.7 | 20.5 | 24 | 17.8 | 18 | 21.6 | 24 | 21.5 | 22 | 21.6 | 22.4 | 20.2 | 23.6 | 25.7 | 22.8 | 20.7 | 22.9 | 24.4 | 22.7 | 26.1 | 22.8 | 27.5 | 22.2 | 16.6 | 28.6 | 26.9 | 22 | 18 | 18.8 | 18.6 | 24.8 | 11 | 10.4 | 27.8 | 25.4 | 24.3 | 20.6 | 23.2 | 28.5 | 30.1 | 0
7392 | 25.8 | 17.3 | 16.5 | 21.5 | 21 | 21.9 | 21.1 | 20.8 | 21.5 | 26 | 24.8 | 22.9 | 17.4 | 25.4 | 22.4 | 16.5 | 18.4 | 20 | 21.6 | 14.7 | 19.7 | 23.3 | 16.8 | 17.3 | 20.6 | 22.5 | 20.9 | 21.4 | 21.5 | 21.7 | 20.7 | 22.6 | 25 | 22.6 | 19.6 | 23.2 | 24.6 | 22.4 | 25.8 | 22.5 | 27.2 | 21.9 | 16 | 28 | 25.9 | 21.3 | 17.8 | 19.1 | 18.9 | 24.6 | 9.7 | 10.3 | 27.2 | 25.3 | 24.1 | 20.6 | 22.3 | 27.2 | 30.6 | 0
7393 | 25.1 | 16.7 | 16.5 | 19.6 | 20.7 | 21.5 | 20.6 | 20.3 | 21.2 | 25.3 | 25 | 22.8 | 18.4 | 25.2 | 22.4 | 16 | 17.8 | 19.5 | 21.8 | 15 | 19 | 22.8 | 15.8 | 16.8 | 20.2 | 22.5 | 20.4 | 20.6 | 21.6 | 21.1 | 20.3 | 22.6 | 24.4 | 22.3 | 19.3 | 22.7 | 24.9 | 22.2 | 25.6 | 22.4 | 26.7 | 21.2 | 15.6 | 26 | 25.8 | 20.8 | 17.7 | 19.1 | 18.9 | 24.5 | 9.1 | 9.3 | 26.6 | 25.2 | 23.7 | 20.3 | 21.8 | 27.6 | 31.3 | 0
7394 | 24.7 | 16.3 | 15.3 | 17.4 | 20.4 | 21.3 | 20.5 | 19.8 | 21 | 25.1 | 24.2 | 22.6 | 17.2 | 25.4 | 22.4 | 15.3 | 16.8 | 19 | 22.2 | 16.3 | 18.5 | 22.3 | 14.6 | 15.4 | 19.2 | 22.4 | 19.4 | 19.8 | 21.8 | 20 | 20.2 | 22.5 | 24 | 22 | 19.1 | 22.5 | 25 | 21.7 | 25.6 | 21.4 | 26.3 | 20.6 | 14.4 | 25.5 | 25.3 | 20.2 | 17 | 19 | 17.8 | 24 | 8 | 8.2 | 25.6 | 25.1 | 23.1 | 20 | 21.6 | 27.7 | 31.2 | 0
7395 | 24.1 | 16.1 | 14.8 | 15.7 | 19.9 | 20.8 | 20.1 | 19.8 | 20.4 | 24.1 | 23.9 | 22.6 | 16.4 | 25.1 | 22.4 | 15 | 16.1 | 18.2 | 22.1 | 19.1 | 18 | 21.9 | 13.8 | 14.8 | 19.7 | 22.2 | 19 | 19.1 | 21.9 | 18.8 | 18.9 | 22.2 | 23.6 | 21.5 | 18.8 | 23.1 | 25 | 21.3 | 25.6 | 20.9 | 26.1 | 19.9 | 13.6 | 25.5 | 25.1 | 20.1 | 16.4 | 18.3 | 16.7 | 23.8 | 8 | 6.5 | 25.1 | 25.2 | 23.2 | 19.3 | 20.8 | 28.3 | 31.2 | 0
7396 | 23.8 | 16.1 | 14.5 | 14.9 | 19.6 | 20.4 | 19.8 | 19.8 | 20.2 | 23.8 | 22.6 | 22.3 | 14 | 25 | 22.4 | 14.3 | 15.9 | 18.1 | 22.2 | 22.4 | 17.6 | 21.6 | 13.3 | 13.9 | 19.5 | 21.5 | 18.7 | 18.7 | 21.9 | 17.3 | 18.4 | 22 | 23.3 | 21 | 18.7 | 23.5 | 24.7 | 21 | 25.6 | 20.8 | 25.8 | 19.8 | 12.5 | 25.5 | 24.8 | 20.1 | 15.7 | 18 | 15.6 | 22.9 | 7.8 | 6.1 | 24.6 | 25.2 | 23.2 | 18.8 | 20.8 | 28.3 | 30.2 | 0
7397 | 24 | 16.1 | 14.4 | 19.6 | 19.2 | 20.2 | 19.6 | 19.8 | 20 | 23.5 | 21 | 22 | 13 | 24.9 | 22.4 | 14 | 16.4 | 18 | 19.6 | 26.1 | 17.3 | 21.3 | 14.6 | 14.4 | 19.1 | 21.5 | 17.5 | 19.4 | 20 | 15 | 16.8 | 21.6 | 22.9 | 20 | 18.6 | 23.6 | 23.6 | 20.7 | 25.1 | 20.2 | 25.7 | 20.2 | 13.5 | 25.5 | 24.7 | 21 | 16.6 | 16 | 15.8 | 21.9 | 7 | 6.8 | 24.6 | 25.2 | 23.2 | 19.2 | 20 | 28 | 29.3 | 0
7398 | 23.8 | 15.8 | 13.7 | 20.8 | 17.9 | 19.4 | 19.6 | 19.8 | 19.4 | 23.3 | 20.1 | 22.2 | 13.3 | 25 | 20.9 | 13.6 | 18.9 | 17.5 | 20 | 29.1 | 17 | 21.1 | 15.8 | 15.4 | 19.5 | 21.5 | 17.5 | 20.1 | 21 | 15.4 | 18.2 | 21.6 | 22.7 | 20.2 | 18.3 | 23.6 | 24.6 | 20.6 | 25.1 | 19.9 | 25.4 | 20.7 | 13.5 | 25 | 24.3 | 21 | 17.3 | 17.7 | 17.1 | 20.9 | 8 | 8.9 | 25.7 | 25.2 | 23 | 20.3 | 20 | 27.5 | 27.8 | 0
7399 | 23.3 | 15.7 | 13.9 | 22.6 | 17.9 | 19.1 | 19.6 | 19.8 | 20.1 | 23 | 20.7 | 22.4 | 15.4 | 24.9 | 20.9 | 13.2 | 20.9 | 17.3 | 21.1 | 31.6 | 17 | 21.3 | 17.6 | 17.5 | 19.8 | 20.3 | 18 | 21 | 22.4 | 17.4 | 20.5 | 21.6 | 22.6 | 21 | 18.1 | 22.9 | 25.3 | 20.6 | 25.1 | 19.1 | 25.4 | 21.5 | 15.5 | 24 | 24.3 | 21.7 | 19 | 20 | 19 | 20.6 | 10.7 | 12 | 27.1 | 25.3 | 23 | 21.3 | 20.3 | 27.3 | 26.9 | 0
7400 | 24.7 | 15.8 | 16.9 | 24.7 | 19.9 | 20.9 | 20.7 | 21.5 | 23.2 | 23.5 | 22.2 | 23.4 | 18.4 | 25.8 | 20.9 | 13.5 | 23.4 | 17.5 | 22.4 | 32.9 | 17 | 22 | 20 | 20.4 | 21 | 20.2 | 18.8 | 22.4 | 24.4 | 20 | 23 | 24.1 | 24.2 | 22.4 | 18.7 | 23.7 | 26.8 | 23.2 | 25.1 | 19.4 | 25.5 | 23 | 17.8 | 24 | 25.2 | 22.6 | 21.4 | 22.6 | 21.6 | 23.5 | 14.2 | 15.2 | 29 | 25.6 | 23 | 22.8 | 22 | 27.4 | 25.8 | 0
7401 | 28.1 | 18.3 | 22.5 | 26.7 | 22.7 | 24 | 22.9 | 22.6 | 27.6 | 25.4 | 25.2 | 24.2 | 22.8 | 26.6 | 22.3 | 18.3 | 24.6 | 22.2 | 24.1 | 33.8 | 18.9 | 23.6 | 21.8 | 23.4 | 25.9 | 21.9 | 24 | 23.7 | 25.9 | 23.4 | 25.3 | 26.6 | 27.3 | 24.2 | 21.8 | 25.3 | 27.7 | 26.2 | 27.4 | 21.3 | 27.3 | 24.4 | 21.9 | 25.7 | 28.1 | 24.3 | 24.4 | 24.6 | 23.9 | 26.3 | 18.8 | 17.2 | 29.8 | 26.3 | 23.5 | 23.8 | 22.8 | 29.9 | 25.3 | 0
7402 | 30.7 | 22.2 | 25.5 | 28.6 | 25.4 | 27.7 | 25 | 23.6 | 30 | 28.4 | 28.2 | 25.5 | 26.5 | 27.9 | 24.3 | 21.2 | 26.3 | 26.3 | 25.6 | 34 | 20.7 | 24.3 | 23.4 | 25.9 | 28.3 | 25.6 | 27.6 | 25.2 | 27.3 | 26.3 | 26.7 | 26.7 | 28.6 | 26.1 | 25.3 | 27.9 | 29.2 | 28 | 28.4 | 24.4 | 29.5 | 26 | 25.1 | 27.7 | 30.3 | 25.9 | 27.2 | 26.1 | 26.1 | 29.2 | 22.9 | 17.7 | 30.4 | 27.1 | 23.6 | 25.2 | 25.4 | 32.5 | 24.5 | 0
7403 | 33 | 24.4 | 27 | 29.8 | 27.6 | 29.5 | 26.4 | 26.8 | 31.1 | 30 | 31 | 26.4 | 29.8 | 27.4 | 26.8 | 22.9 | 27.4 | 29.2 | 26.8 | 33.9 | 25.7 | 26.1 | 23.8 | 27.6 | 29.8 | 28.8 | 32.2 | 26.4 | 28 | 28.8 | 27.4 | 28 | 30.3 | 27.8 | 27.8 | 30.4 | 30.2 | 28.5 | 29 | 27 | 32.3 | 27.2 | 28.3 | 31.5 | 31.1 | 27.6 | 29.6 | 26.8 | 27.6 | 31 | 26.6 | 16.6 | 30.2 | 27.6 | 24.4 | 26.4 | 28.4 | 34.6 | 24.3 | 0
7404 | 34.2 | 25.4 | 28.9 | 30.5 | 28.8 | 29.7 | 27.4 | 28.7 | 31.7 | 31.9 | 32.4 | 27.5 | 31.2 | 27.5 | 27.1 | 24 | 29.3 | 29.8 | 27.3 | 32.7 | 30.7 | 27.3 | 23.9 | 28.6 | 31.4 | 30.7 | 33.6 | 27.6 | 28.6 | 30.1 | 27.5 | 28.6 | 30.7 | 29.2 | 29.6 | 31 | 31.6 | 29.5 | 30.6 | 29.8 | 33.3 | 28.2 | 29.2 | 34.1 | 32.4 | 28.5 | 31 | 27.2 | 28.9 | 31.8 | 28.5 | 15 | 30.8 | 28.7 | 25 | 27.9 | 30.1 | 36 | 23.9 | 0
7405 | 34.8 | 26.4 | 29.6 | 30.6 | 28.9 | 29 | 27.6 | 29.6 | 31.7 | 33.4 | 33.2 | 27.8 | 32.1 | 26.7 | 28 | 24.8 | 30 | 30.7 | 27.5 | 30.6 | 33.8 | 28 | 23.2 | 29 | 31.9 | 30.8 | 34 | 28.4 | 28.7 | 31.1 | 27.6 | 28.1 | 31.4 | 30.1 | 30.2 | 32 | 31.6 | 29.5 | 30.6 | 30.6 | 33.8 | 28.3 | 30.1 | 35.2 | 32.3 | 29.1 | 31.5 | 27.2 | 29.5 | 32.4 | 29.3 | 13.5 | 31.4 | 29.5 | 25.6 | 28.7 | 30.6 | 33.1 | 24 | 0
7406 | 35.5 | 27 | 30.4 | 30.2 | 28.9 | 29.2 | 27.8 | 30 | 31.5 | 35 | 33 | 27.8 | 31.8 | 25.4 | 29 | 25.4 | 30.2 | 31.1 | 27.2 | 27.3 | 34.4 | 29.1 | 22.4 | 29 | 32.5 | 31.1 | 34 | 28.8 | 28.8 | 31.4 | 27.6 | 29 | 32 | 30.6 | 30.2 | 32.5 | 31 | 30.3 | 30.7 | 30.8 | 33.4 | 28 | 29.6 | 35.2 | 32.2 | 28.8 | 31 | 27 | 29.8 | 33.3 | 28.4 | 12.8 | 33 | 28.7 | 26.1 | 29 | 31 | 32.9 | 23.5 | 0
7407 | 35.4 | 27.3 | 30.4 | 29.3 | 28.8 | 29 | 27.5 | 30.1 | 30.2 | 35.2 | 33 | 26.8 | 31.7 | 25.3 | 29.2 | 25.5 | 28.1 | 30.6 | 26.8 | 23.9 | 34.9 | 29.5 | 21.1 | 28.6 | 32.7 | 31.1 | 34.1 | 28.5 | 28.3 | 31.7 | 27.8 | 28.6 | 32.3 | 30.6 | 30.2 | 32.3 | 28.7 | 30.3 | 30.7 | 30.3 | 32.8 | 26.8 | 30.1 | 35.2 | 32.1 | 28.4 | 29.9 | 26.4 | 29.2 | 33.2 | 27 | 12.8 | 33.9 | 28.2 | 26.2 | 27.9 | 30.8 | 32.7 | 23.1 | 0
7408 | 35.2 | 27.3 | 30.3 | 28.1 | 28.9 | 28.8 | 26.6 | 29.5 | 29.1 | 34.9 | 32.4 | 25.7 | 30.5 | 25.5 | 29.4 | 23.9 | 25.6 | 28.7 | 26 | 20.8 | 32.6 | 29.3 | 20.3 | 27.8 | 32.7 | 30.6 | 34.2 | 27.8 | 27.8 | 31.3 | 27.6 | 28.3 | 32 | 30.2 | 29.8 | 32.4 | 26.4 | 29.8 | 30.7 | 30.3 | 32.8 | 25.5 | 29.2 | 35.2 | 31.8 | 27.5 | 28.1 | 25.6 | 28.1 | 33.3 | 24.4 | 13.1 | 34.8 | 25.2 | 26.1 | 26.4 | 31 | 32.6 | 22.2 | 0
7409 | 34 | 26.8 | 29.2 | 26.8 | 28.1 | 28.8 | 25.8 | 28.2 | 27.1 | 34 | 31.7 | 24.2 | 29 | 25.5 | 29.3 | 22 | 22.4 | 26.7 | 25.2 | 19.1 | 31.1 | 28.5 | 19.4 | 26.2 | 31.8 | 30.1 | 33.1 | 26.6 | 26.8 | 30.6 | 27 | 27.6 | 31 | 29.4 | 28.2 | 29.9 | 24 | 28 | 30.4 | 28.1 | 31.8 | 24 | 28.4 | 34.4 | 31.1 | 26.8 | 26 | 24.4 | 26.2 | 32.3 | 21.6 | 13 | 34.2 | 23.7 | 26 | 24.4 | 29.1 | 31.7 | 22 | 0
7410 | 32.2 | 23.8 | 26.6 | 25.6 | 25.9 | 27.5 | 24.8 | 26.6 | 25.1 | 32.4 | 29.9 | 23.3 | 26.1 | 24.9 | 28 | 19.6 | 20.8 | 24.2 | 24.1 | 18.3 | 28.6 | 27 | 19.1 | 24.1 | 27.5 | 28.5 | 29.8 | 25.3 | 25.8 | 28.8 | 25.7 | 26.5 | 29.6 | 28.3 | 25.4 | 28.2 | 23.2 | 26.5 | 28.6 | 24.5 | 30.3 | 23.1 | 25.4 | 33.4 | 29.7 | 25.8 | 23.6 | 23.3 | 24.2 | 30.8 | 18.1 | 12.4 | 33.2 | 23.4 | 25.6 | 23.1 | 26.8 | 30.5 | 22.5 | 0
7411 | 29.9 | 21.5 | 22.7 | 24.4 | 24.5 | 25.2 | 23.9 | 25.6 | 23.7 | 30.2 | 27.8 | 22.2 | 23.2 | 25.1 | 27.8 | 18.3 | 19.6 | 22.5 | 23.3 | 18.4 | 26.2 | 25.6 | 18.5 | 21.5 | 25.2 | 26.1 | 26.5 | 23.7 | 24.5 | 27 | 24.4 | 25.6 | 28.3 | 26.9 | 23.8 | 27.5 | 22.7 | 25.2 | 28.6 | 23 | 29.6 | 22.3 | 22.9 | 31.7 | 28 | 25.1 | 21.4 | 22 | 22 | 29.3 | 15.3 | 11.1 | 30.8 | 23.4 | 25.4 | 22 | 25 | 30.1 | 23.1 | 0
7412 | 28.4 | 19.9 | 20.5 | 23.4 | 23.3 | 24.4 | 23.3 | 24.9 | 22.7 | 28.6 | 25.2 | 21.6 | 20 | 24.7 | 27.4 | 17.6 | 20 | 21.2 | 22.6 | 18.2 | 24.7 | 24.6 | 18.2 | 19.2 | 23.7 | 24.7 | 25 | 22.4 | 23.4 | 25 | 23.2 | 25.1 | 27.2 | 25.4 | 22.8 | 27.2 | 23.4 | 24 | 28.6 | 21.8 | 28.8 | 22 | 19.6 | 31.2 | 26.7 | 24.4 | 19.6 | 21.2 | 20.4 | 28.2 | 12.8 | 9.8 | 28.8 | 23.2 | 25.2 | 21.8 | 23.8 | 29.6 | 24.4 | 0
7413 | 27.2 | 18.8 | 19.3 | 22.6 | 22.6 | 23.7 | 23 | 23.6 | 22.1 | 27.7 | 23.4 | 20.8 | 18.3 | 24.9 | 25.9 | 17 | 19.9 | 20.3 | 22.5 | 17.8 | 23.4 | 24.1 | 17.4 | 17.5 | 22.6 | 24 | 24 | 21.1 | 22.2 | 23.9 | 22.7 | 24.7 | 26.3 | 24 | 22.1 | 26.1 | 23.4 | 23.7 | 28.6 | 21.5 | 27.3 | 21.6 | 18.4 | 30.3 | 26.1 | 24.1 | 18.6 | 20.5 | 19.1 | 27.6 | 11.7 | 8.9 | 26.6 | 23.3 | 24.7 | 21.5 | 22.5 | 29.2 | 25.8 | 0
7414 | 26.2 | 17.8 | 18.6 | 22 | 21.9 | 23.1 | 22.5 | 22.8 | 21.6 | 26.4 | 22.1 | 20.7 | 17 | 24.9 | 25.7 | 16.8 | 20.3 | 19.8 | 22.5 | 16.6 | 22.2 | 23.5 | 17.1 | 16.7 | 21.6 | 23.1 | 24.6 | 20.4 | 21.6 | 23 | 22.4 | 24.1 | 26 | 23 | 21.4 | 25.8 | 23.8 | 23 | 28.5 | 20.4 | 26.8 | 21.6 | 17.2 | 29.9 | 25.6 | 23.7 | 18 | 20.1 | 18.6 | 26.7 | 11 | 8.8 | 25.8 | 23.2 | 24.7 | 21.6 | 21.6 | 28.9 | 27.9 | 0
7415 | 26 | 17.3 | 16.7 | 21.4 | 21.1 | 22.5 | 22.1 | 22.3 | 21.1 | 25 | 22 | 20.6 | 17 | 25.2 | 24.7 | 16.3 | 19.4 | 19.4 | 22.6 | 15.5 | 21.2 | 22.6 | 16.6 | 16.6 | 21.1 | 22.3 | 22.6 | 19.8 | 21.2 | 22.6 | 22.4 | 23.6 | 25.4 | 22.2 | 20.7 | 24.8 | 23.4 | 22.5 | 28.2 | 19.8 | 26.4 | 21.4 | 17.4 | 28.7 | 25.2 | 23.4 | 18 | 19.6 | 18.4 | 25.8 | 11 | 9.1 | 25.6 | 22.8 | 24.5 | 21.2 | 21.4 | 28.8 | 29.6 | 0
7416 | 25.8 | 17.1 | 15.6 | 20.9 | 20.9 | 21.7 | 21.9 | 21.6 | 20.4 | 24.4 | 22.2 | 21.3 | 16.5 | 25.3 | 22.4 | 15.4 | 18.8 | 18.7 | 22.2 | 14.6 | 20.2 | 21.8 | 16.7 | 16.9 | 20.6 | 21.6 | 22.1 | 19.7 | 21.3 | 21.7 | 21.8 | 22.8 | 24.6 | 21.7 | 19.4 | 23.5 | 23.7 | 22.1 | 26.6 | 19.1 | 25.8 | 21.6 | 16.5 | 27.7 | 24.6 | 22.8 | 17.9 | 19.1 | 18.4 | 25.3 | 10.4 | 9.5 | 26.6 | 22.7 | 24.4 | 21 | 21 | 28.1 | 31.3 | 0
7417 | 24.5 | 16.7 | 14.9 | 20.4 | 20.4 | 21 | 21.3 | 21.1 | 20.1 | 24 | 22.9 | 21.9 | 16.3 | 24.9 | 22.4 | 15.4 | 17.3 | 18.5 | 21.7 | 15.4 | 19.9 | 21.1 | 16.3 | 16.9 | 19.6 | 21.6 | 20.6 | 19.6 | 21.2 | 20.6 | 20.7 | 22.6 | 24.3 | 21.4 | 19.4 | 22.4 | 23.5 | 22 | 26.6 | 18.8 | 25.6 | 21.5 | 16.1 | 26.8 | 24.5 | 22.3 | 17.9 | 18.1 | 18 | 24.7 | 9.7 | 9.3 | 26.9 | 23.1 | 24.4 | 20.3 | 20.3 | 26.1 | 32 | 0
7418 | 23.8 | 16.3 | 13.5 | 19.8 | 20 | 20.9 | 20.7 | 20.6 | 19.7 | 23.9 | 23 | 22.6 | 15.2 | 24.5 | 22.4 | 14.5 | 16.4 | 17.8 | 20.8 | 17.7 | 19.3 | 21.1 | 16 | 16.4 | 19 | 21.8 | 21 | 19.6 | 21 | 18.7 | 19 | 22.4 | 23.8 | 21 | 19.3 | 22 | 23.8 | 21.7 | 26.6 | 18.8 | 25.2 | 21.4 | 14.6 | 26.7 | 24.1 | 21.6 | 17.4 | 17 | 17.4 | 24.2 | 8.4 | 8.4 | 27 | 23.1 | 24.4 | 19.8 | 20 | 25.6 | 32.2 | 0
7419 | 23.8 | 16 | 13 | 19.3 | 19.9 | 20.4 | 20.2 | 20.5 | 19.2 | 23.5 | 22.9 | 22.5 | 14.4 | 24.4 | 21.3 | 14.7 | 15.2 | 17.6 | 20.1 | 20.9 | 18.8 | 21.1 | 15.1 | 15.4 | 18.7 | 21.7 | 19.7 | 19.3 | 20.3 | 17 | 17.5 | 22.1 | 23.5 | 20.6 | 19.3 | 22 | 23.4 | 21.3 | 26.6 | 19.2 | 25.1 | 20.8 | 14.2 | 25.7 | 23.8 | 21.3 | 17 | 15.9 | 16.4 | 23.4 | 7.5 | 7.1 | 25.9 | 23.1 | 24.4 | 19 | 19.6 | 26.9 | 31.5 | 0
7420 | 22.8 | 15.5 | 12.4 | 19.2 | 19.4 | 20.1 | 19.8 | 20.6 | 19 | 23.1 | 21.9 | 22.5 | 13.2 | 24.5 | 21.3 | 14 | 15.6 | 17.2 | 19.5 | 24.6 | 18.3 | 21.9 | 14.7 | 14.6 | 18.5 | 21.7 | 18.6 | 19.3 | 20 | 15.4 | 16.5 | 21.7 | 23.1 | 20.2 | 19.2 | 21.4 | 23.7 | 21 | 26.6 | 19.3 | 24.8 | 20.5 | 13.1 | 25 | 23.8 | 21 | 16.5 | 15.5 | 15.8 | 23.3 | 6.7 | 6.3 | 25.2 | 22.6 | 24.4 | 19 | 19.4 | 26.9 | 30.8 | 0
7421 | 22.6 | 15.5 | 12.3 | 19 | 19.1 | 20 | 20 | 20.6 | 18.8 | 23 | 19.6 | 19 | 12.4 | 24.3 | 21.3 | 13.4 | 18.8 | 17 | 20.2 | 27.7 | 18.1 | 21.8 | 14.6 | 14 | 18.1 | 21.5 | 18 | 16.6 | 18.8 | 14.8 | 18.8 | 21.5 | 22.7 | 19.6 | 19.2 | 21.3 | 23.4 | 21 | 26.4 | 18.8 | 24.6 | 19.2 | 14.4 | 24.2 | 23.6 | 21.4 | 17 | 16.6 | 15.4 | 23.2 | 7 | 4 | 25.4 | 22.7 | 24.4 | 19.4 | 18.8 | 26.6 | 29.5 | 0
7422 | 22.4 | 15.3 | 12.1 | 20.2 | 18.6 | 20 | 20.1 | 20.2 | 18.6 | 22.9 | 19.9 | 19.9 | 13.2 | 24.3 | 19.9 | 13.6 | 19.5 | 16.6 | 20.6 | 30 | 17.6 | 21.3 | 15.5 | 15.2 | 17.8 | 21.5 | 17.5 | 17.4 | 19.8 | 15 | 19.5 | 21.5 | 22.3 | 23.7 | 19.1 | 20.8 | 24 | 21 | 26.2 | 18.8 | 24.4 | 19.7 | 15.5 | 23.7 | 23.1 | 22.4 | 18.6 | 17.8 | 16.9 | 22.4 | 8.5 | 7 | 26 | 22.6 | 24.5 | 19.8 | 18.4 | 25.7 | 28.6 | 0
7423 | 21.6 | 15.2 | 12 | 21.8 | 18.4 | 19.6 | 20.1 | 19.5 | 19.1 | 22.6 | 21.5 | 21.4 | 15.8 | 24.5 | 19.9 | 13.7 | 20.4 | 16.2 | 21.5 | 31.4 | 17 | 21.4 | 16 | 17.7 | 17.4 | 20.6 | 17.1 | 18.9 | 21.3 | 17 | 20 | 21.8 | 22.1 | 26.2 | 19.1 | 20.7 | 24.8 | 20.8 | 26.1 | 18.9 | 24.3 | 21 | 17.9 | 22.5 | 23.1 | 23.5 | 20.6 | 19.6 | 19.3 | 22.1 | 11.5 | 10.4 | 26.2 | 22.7 | 24.6 | 20.3 | 18.3 | 25.4 | 27.4 | 0
7424 | 22.2 | 15.2 | 16.4 | 24.3 | 20 | 22 | 21.1 | 21.9 | 22.6 | 23.4 | 23 | 23.4 | 19 | 24.9 | 20.2 | 14.3 | 22.2 | 16.7 | 23.2 | 32.3 | 17.2 | 22.6 | 18 | 20.6 | 20.6 | 19.7 | 18 | 21 | 23 | 19.4 | 21.6 | 23.8 | 23.7 | 29.8 | 19.5 | 23.5 | 26.2 | 23 | 26.1 | 19.4 | 24.8 | 22.8 | 20.4 | 23.7 | 23.9 | 25 | 23.4 | 21.8 | 22.4 | 24 | 15 | 14.4 | 27.2 | 23.2 | 25 | 21.2 | 20 | 25.1 | 26.9 | 0
7425 | 26.2 | 20 | 22.7 | 26.2 | 23.4 | 25.4 | 22.9 | 23.8 | 27 | 23.3 | 26 | 25.6 | 23.2 | 26.5 | 22.4 | 17.7 | 23.6 | 19.8 | 24.9 | 32.8 | 19.9 | 25.5 | 19 | 24 | 25.2 | 22 | 24 | 23.1 | 24.7 | 23 | 22.4 | 26.4 | 27.1 | 29.5 | 22.5 | 26.7 | 27.6 | 25.7 | 27.2 | 21.4 | 26.4 | 24.8 | 23.5 | 25.4 | 27.9 | 26.1 | 25.6 | 23.6 | 25 | 27 | 19.2 | 16.2 | 27.9 | 24.4 | 26.9 | 22.2 | 23 | 26.3 | 26.4 | 0
7426 | 27.5 | 20 | 25.3 | 28.4 | 25.4 | 27.6 | 24.4 | 26.7 | 28.7 | 26.7 | 28.5 | 27.9 | 26.6 | 27.7 | 23 | 21.3 | 25.2 | 24.8 | 26.5 | 33 | 22.6 | 27 | 21.1 | 26.6 | 28.7 | 26.6 | 27.2 | 25 | 26.3 | 25.9 | 24.1 | 28 | 28.2 | 30.3 | 26 | 28.5 | 29.4 | 27.5 | 28.7 | 24.1 | 29.7 | 26.7 | 25.6 | 28.8 | 29.3 | 27.4 | 27.8 | 25.1 | 27 | 28.7 | 22.8 | 17.1 | 29.7 | 26.6 | 27 | 23.4 | 25.7 | 29.2 | 26.5 | 0
7427 | 29.5 | 22.3 | 27.3 | 29.6 | 27.2 | 27.9 | 26 | 27.7 | 29 | 29.9 | 31.4 | 29.8 | 29.6 | 27.7 | 24.5 | 21.9 | 26 | 27.3 | 27.6 | 32.6 | 26.1 | 27.7 | 22 | 28.6 | 30.8 | 29.8 | 30 | 26.4 | 27.6 | 28.6 | 25 | 28.6 | 30.4 | 29 | 28.5 | 30.9 | 30.6 | 29.2 | 29.5 | 26.4 | 31.5 | 28 | 27.6 | 30.9 | 30.1 | 28.4 | 29 | 26 | 28 | 30.5 | 26 | 16 | 31.2 | 28.2 | 27.5 | 24.6 | 28 | 31.7 | 26.2 | 0
7428 | 31 | 24 | 28.6 | 31 | 28.1 | 29.4 | 27.6 | 28.3 | 29.6 | 32.6 | 32.8 | 31.2 | 30.9 | 26.9 | 27.1 | 22.6 | 26.9 | 29.2 | 28.4 | 31.5 | 28.5 | 28.8 | 23.6 | 29.3 | 32 | 30.7 | 31.6 | 27.4 | 28.7 | 29.8 | 26.6 | 28.9 | 29.5 | 30.7 | 30.5 | 32.8 | 31.6 | 30.2 | 30 | 26.4 | 32.6 | 28.7 | 28.4 | 32.3 | 31.8 | 29.6 | 30.2 | 26.7 | 28.7 | 31.5 | 27.7 | 15.5 | 33.2 | 28.8 | 27.5 | 25.8 | 30 | 32.1 | 25.9 | 0
7429 | 33.5 | 25 | 29.2 | 31.4 | 28.4 | 29.6 | 28.4 | 28.3 | 30.1 | 34.6 | 34.1 | 31.6 | 31.9 | 29 | 27.3 | 22.6 | 26.7 | 29.8 | 28.5 | 29.4 | 31.1 | 29.1 | 23.2 | 29.7 | 32.7 | 31 | 32.8 | 27.9 | 29.5 | 30.9 | 26.8 | 29.5 | 30.6 | 30.3 | 31.5 | 32.5 | 31.3 | 30.7 | 30 | 26.7 | 32.4 | 28.9 | 29.3 | 33.3 | 32.3 | 30.3 | 30.5 | 27 | 29 | 31.5 | 28.7 | 14.2 | 33.5 | 29 | 27.5 | 26.3 | 30.8 | 31.9 | 24.8 | 0
7430 | 33.5 | 25.5 | 30 | 31.6 | 28.4 | 30.6 | 28.6 | 28.3 | 30 | 34.5 | 34 | 31.2 | 32 | 29 | 27.7 | 22.4 | 26.4 | 30 | 28.4 | 26.8 | 31.6 | 28.6 | 22.8 | 29.4 | 33.5 | 31 | 33.6 | 28 | 29.8 | 31.2 | 26.8 | 29.1 | 31.1 | 31 | 31.5 | 32.7 | 30.4 | 31 | 30 | 26.7 | 32.7 | 28.6 | 29.6 | 34.3 | 31.8 | 30.6 | 30.6 | 27 | 29.4 | 32.4 | 28.2 | 14 | 33 | 29.9 | 27.5 | 26.4 | 31.4 | 32.2 | 23.7 | 0
7431 | 33.5 | 25.3 | 30.5 | 30.7 | 28.4 | 29.7 | 28.6 | 28.5 | 28.9 | 35.3 | 34.2 | 30 | 32.3 | 28.8 | 27.7 | 22.7 | 25.1 | 30 | 27.7 | 23.9 | 31.5 | 29 | 20.6 | 29.2 | 33.6 | 31.1 | 33.6 | 27.6 | 29.6 | 31.9 | 24.9 | 29.5 | 31.4 | 27.8 | 31.6 | 31.1 | 28.4 | 30.7 | 29.9 | 25.8 | 32.6 | 28 | 30.2 | 34.7 | 31.4 | 29.9 | 29.6 | 26.4 | 29.4 | 33.2 | 27.1 | 13 | 30.4 | 30.1 | 27.1 | 25.7 | 31.4 | 32.2 | 22.5 | 0
7432 | 33.5 | 25.6 | 30.3 | 29.8 | 28.3 | 30 | 28.3 | 28.1 | 28.3 | 34.9 | 33.1 | 28.6 | 31.4 | 28.8 | 27.8 | 22.7 | 23.8 | 29.1 | 26.9 | 21.6 | 31.4 | 28.8 | 19.5 | 28.4 | 33.2 | 30.7 | 33.3 | 26.7 | 28.8 | 31.5 | 23.2 | 29 | 31.4 | 26 | 31.5 | 30.4 | 26.6 | 30 | 29.8 | 25 | 32.4 | 27.2 | 29.5 | 34.3 | 31.3 | 28.8 | 28.4 | 25.4 | 29 | 32.2 | 24.7 | 12.8 | 27.7 | 28.6 | 25.3 | 24.7 | 31.2 | 31.5 | 22.1 | 0
7433 | 33.6 | 25.1 | 29.2 | 28.3 | 27.4 | 28.8 | 27.3 | 27.7 | 26.8 | 34.7 | 32 | 27 | 30 | 28.3 | 27.6 | 21.2 | 22.2 | 26.6 | 25.6 | 19.9 | 30.2 | 28.1 | 18.4 | 27.4 | 32 | 30 | 32.4 | 25.2 | 27.6 | 30.8 | 21 | 28.1 | 30.1 | 22.6 | 30 | 29.5 | 25 | 28.7 | 29.2 | 23.4 | 30.2 | 26 | 28.2 | 33.8 | 30.7 | 27.2 | 26.4 | 23.8 | 27.6 | 31.7 | 22 | 11.8 | 25 | 29.1 | 25.4 | 23.4 | 29 | 31.1 | 21.9 | 0
7434 | 37 | 23.5 | 24.5 | 27.3 | 26.4 | 27.6 | 25.9 | 25.3 | 25.3 | 33 | 29.6 | 25.8 | 27 | 27.6 | 26.6 | 18.3 | 21.2 | 23.9 | 24.2 | 19.3 | 27.9 | 27.1 | 19.5 | 25.5 | 29.2 | 28.6 | 29.1 | 23.3 | 26.2 | 28.5 | 20.4 | 26.6 | 28.6 | 23.1 | 27.1 | 28 | 24.4 | 22.7 | 28.5 | 22.4 | 29.3 | 24.6 | 25.2 | 32.3 | 29.6 | 26 | 24.5 | 22.2 | 25.7 | 31 | 18.7 | 11.7 | 24.2 | 28.8 | 25.5 | 22.5 | 25 | 30.8 | 24 | 0
7435 | 28 | 22.6 | 23.2 | 25.9 | 25.4 | 25.6 | 25.4 | 22.4 | 24.7 | 30.9 | 28.1 | 24.7 | 23.9 | 27.3 | 26.4 | 17.7 | 20 | 21.8 | 22.5 | 19 | 25.8 | 26.9 | 19.8 | 23.5 | 26.5 | 26.2 | 27 | 21.2 | 24.8 | 26.4 | 19.7 | 25.6 | 27.6 | 22.9 | 25.2 | 27.3 | 24.1 | 23.7 | 28.4 | 21.4 | 28.1 | 23 | 22.3 | 31 | 29 | 24.8 | 22.2 | 20.5 | 23.1 | 30.2 | 16.1 | 10.8 | 24 | 28.3 | 25.6 | 21.6 | 23.2 | 29.8 | 25.6 | 0
7436 | 25.5 | 21.6 | 21.1 | 25 | 24.7 | 25 | 24.1 | 21.4 | 24.4 | 30 | 26.3 | 24 | 20.6 | 27 | 26.3 | 17 | 19.4 | 21 | 21 | 18.8 | 24.9 | 26.6 | 20.6 | 21.4 | 25 | 25.7 | 26.1 | 19.4 | 23.8 | 24.2 | 20.2 | 25.1 | 26.9 | 25 | 23.5 | 27.1 | 24.4 | 23 | 28 | 20.6 | 27.3 | 21.6 | 19.4 | 28.2 | 28.7 | 24.2 | 20.4 | 19.4 | 20.8 | 29.7 | 14 | 10.6 | 25 | 27.6 | 25.7 | 21.2 | 21.8 | 29.4 | 27.4 | 0
7437 | 24.5 | 20.3 | 18.9 | 23.5 | 24 | 23.8 | 23 | 20.1 | 23.7 | 28.4 | 26.1 | 23.2 | 18.8 | 26.9 | 24 | 16.7 | 18.5 | 20 | 19.7 | 21.5 | 24.4 | 26.2 | 19 | 20.1 | 24.2 | 24.8 | 24.1 | 18.2 | 23.1 | 23.6 | 19.8 | 24.2 | 26.1 | 24.1 | 23.4 | 26.5 | 24.2 | 22.8 | 28 | 20 | 26.7 | 20.6 | 18.2 | 27.8 | 27.8 | 23.5 | 18.6 | 18.6 | 19 | 28.2 | 13.3 | 9.5 | 25.3 | 27.4 | 25.5 | 20.7 | 21.2 | 28.9 | 29.6 | 0
7438 | 24 | 19.2 | 18.2 | 22.7 | 23.2 | 23 | 22.1 | 19.9 | 23 | 27.4 | 25.4 | 22.5 | 17.5 | 26.7 | 23.9 | 16.3 | 18.3 | 19.3 | 19.3 | 21.8 | 23.7 | 26 | 17.7 | 19 | 22.5 | 24.3 | 23.3 | 17.9 | 22.7 | 23.1 | 20.1 | 23.5 | 25.1 | 24.5 | 22.5 | 26 | 24.1 | 22.7 | 28 | 19 | 26.7 | 20 | 17.5 | 27.3 | 27.2 | 23.2 | 17.7 | 18.4 | 18.2 | 26.7 | 12.9 | 9.4 | 25.8 | 27.2 | 25.3 | 20.4 | 20.4 | 28.8 | 30.7 | 0
7439 | 23.1 | 18.6 | 16.8 | 21.8 | 22.8 | 23.4 | 21.5 | 18.5 | 22.9 | 25.6 | 25.2 | 21.6 | 17.4 | 26.7 | 23.8 | 16.2 | 18.2 | 18.3 | 19.4 | 22.6 | 22.8 | 25.2 | 15.4 | 18.4 | 21.6 | 23.8 | 22.6 | 18 | 22.2 | 23.4 | 19.8 | 23.1 | 24.5 | 22.4 | 22 | 25.3 | 23.6 | 22.7 | 27.7 | 17.8 | 26.7 | 20 | 17.8 | 27 | 26.7 | 22.8 | 17.2 | 18.4 | 18 | 26.7 | 12.8 | 8.8 | 25.4 | 26.6 | 25 | 20 | 20 | 28.3 | 31.5 | 0
7440 | 23 | 18.3 | 18.4 | 21.7 | 22 | 23.4 | 20.7 | 18.1 | 22.7 | 24.8 | 23.6 | 20.8 | 16.7 | 26.5 | 22 | 15.7 | 18.9 | 18.2 | 20.2 | 22.7 | 22.4 | 24.1 | 15 | 17.4 | 21.3 | 23.5 | 21.7 | 18.3 | 21.5 | 22.4 | 20.6 | 22.6 | 23.8 | 22.7 | 20.5 | 24.7 | 23.5 | 22.5 | 27.3 | 17.3 | 26.4 | 20.2 | 17.4 | 27.2 | 25.9 | 22.7 | 17.5 | 18.6 | 18.3 | 26.3 | 11.7 | 9.1 | 25.6 | 26.3 | 24.6 | 19.9 | 19.3 | 28.2 | 31.4 | 0
7441 | 23.5 | 17.8 | 16.4 | 21.1 | 21.4 | 23.2 | 20.6 | 17.3 | 22.6 | 24.2 | 22.2 | 20 | 16.1 | 26.5 | 22 | 15.2 | 19.3 | 17.8 | 20.9 | 18 | 21.7 | 24.1 | 14.5 | 16.4 | 20.8 | 23.1 | 21.1 | 18.4 | 20.6 | 21.2 | 20.6 | 22.1 | 23.4 | 20.9 | 20.4 | 23.5 | 23.3 | 22.4 | 27.3 | 16.8 | 26 | 20.3 | 16.9 | 25.8 | 25.8 | 22.3 | 17.5 | 18.3 | 18 | 26.2 | 10.4 | 8 | 25.2 | 26.1 | 24.6 | 19.6 | 18.7 | 26.9 | 31.5 | 0
7442 | 23 | 17.1 | 15.9 | 20.8 | 21.7 | 23 | 20.4 | 16.7 | 22.1 | 23.5 | 20.2 | 19.4 | 14.6 | 26.3 | 22 | 14.8 | 19.8 | 17.4 | 21.4 | 18.9 | 21.4 | 23.9 | 15.4 | 15 | 20.2 | 22.6 | 20.6 | 18 | 19.6 | 18.8 | 21 | 21.7 | 23 | 21 | 20 | 22.1 | 23.4 | 21.7 | 27.3 | 16.4 | 25.9 | 20.2 | 15.4 | 25.5 | 25.3 | 22 | 17.6 | 17.8 | 17.4 | 26.2 | 8.4 | 7 | 25.6 | 25.8 | 24.6 | 19.6 | 18.3 | 27 | 31.2 | 0
7443 | 22 | 16 | 14.2 | 19.7 | 21.4 | 22.9 | 20.1 | 15.8 | 22 | 22.6 | 19.6 | 18.9 | 13.5 | 26 | 21.8 | 14.2 | 19.4 | 17.3 | 21.1 | 20.5 | 20.9 | 23.7 | 15 | 14.1 | 19.9 | 22.6 | 19.6 | 17.3 | 18.8 | 17 | 20 | 21.7 | 22.5 | 18.7 | 19.9 | 21.5 | 23.2 | 21.7 | 27.1 | 16.2 | 25.9 | 19.8 | 14.6 | 24.3 | 25.3 | 21.4 | 17 | 16.9 | 16.2 | 26.1 | 7.1 | 4.7 | 25.3 | 25.7 | 24.6 | 19.4 | 17.7 | 26.3 | 23.7 | 0
7444 | 21.5 | 15.1 | 13.8 | 19.3 | 20.9 | 22.7 | 19.7 | 15.8 | 21.9 | 22.5 | 18.9 | 18.7 | 12.3 | 26 | 21.8 | 14.5 | 19.2 | 17 | 20.7 | 23 | 20 | 23.6 | 15.3 | 13.5 | 19.8 | 22.3 | 19.4 | 16.7 | 18.5 | 15.1 | 19.7 | 21.4 | 22.3 | 19.4 | 19.5 | 20.6 | 23.4 | 21.7 | 27 | 15.8 | 25.7 | 19.3 | 13.8 | 24.8 | 25.1 | 21.3 | 16.8 | 16.5 | 15.4 | 25.7 | 6.3 | 3.9 | 25.6 | 25.6 | 24.6 | 19.4 | 17.5 | 25.4 | 23.3 | 0
7445 | 21 | 13.5 | 13.1 | 18.4 | 20.4 | 22.8 | 19.4 | 15.8 | 21.8 | 22.6 | 21.5 | 18.6 | 13 | 26 | 21.7 | 13.3 | 16.6 | 16.8 | 18.2 | 25.4 | 19.4 | 23.3 | 11.2 | 14 | 19.4 | 21.6 | 19.1 | 13.4 | 21.8 | 19.7 | 19 | 21.1 | 22 | 19.2 | 19.2 | 20.3 | 23 | 21.2 | 27 | 15.8 | 25.6 | 17.4 | 16 | 24.8 | 25.3 | 20 | 15.2 | 15.4 | 13.7 | 25.2 | 11.6 | 7.1 | 26 | 25.4 | 24.5 | 17.8 | 17.3 | 24.8 | 24.4 | 0
7446 | 20.5 | 13.1 | 12.4 | 19.7 | 20.2 | 22.8 | 18.8 | 15.8 | 21.7 | 22.1 | 21.1 | 19 | 14 | 25.9 | 20.1 | 13.4 | 18.7 | 16.5 | 19.4 | 27.7 | 18.8 | 23.3 | 12.9 | 15.9 | 18.4 | 20.1 | 18.4 | 13.9 | 22.3 | 19.3 | 19.2 | 21.1 | 21.7 | 19.5 | 18.8 | 19.8 | 23 | 21 | 26.9 | 15.5 | 25.4 | 18.2 | 16.9 | 24.3 | 25.3 | 20.2 | 16.4 | 16.9 | 14.7 | 24.2 | 12 | 9.4 | 25.7 | 25.4 | 24.5 | 18.7 | 17 | 24.3 | 24.7 | 0
7447 | 21.3 | 13.1 | 11.8 | 21.5 | 20.3 | 22.8 | 18.6 | 15.8 | 22.3 | 21.7 | 21.5 | 20.1 | 16.9 | 25.8 | 20.2 | 12.5 | 20.9 | 16.3 | 21.1 | 29.4 | 18.6 | 23.4 | 14.6 | 18.5 | 17.1 | 20.1 | 17.8 | 15.6 | 23 | 20.1 | 19.8 | 21.1 | 21.5 | 20.4 | 18.6 | 21.8 | 23.6 | 21 | 26.7 | 15.3 | 25.3 | 19.6 | 18.8 | 24.3 | 25.2 | 20.9 | 18.8 | 18.8 | 17.1 | 24.1 | 13.2 | 11.9 | 26.1 | 25.4 | 24.5 | 20.1 | 17.3 | 24.1 | 24.7 | 0
7448 | 22.3 | 13.2 | 16.6 | 23.9 | 21.4 | 23.7 | 20.2 | 18.5 | 23.1 | 21.7 | 22.8 | 22.2 | 20.4 | 26.1 | 20.4 | 13.3 | 23.6 | 16.4 | 23.2 | 30.8 | 19.1 | 23.7 | 17.4 | 22.6 | 19.3 | 19.8 | 18.2 | 18.2 | 23.8 | 20.6 | 21 | 23.8 | 24.3 | 21.2 | 19 | 24.5 | 24.6 | 22.2 | 27 | 15.3 | 25.3 | 21.6 | 20.8 | 24.3 | 25.1 | 22.8 | 21.4 | 21.4 | 19.6 | 25.5 | 15.2 | 14.6 | 26 | 25.5 | 24.6 | 22.2 | 19.4 | 24 | 25 | 0
7449 | 26.8 | 15.4 | 22.4 | 25.9 | 22.6 | 25.7 | 22.7 | 28.1 | 24.9 | 24 | 25.4 | 24.7 | 24.9 | 25.9 | 21.8 | 18.1 | 25.2 | 20.9 | 25.1 | 31.5 | 20.8 | 24 | 19 | 25.4 | 25.4 | 21.8 | 24.4 | 21.3 | 24.7 | 23.3 | 22.7 | 27.6 | 26 | 22.9 | 22.7 | 27.9 | 26.4 | 25 | 29.7 | 20.4 | 26.2 | 23.5 | 23.3 | 25.6 | 26.5 | 24.7 | 24.6 | 23.2 | 22.8 | 27 | 18.2 | 15.7 | 27.1 | 26 | 24.9 | 24.2 | 23 | 26.7 | 24.8 | 0
7450 | 28 | 18.8 | 26.1 | 28 | 24.1 | 26.5 | 24.4 | 26.1 | 26.3 | 26.7 | 28.2 | 27.5 | 28.5 | 26.3 | 21.9 | 21.3 | 26.7 | 25.7 | 26.7 | 32 | 22.5 | 24.5 | 21.3 | 28.1 | 28.2 | 26 | 27.6 | 24.2 | 25.5 | 25.6 | 24.4 | 28.6 | 27.3 | 24.5 | 26.2 | 30.7 | 28.4 | 26.8 | 29.7 | 22.6 | 27.7 | 25.4 | 25.2 | 28.8 | 27.4 | 26.8 | 27.1 | 25.2 | 25.1 | 28.1 | 21.6 | 16.1 | 27.7 | 27.5 | 25.1 | 26.4 | 26 | 31.2 | 25.2 | 0
7451 | 29.4 | 20.6 | 27.4 | 29.4 | 26.3 | 27.4 | 26 | 27.3 | 28.7 | 30.3 | 31 | 29.8 | 31.6 | 27 | 22.8 | 23 | 27.2 | 28 | 27.8 | 31.7 | 27.5 | 24.8 | 22.4 | 29 | 30.3 | 28.7 | 30 | 26.4 | 26.2 | 29 | 26 | 29.2 | 28.5 | 26.8 | 29 | 32.3 | 30.4 | 28.3 | 29.9 | 24.4 | 31 | 26.8 | 27 | 31.1 | 31.4 | 28.2 | 29.4 | 26.2 | 27.2 | 29.6 | 25 | 15.2 | 29 | 29 | 25.2 | 28 | 28.5 | 32.2 | 25.4 | 0
7452 | 31.7 | 22.3 | 28.9 | 30.7 | 28.1 | 28 | 26.9 | 27.8 | 28.5 | 31.9 | 32.6 | 31.5 | 33.1 | 27.6 | 24.9 | 24.7 | 28 | 29.7 | 28.5 | 31 | 31.3 | 26.3 | 24.2 | 30.2 | 31.5 | 30.7 | 31.8 | 27.7 | 26.6 | 30.5 | 26.9 | 29.8 | 30.1 | 28.5 | 31 | 33.5 | 31.8 | 29.1 | 30.1 | 26.4 | 31.2 | 27.9 | 27.9 | 32.6 | 32.9 | 29.4 | 30.6 | 27.5 | 28.1 | 30.5 | 27.6 | 14.8 | 29.2 | 27.8 | 24.6 | 29.2 | 30.6 | 32.4 | 26.2 | 0
7453 | 32.6 | 23.3 | 29.5 | 31.1 | 28.3 | 28.5 | 27.8 | 27.9 | 28.6 | 34 | 33.3 | 32 | 34.2 | 27.9 | 25 | 25.6 | 27.9 | 31.2 | 28.5 | 29.4 | 33.7 | 27 | 24.4 | 30.2 | 32.7 | 30.7 | 32 | 28.2 | 26.8 | 32.1 | 27.1 | 30.3 | 31 | 30.2 | 31 | 34 | 32.6 | 29.8 | 30.1 | 27.3 | 31.5 | 28.2 | 28.9 | 33.7 | 33.8 | 29.5 | 31.3 | 27.8 | 28.9 | 31.4 | 28.9 | 14.3 | 30.2 | 27.9 | 24.2 | 29.2 | 31.6 | 32.7 | 26.4 | 0
7454 | 33.6 | 23.6 | 30 | 31.2 | 28.2 | 29.9 | 28 | 28.3 | 28.6 | 33.9 | 32.8 | 31.6 | 34.4 | 28 | 25.8 | 25.7 | 27.8 | 31.3 | 28 | 27.5 | 34.5 | 27.6 | 24.4 | 30.6 | 33.4 | 31.2 | 32.8 | 28 | 26.6 | 32 | 26.6 | 30.2 | 30.8 | 30.8 | 31.1 | 34.3 | 32.4 | 30.3 | 30.1 | 27.8 | 31.6 | 28 | 29.3 | 34.3 | 33.5 | 29.4 | 31.2 | 28 | 29 | 31.6 | 28.6 | 14.8 | 30.6 | 26.3 | 24.5 | 28.6 | 32.4 | 32.7 | 26.6 | 0
7455 | 33.9 | 23.5 | 30.3 | 30.2 | 28.1 | 28.7 | 28 | 28.7 | 28.4 | 33.7 | 32.2 | 30.2 | 34.7 | 28 | 27.5 | 26.3 | 26.5 | 30.8 | 26.9 | 25.1 | 34.4 | 26.9 | 22.2 | 29.6 | 33.2 | 31.2 | 33 | 27.4 | 26.3 | 32.5 | 25.7 | 29.8 | 30.5 | 31 | 31 | 34.4 | 31.7 | 29.6 | 30.1 | 27.8 | 31.9 | 27 | 29.8 | 34.3 | 33.6 | 28.3 | 30.8 | 26.7 | 29.2 | 33 | 26.9 | 14.9 | 32 | 26.1 | 24.9 | 27 | 32.5 | 32.8 | 25.7 | 0
7456 | 33.6 | 23.4 | 30.7 | 29.1 | 28.3 | 28.7 | 27 | 28.5 | 28.2 | 34.2 | 31.4 | 28.5 | 33.6 | 27.6 | 27.5 | 24.4 | 25.1 | 28.9 | 25.8 | 23 | 33.1 | 26.8 | 20.2 | 28.9 | 33 | 30.7 | 32.6 | 26.4 | 25.6 | 31.4 | 24.5 | 29.4 | 30.3 | 30 | 30 | 34.3 | 30.4 | 29.9 | 30.1 | 27.4 | 31.3 | 25.8 | 29.3 | 34.3 | 32.8 | 27.4 | 29.4 | 25.3 | 28.4 | 32.6 | 24.1 | 15.1 | 32.2 | 25.1 | 25.1 | 25.4 | 32.4 | 32.5 | 25 | 0
7457 | 32.8 | 26.1 | 29.8 | 27.3 | 27.5 | 27.9 | 26.1 | 27.9 | 27.5 | 33.4 | 31 | 26.6 | 31.8 | 27.2 | 26.8 | 22.1 | 23 | 26.6 | 24.4 | 21.1 | 31.6 | 26.4 | 17.4 | 27 | 30.4 | 30.2 | 32.2 | 25 | 25 | 30.6 | 23.4 | 28.6 | 28.9 | 29 | 28 | 32.3 | 29 | 28.8 | 29.7 | 25.5 | 30.7 | 24.2 | 28.1 | 33.8 | 31.4 | 26 | 27.6 | 23 | 27 | 31.8 | 21 | 14.4 | 32.6 | 25 | 25.3 | 23.6 | 29.8 | 31.6 | 24 | 0
7458 | 31.2 | 23.8 | 25.5 | 25.9 | 26.1 | 26.5 | 25.2 | 24.4 | 25.6 | 30.9 | 30.4 | 25.2 | 28.2 | 26.9 | 26.5 | 18.2 | 21.6 | 23.8 | 23.4 | 20.2 | 29.7 | 25.8 | 16.2 | 25.6 | 28.4 | 28.2 | 29.8 | 23.1 | 24.3 | 28.1 | 22.4 | 26.7 | 27.6 | 27.5 | 26 | 30.5 | 27.5 | 26.7 | 29.1 | 23.2 | 30.1 | 22.9 | 25.6 | 32.8 | 30 | 25 | 25 | 21.5 | 24.3 | 30.5 | 17.9 | 13.6 | 31.2 | 24.8 | 24.9 | 22.5 | 26.5 | 30.4 | 23.9 | 0
7459 | 29.2 | 22.2 | 24.5 | 24.4 | 24.8 | 25.5 | 24 | 22.3 | 25.2 | 29.3 | 29.9 | 24 | 24.5 | 26.7 | 25.5 | 18 | 20.3 | 22.4 | 22.5 | 19.8 | 28 | 25 | 14.9 | 23 | 27 | 26.1 | 27.1 | 21.1 | 23.7 | 26.7 | 21.7 | 25.5 | 27.2 | 26.9 | 24.4 | 29.1 | 26.4 | 25.5 | 28.5 | 21 | 28.7 | 21.7 | 23 | 30.8 | 29.2 | 23.6 | 22.7 | 19.8 | 21.8 | 29.2 | 15.6 | 12 | 30.1 | 24.8 | 24.9 | 21.6 | 24.5 | 29.7 | 23.6 | 0
7460 | 27.5 | 20.3 | 23 | 23.4 | 23.8 | 25.2 | 23.6 | 20.4 | 24.5 | 28.2 | 28.8 | 23.2 | 20.6 | 26.5 | 25.3 | 17.5 | 19.8 | 21.6 | 22 | 20 | 26.5 | 24.5 | 14.8 | 21 | 26.2 | 24.2 | 25.2 | 19.2 | 23.2 | 24.8 | 21 | 24.8 | 27.1 | 26.6 | 23.4 | 28.6 | 25.4 | 24.8 | 28.5 | 19.8 | 27.7 | 21 | 20.4 | 29.8 | 29 | 22.4 | 20.6 | 19 | 19.4 | 28 | 14 | 11 | 28.4 | 24.7 | 24.8 | 21.2 | 23 | 28.8 | 24 | 0
7461 | 26.1 | 19.4 | 20.4 | 22.3 | 23.1 | 24.5 | 22.9 | 18.8 | 24 | 26.8 | 27.6 | 22.5 | 18.4 | 26.2 | 23.4 | 16.4 | 19.2 | 20.8 | 21.5 | 20 | 25.3 | 24.2 | 13.8 | 18.2 | 25.2 | 23.2 | 24 | 17.8 | 22.9 | 24.7 | 20.5 | 24.2 | 25.7 | 27.2 | 22 | 27.7 | 24.9 | 23.9 | 27.5 | 18.7 | 27.1 | 20.4 | 19 | 28.8 | 28.4 | 20.9 | 19.7 | 18 | 18.4 | 27 | 13.2 | 10 | 28.1 | 24.6 | 24.8 | 20.6 | 21.7 | 28.7 | 23.8 | 0
7462 | 25.2 | 18.8 | 22.3 | 21.7 | 22.5 | 23.4 | 22.2 | 16.4 | 23.6 | 25.9 | 25.9 | 22.1 | 17 | 26 | 23.3 | 16.1 | 19.2 | 19.8 | 21.3 | 19.8 | 24.3 | 23.8 | 13.8 | 17 | 24 | 22.9 | 23.1 | 16.9 | 22.6 | 23.8 | 20.1 | 23.5 | 25.6 | 27.3 | 21.6 | 25.6 | 24.4 | 23.4 | 27.4 | 17.9 | 26.7 | 20.2 | 18 | 28.1 | 28 | 20.3 | 19.1 | 17.9 | 17.8 | 26.2 | 12.9 | 9.9 | 27.3 | 24.5 | 24.7 | 20.2 | 21 | 28.2 | 23.9 | 0
7463 | 24.7 | 18.6 | 21.4 | 21 | 22.1 | 22.5 | 21.6 | 15.4 | 22.9 | 24.6 | 24.5 | 21.6 | 17 | 25.9 | 23.3 | 15.7 | 18.8 | 19.3 | 20.8 | 19 | 23.3 | 23.5 | 13 | 16 | 23.2 | 22.7 | 23 | 16.6 | 22.4 | 23.6 | 19.8 | 23 | 24.8 | 27 | 21.1 | 24.5 | 24.2 | 22.8 | 27 | 17.1 | 26.5 | 20 | 18 | 27.8 | 27 | 20 | 19 | 17.6 | 18 | 25.5 | 12.8 | 9.8 | 27.4 | 24.5 | 24.8 | 19.6 | 20.3 | 28.2 | 23.6 | 0
7464 | 24.1 | 18.6 | 18.2 | 20.8 | 21.4 | 22.2 | 21 | 14.8 | 22.8 | 24.3 | 23.2 | 21.3 | 16.6 | 25.5 | 21.8 | 14.3 | 18.7 | 18.6 | 20.3 | 18.3 | 22.1 | 23 | 13.4 | 16.8 | 22.6 | 21.7 | 22.1 | 16.5 | 22 | 21.6 | 19.6 | 22.8 | 24.4 | 25.2 | 20 | 22.6 | 23.9 | 22.5 | 25.8 | 16.9 | 26.2 | 19.9 | 17.6 | 26.5 | 26.4 | 20.9 | 18.3 | 18 | 17.3 | 24.8 | 12.6 | 10.1 | 26.4 | 24.2 | 24.7 | 19.4 | 20 | 26.9 | 24 | 0
7465 | 24.1 | 17.7 | 18 | 20.1 | 21.1 | 22 | 20.7 | 14.7 | 27.5 | 24 | 22.6 | 20.9 | 16.3 | 25 | 21.8 | 14.5 | 17.9 | 18 | 19.5 | 15.8 | 21.8 | 22.8 | 12.9 | 16.8 | 21.9 | 21.3 | 21.6 | 16.2 | 21.7 | 20.5 | 19.5 | 22.4 | 24.2 | 23.2 | 19.6 | 22 | 23.7 | 22.3 | 25.9 | 16.6 | 25.7 | 19.4 | 17.3 | 25.8 | 26 | 21.5 | 17.4 | 17.5 | 16.6 | 24.1 | 12.4 | 9.5 | 26 | 24.2 | 24.6 | 18.9 | 19.4 | 26.8 | 24.1 | 0
7466 | 23.3 | 16.8 | 17.1 | 19.6 | 20.6 | 22 | 20.2 | 14.9 | 22.3 | 24 | 22.2 | 20.4 | 15 | 25.2 | 21.8 | 13.4 | 17.2 | 17.3 | 18.8 | 16.8 | 21.3 | 22.8 | 13 | 17 | 21.6 | 20.7 | 20.9 | 15.6 | 21.4 | 18.8 | 19.4 | 22.1 | 23.9 | 20.8 | 19.5 | 21.7 | 23.4 | 22 | 25.9 | 16 | 25.2 | 18.8 | 16.4 | 24.8 | 25.6 | 22.2 | 16 | 17.2 | 15 | 23.6 | 12 | 8.6 | 25 | 24.2 | 24.6 | 18.6 | 18.7 | 26.4 | 24.6 | 0
7467 | 22.7 | 16.5 | 15.4 | 18.7 | 20.5 | 22.1 | 19.9 | 15.3 | 22.1 | 23.5 | 22.2 | 19.6 | 14 | 25.2 | 21.8 | 13 | 16.1 | 16.8 | 18 | 18.7 | 20.4 | 22.8 | 11.7 | 15.5 | 21.5 | 20.7 | 20.6 | 14.7 | 21.3 | 19 | 19.3 | 21.9 | 23.6 | 19.6 | 19.4 | 21.2 | 23.3 | 21.4 | 25.9 | 15.9 | 25.1 | 17.9 | 15.9 | 24.2 | 25.4 | 21.7 | 15.1 | 16 | 14 | 22.9 | 11.8 | 7.1 | 25.4 | 24.2 | 24.5 | 18 | 18.2 | 26.1 | 24.5 | 0
7468 | 22.3 | 16.2 | 15 | 18.3 | 20.1 | 22.1 | 19.5 | 17.4 | 22 | 22.5 | 21.8 | 19 | 12.8 | 25.2 | 21.8 | 12.6 | 16.1 | 16.5 | 17.9 | 21.4 | 20.1 | 22.8 | 11.5 | 14.7 | 21.3 | 20.7 | 20.1 | 13.8 | 21.4 | 18.8 | 19.1 | 21.6 | 23.5 | 18.8 | 19.1 | 20.5 | 23 | 21.1 | 26 | 16.1 | 24.2 | 17.5 | 15.5 | 23.2 | 25.4 | 21 | 14.6 | 15.6 | 13.2 | 22.5 | 11.5 | 6.7 | 25.3 | 24.2 | 24.5 | 17.8 | 18 | 25.6 | 24.7 | 0
7469 | 21.7 | 15.8 | 13.8 | 17 | 20.1 | 22.1 | 19 | 17.6 | 22 | 22.5 | 22.3 | 19.4 | 13.2 | 25.1 | 21.8 | 12.7 | 17 | 16 | 18 | 24 | 19.5 | 22.8 | 11.8 | 14.4 | 20.8 | 20.2 | 19.7 | 14 | 21.6 | 18.6 | 19.4 | 21.3 | 23.4 | 23.4 | 18.8 | 21.5 | 22.4 | 20.9 | 26 | 15.5 | 23.7 | 17.2 | 15.4 | 21.8 | 25.1 | 17.4 | 17 | 14.2 | 15.8 | 22.5 | 9 | 7.4 | 24.4 | 24 | 24.4 | 17.8 | 17.6 | 25.2 | 23.6 | 0
7470 | 21 | 15.8 | 13.4 | 18.4 | 19.8 | 21.4 | 18.5 | 16.9 | 22 | 22.5 | 21.9 | 20.2 | 14.2 | 25.1 | 21.9 | 12.1 | 18.5 | 15.9 | 18.6 | 26.4 | 18.6 | 22.8 | 13.5 | 16.3 | 20.1 | 20.2 | 19.5 | 15 | 21.8 | 18.3 | 19.3 | 21.3 | 22.9 | 22.2 | 18.5 | 22.2 | 22.7 | 20.8 | 26 | 15 | 23.3 | 17.8 | 17.1 | 21.5 | 24.9 | 18.2 | 18.4 | 15.7 | 16.6 | 22 | 9.9 | 9.4 | 25 | 24 | 24.3 | 19.1 | 16.6 | 25.5 | 24.8 | 0
7471 | 20.6 | 15.9 | 13.1 | 20.3 | 19.8 | 20.7 | 18.4 | 16.9 | 22.5 | 22.2 | 22 | 21.4 | 16.8 | 25.1 | 22 | 11.5 | 20 | 15.8 | 20.6 | 28 | 17.8 | 22.8 | 15.2 | 19.4 | 20 | 19.7 | 19.1 | 16.8 | 22.1 | 19.1 | 19.7 | 21.3 | 23 | 21.3 | 18.5 | 21.6 | 23.8 | 20.5 | 26 | 14.9 | 23.1 | 18.8 | 19.8 | 20.8 | 24.9 | 19.4 | 20.6 | 18.2 | 18.7 | 21.4 | 12.3 | 12 | 25.5 | 24 | 24.2 | 20.6 | 16.6 | 26.2 | 25.8 | 0
7472 | 21.2 | 16.3 | 16 | 23.2 | 20.8 | 21.8 | 19 | 18.4 | 24.8 | 22.8 | 22.4 | 23.2 | 20 | 25.7 | 22.2 | 12.1 | 22.4 | 15.9 | 22.4 | 29.2 | 17.5 | 22.8 | 17.6 | 22.4 | 22.8 | 19.8 | 20 | 19.4 | 22.6 | 21 | 20.6 | 24 | 24.4 | 21.7 | 18.9 | 24.2 | 25 | 22.6 | 27.4 | 16.7 | 23.4 | 20.6 | 22.5 | 22.8 | 25.9 | 21.4 | 23 | 20.4 | 21 | 24.4 | 15.6 | 15 | 26.9 | 24.3 | 25.2 | 23 | 19.3 | 27 | 27 | 0
7473 | 25.8 | 15.1 | 23.1 | 25.5 | 22.5 | 25.1 | 20.6 | 23 | 27.7 | 23.4 | 23.3 | 25.2 | 24.5 | 26 | 22.5 | 17.9 | 23.9 | 21.1 | 24.8 | 29.6 | 18.7 | 23.6 | 19.4 | 25.7 | 26.7 | 22 | 25.1 | 21.8 | 23.2 | 23.7 | 22.4 | 26.7 | 25.3 | 21.7 | 22.7 | 28.1 | 26.9 | 24 | 28.6 | 18.4 | 26.6 | 22.5 | 25 | 26.1 | 28.6 | 23.2 | 25.4 | 22.8 | 24 | 27.4 | 19.7 | 16.9 | 27.5 | 26.3 | 26.9 | 25.1 | 23 | 27.6 | 27.6 | 0
7474 | 28.5 | 18.3 | 24.9 | 27.9 | 24.9 | 26.6 | 21.9 | 25.1 | 29.2 | 25.9 | 24.2 | 27.5 | 28.3 | 25.8 | 23.9 | 20.9 | 25.7 | 25.6 | 25.9 | 29.6 | 20.7 | 24.3 | 21.5 | 28.2 | 28.4 | 26.1 | 28.4 | 24.1 | 23.8 | 26.5 | 24.6 | 27.9 | 27.1 | 22.1 | 25.5 | 31 | 28.7 | 26.5 | 28.6 | 21.7 | 28.9 | 24.8 | 26.7 | 29.1 | 29.4 | 25.1 | 27.4 | 24.6 | 25.9 | 29.2 | 23.4 | 18 | 28.7 | 26.3 | 28 | 27.4 | 26.5 | 31.4 | 28.1 | 0
7475 | 31.5 | 21.3 | 26.4 | 29.4 | 27 | 27.8 | 23.6 | 26.1 | 30.4 | 28.5 | 25 | 29.6 | 32 | 25.8 | 24.8 | 23.7 | 26.6 | 29 | 26.8 | 28.8 | 23.7 | 24.6 | 23 | 30.2 | 30.5 | 29.2 | 29.8 | 25.6 | 24.4 | 29 | 26.8 | 29.5 | 27.9 | 21.4 | 27.9 | 32.5 | 30.4 | 28.3 | 28.9 | 24 | 31.4 | 26.6 | 27.8 | 31.2 | 30.9 | 26.4 | 29 | 26.2 | 27.4 | 31.2 | 26.4 | 17.8 | 29.4 | 28.3 | 29.1 | 29 | 29.5 | 33.6 | 28.4 | 0
7476 | 32.1 | 26.5 | 27.5 | 30.9 | 29 | 29.1 | 24.8 | 27.6 | 31 | 31.5 | 25.2 | 31.5 | 33.9 | 24.8 | 26.5 | 25 | 27.8 | 29.6 | 26.6 | 27.6 | 26.5 | 25.6 | 24.6 | 31 | 31.6 | 30.7 | 31.4 | 26.7 | 25 | 30.6 | 28 | 29.8 | 30 | 21 | 29.8 | 34 | 31.2 | 29 | 30.6 | 25.7 | 32.4 | 28.2 | 28.4 | 33.4 | 31.9 | 27.6 | 30.2 | 27 | 27.2 | 31.8 | 28 | 17.3 | 30.9 | 28.3 | 30.2 | 30.3 | 31.5 | 32.8 | 29 | 0
7477 | 32.6 | 27.8 | 28.8 | 31.4 | 28.3 | 29.3 | 25.4 | 28 | 30.6 | 31.6 | 25 | 32.6 | 35.1 | 24.7 | 26.4 | 26 | 27.9 | 30 | 27.1 | 25.6 | 28.6 | 26.8 | 25.1 | 31.6 | 32 | 32 | 32.4 | 27 | 25.3 | 31.4 | 28.2 | 30 | 30.3 | 19.8 | 30.4 | 34 | 31.6 | 29.3 | 30.6 | 26.2 | 33.4 | 28.9 | 29 | 33.7 | 33 | 28 | 31.1 | 27.8 | 27.1 | 32.8 | 28.6 | 16.4 | 31.6 | 28.3 | 30.4 | 30.2 | 32 | 33.1 | 29.2 | 0
7478 | 32.4 | 24.3 | 29.5 | 31.6 | 28.5 | 28.9 | 27.4 | 28.1 | 30.7 | 32.4 | 24.5 | 32.8 | 34.8 | 24.7 | 27.6 | 26.3 | 27.8 | 29.9 | 27.6 | 23.5 | 30.3 | 27.4 | 25 | 31.2 | 32.3 | 32.2 | 31.4 | 27 | 25.4 | 31.4 | 27 | 30.2 | 30.8 | 19.3 | 30.8 | 33.7 | 31.2 | 30 | 30.5 | 27 | 33.4 | 28.8 | 29.4 | 34.3 | 33.6 | 28 | 31.4 | 27.6 | 26.3 | 32.6 | 28 | 16 | 32.4 | 28.8 | 30.4 | 29.4 | 32.5 | 32.5 | 29.4 | 0
7479 | 32.4 | 24.5 | 30 | 30.5 | 28.7 | 28.4 | 27 | 29 | 29.9 | 33.9 | 24 | 31.8 | 34.3 | 24.8 | 28.4 | 25.6 | 26.3 | 29.9 | 29.1 | 21 | 30.5 | 27.4 | 23.3 | 30.8 | 32.2 | 31.8 | 31.2 | 26.3 | 25.1 | 30.9 | 25.3 | 29.5 | 30.7 | 18.5 | 30.5 | 32.3 | 30.7 | 29 | 28.7 | 27.1 | 33.7 | 27.7 | 29.5 | 34.4 | 32.9 | 27.1 | 31.2 | 27 | 26.3 | 32.8 | 26.8 | 15.4 | 31.7 | 28.8 | 29.9 | 27.3 | 32.5 | 32.2 | 28.8 | 0
7480 | 32.4 | 24.7 | 30.2 | 29.2 | 28.5 | 29.4 | 26.5 | 28.6 | 29.1 | 33.7 | 23.4 | 30.2 | 32.3 | 24.7 | 28.4 | 24.4 | 24.8 | 29 | 29.6 | 19 | 29.6 | 22.2 | 21.3 | 29.2 | 31.8 | 32 | 30.9 | 25.6 | 24.6 | 30.1 | 23.4 | 28.6 | 29.8 | 18.7 | 30 | 32.1 | 29.5 | 29.3 | 27 | 26.8 | 32.3 | 26.3 | 28.9 | 34.4 | 32.8 | 26 | 30.2 | 25.2 | 25.8 | 32.8 | 24.6 | 15.1 | 31.2 | 28.5 | 29.7 | 25.2 | 32.2 | 31.9 | 28 | 0
7481 | 31.6 | 24.8 | 28.9 | 27.1 | 27.9 | 28.6 | 25.4 | 27.1 | 28.3 | 33.3 | 22.9 | 28.2 | 30 | 24.8 | 28.1 | 22.1 | 22.6 | 25.8 | 29.4 | 17.3 | 28.7 | 22.6 | 18.8 | 27.4 | 31 | 31.7 | 31.1 | 24.4 | 23.8 | 29 | 22 | 27.7 | 29 | 18.6 | 28.4 | 31.4 | 28.6 | 27.5 | 27 | 25.1 | 30.9 | 24.6 | 27.4 | 34.1 | 31.9 | 24.4 | 28.6 | 23 | 25.2 | 31.7 | 21.8 | 14.4 | 29.7 | 28.3 | 29.5 | 23 | 29 | 31.3 | 26.8 | 0
7482 | 30 | 24.4 | 26.4 | 25.6 | 26 | 27.1 | 24.1 | 24.5 | 27.2 | 30.6 | 22.2 | 26.5 | 26.4 | 24.6 | 26.9 | 19.4 | 21.4 | 23.4 | 27 | 16.6 | 27.1 | 22.1 | 17.2 | 24.6 | 28.5 | 29.2 | 27.9 | 23.3 | 23 | 27.6 | 21.1 | 26.7 | 27.6 | 19 | 25.7 | 30.5 | 27.4 | 25.7 | 27 | 22.1 | 29.7 | 23.5 | 25.1 | 32.9 | 30.5 | 23.2 | 26.6 | 20.2 | 23.3 | 29.7 | 18.3 | 13.7 | 29 | 28 | 27.7 | 21.7 | 25.2 | 30.4 | 26.1 | 0
7483 | 28.3 | 23.3 | 22.6 | 23.7 | 24.7 | 24.8 | 23 | 23.1 | 26.5 | 29.2 | 21.6 | 25.2 | 23.2 | 24.6 | 26.9 | 18.1 | 20 | 21.3 | 24.4 | 16.4 | 25.5 | 22.1 | 15.8 | 22.4 | 26.6 | 26.2 | 25.5 | 21.8 | 22.4 | 26 | 21 | 25.6 | 26.9 | 18.2 | 24.1 | 30.5 | 26.6 | 24.5 | 26.9 | 20 | 28.7 | 22.5 | 22.8 | 30.9 | 29.3 | 22 | 24.7 | 18.5 | 21.4 | 28.2 | 15.1 | 12.6 | 27.7 | 26.8 | 27.4 | 20.7 | 23.2 | 29.7 | 25.4 | 0
7484 | 26.6 | 22.1 | 21.4 | 22.6 | 23.8 | 24 | 22.5 | 22.5 | 25.8 | 28.1 | 20.9 | 24.4 | 20 | 24.5 | 26.9 | 17.5 | 19.4 | 20.8 | 21.2 | 16.9 | 24.3 | 22.1 | 15.4 | 20.4 | 25 | 25.1 | 24.2 | 20.4 | 22 | 24.4 | 21 | 25 | 26.4 | 17.5 | 23 | 26.6 | 26 | 23.3 | 26.9 | 18.7 | 28.3 | 22 | 20.7 | 30.6 | 28.2 | 21.2 | 23.2 | 17.6 | 19 | 26.8 | 12.2 | 11.8 | 27 | 25.6 | 27.3 | 20.4 | 21.7 | 29 | 25.4 | 0
7485 | 25 | 20.1 | 22.2 | 21.2 | 23.2 | 22.8 | 22 | 20 | 25.1 | 27.2 | 20.6 | 23.8 | 18.4 | 24.5 | 25.3 | 16.6 | 18.4 | 19.9 | 19.8 | 17.2 | 23.6 | 22.1 | 14.8 | 19.7 | 24.1 | 24.5 | 23.6 | 18.8 | 21.8 | 23 | 21.1 | 24.3 | 25.8 | 16 | 21.9 | 26.4 | 26 | 23 | 27 | 18 | 27.4 | 21.4 | 19.5 | 29.9 | 27.4 | 20.3 | 22.4 | 18.3 | 17.9 | 26.2 | 10.6 | 10.9 | 25.6 | 25.2 | 26.8 | 19.8 | 20.8 | 28.7 | 25.2 | 0
7486 | 24.1 | 19.6 | 22 | 20.7 | 22.6 | 22.6 | 21.5 | 19.3 | 24.5 | 25.5 | 20.5 | 23.4 | 17.2 | 24.5 | 25.2 | 16.1 | 18.1 | 19.2 | 19.1 | 17.2 | 22.6 | 22.1 | 14.5 | 19.2 | 23.1 | 24.3 | 23 | 17.8 | 21.9 | 22 | 20.7 | 23.9 | 25.2 | 16 | 21.3 | 26.5 | 25.7 | 22.6 | 27 | 16.9 | 26.6 | 21.1 | 19.1 | 26.9 | 26.4 | 20 | 22 | 19.2 | 17 | 25.3 | 10 | 10.6 | 25.2 | 24.9 | 26.4 | 19.6 | 20.2 | 28.4 | 25.3 | 0
7487 | 22.8 | 18.4 | 20.9 | 20 | 22.5 | 22.3 | 21 | 19.2 | 24.2 | 24.9 | 20.9 | 22.8 | 17 | 24.5 | 24.8 | 15.7 | 17.6 | 18.8 | 19.8 | 16.5 | 21.5 | 22.1 | 13.8 | 19 | 22.7 | 23.8 | 22.3 | 17 | 22 | 21.6 | 20.2 | 23.5 | 24.9 | 17 | 20.5 | 26.5 | 25.6 | 22 | 27 | 16.8 | 26.2 | 20.6 | 19 | 25.4 | 25.6 | 19.6 | 21.6 | 20 | 17.2 | 24.5 | 10.4 | 10.3 | 24.6 | 25 | 26.4 | 19 | 19.8 | 27.7 | 25 | 0
7488 | 22 | 17.1 | 19.9 | 20 | 22.3 | 21.5 | 20.4 | 18.5 | 24 | 23.9 | 21.5 | 22.1 | 16.1 | 24.5 | 23.7 | 15.4 | 17.9 | 17.8 | 19.9 | 16 | 20.6 | 22.1 | 13.4 | 17.8 | 22.9 | 23.6 | 22 | 16.8 | 22.1 | 21.5 | 19.4 | 22.6 | 24.5 | 20.1 | 20 | 25.8 | 24.8 | 21.3 | 27 | 16.4 | 25.7 | 20.3 | 18.6 | 26.2 | 25 | 19.7 | 20.8 | 19.3 | 16.9 | 24 | 10.8 | 10.3 | 25.3 | 25 | 25.8 | 18.9 | 19.6 | 26.8 | 24.8 | 0
7489 | 21.7 | 16.9 | 18.6 | 19.5 | 22.2 | 21.3 | 19.9 | 17.5 | 23.5 | 23.6 | 22.2 | 21.2 | 15.4 | 24.4 | 23.7 | 15.4 | 17.7 | 17.3 | 20 | 13.6 | 19.7 | 22.1 | 12.5 | 16.4 | 22.4 | 21.7 | 21.8 | 16.3 | 22.1 | 21.5 | 19 | 22.6 | 24.3 | 23.1 | 20 | 25.4 | 24 | 21.3 | 27 | 16.1 | 24.4 | 19.6 | 17.8 | 25.9 | 24.9 | 19.3 | 19.7 | 17.9 | 16.8 | 23.2 | 11.1 | 9.6 | 25.4 | 24.9 | 25.6 | 18.4 | 19.2 | 26.4 | 24.1 | 0
7490 | 22.6 | 14.8 | 19.9 | 19 | 22.1 | 20.6 | 19.4 | 17.1 | 23.4 | 23.3 | 22.7 | 20.4 | 14 | 24.5 | 23.7 | 15 | 17.8 | 16.8 | 19 | 14.4 | 19.2 | 22 | 12 | 14.4 | 22.6 | 21.1 | 21 | 15.8 | 22 | 21.2 | 18.8 | 22.4 | 23.9 | 25.8 | 19.9 | 25 | 23 | 20.9 | 27 | 15.6 | 23.8 | 19 | 16.5 | 26 | 24.6 | 19 | 18.2 | 15.6 | 16 | 22.6 | 10.6 | 8.8 | 26 | 24.9 | 25.5 | 18.2 | 18.3 | 25.5 | 23.6 | 0
7491 | 22.1 | 13.7 | 20 | 17.8 | 21.7 | 20 | 19 | 16.6 | 23.1 | 22.7 | 22.9 | 19.6 | 13.3 | 24.5 | 21.6 | 14.3 | 17 | 16.7 | 18.4 | 16.5 | 18.6 | 21.6 | 11.2 | 13.4 | 23.4 | 21.1 | 20.3 | 14.8 | 21.8 | 20.5 | 19.1 | 22.1 | 23.5 | 26.2 | 20 | 25 | 22.5 | 20.3 | 26.2 | 14.8 | 23.3 | 18.1 | 15.3 | 25.8 | 23.8 | 18.2 | 17 | 14.1 | 15.7 | 22.2 | 9.9 | 7.5 | 25.3 | 24.8 | 25.2 | 17.6 | 17.8 | 24.8 | 23 | 0
7492 | 21 | 13.1 | 19.3 | 17.2 | 21.3 | 19.6 | 18.6 | 16.6 | 23 | 22.4 | 22.7 | 19.3 | 12.6 | 24.4 | 21.6 | 11.7 | 17 | 16.4 | 17.6 | 19.6 | 18.3 | 21.5 | 11.3 | 13.1 | 22.7 | 20.8 | 19.9 | 14.2 | 21.6 | 19.5 | 19.2 | 22 | 23.3 | 25.5 | 19.9 | 24.8 | 22.1 | 20 | 26.1 | 14.3 | 22.6 | 17.5 | 14.8 | 25.4 | 23.1 | 17.7 | 16.5 | 13.3 | 15.2 | 21.7 | 9 | 7 | 25.1 | 24.5 | 25.1 | 17.6 | 17.2 | 24.3 | 23.2 | 0
7493 | 20.9 | 13 | 16.5 | 15.4 | 21 | 19.3 | 18.1 | 16.5 | 22.2 | 22.3 | 20 | 19.8 | 12.4 | 24.3 | 21.4 | 14.2 | 16.2 | 16.3 | 18 | 23.2 | 17.7 | 21.3 | 12.2 | 16.4 | 21.5 | 20 | 19.2 | 13 | 19 | 19.8 | 17.8 | 22 | 23.3 | 17.2 | 19.9 | 24.6 | 24 | 19.5 | 26.1 | 14.3 | 22.1 | 17.4 | 16.1 | 24.1 | 22.4 | 16.4 | 20.4 | 13 | 14.5 | 21.3 | 10 | 7.6 | 21.2 | 24.5 | 24.9 | 17.6 | 17 | 23.8 | 24 | 0
7494 | 21 | 12.6 | 16.5 | 17 | 20.5 | 19 | 17.9 | 16.6 | 21.7 | 21.8 | 19.7 | 20.5 | 13.2 | 24.2 | 20.9 | 13.5 | 18.3 | 15.8 | 19.3 | 26.5 | 17.2 | 21 | 13.4 | 16.5 | 20.8 | 20.1 | 18.8 | 13.7 | 19.6 | 20.1 | 17.6 | 21.8 | 22.9 | 17.2 | 19.5 | 24.8 | 24.3 | 19 | 25.9 | 14.2 | 21.6 | 17.7 | 17.1 | 23.6 | 22.2 | 17 | 20.5 | 14.6 | 15.5 | 20.9 | 10.9 | 10.3 | 21.2 | 24.3 | 24.7 | 19 | 17 | 23.3 | 24.6 | 0
7495 | 20.8 | 12.6 | 15.5 | 19 | 20 | 19.1 | 17.9 | 16.2 | 22.5 | 21.5 | 20 | 21.8 | 16 | 24.3 | 20.9 | 13.4 | 20.5 | 15.8 | 21 | 29 | 16.7 | 21.1 | 15.2 | 17.9 | 21 | 19.7 | 18.1 | 15.3 | 20.6 | 21.1 | 18.5 | 21.8 | 22.4 | 17.1 | 19.4 | 24.8 | 25 | 18.6 | 25.9 | 13.5 | 21.4 | 18.8 | 18.9 | 23.9 | 22.4 | 18.7 | 21.4 | 17 | 17.9 | 20.7 | 12.7 | 13.6 | 21.9 | 24.3 | 24.8 | 21 | 17.6 | 22.4 | 25.5 | 0
7496 | 21.4 | 12.6 | 19.5 | 22.2 | 20.7 | 22.1 | 19.4 | 21.1 | 23.3 | 22.5 | 20.7 | 24 | 19.6 | 26.2 | 20.9 | 14.4 | 23 | 15.8 | 23 | 30.3 | 16.6 | 22 | 17.4 | 20 | 21.6 | 19.2 | 20.4 | 17.6 | 22.2 | 22.6 | 19.6 | 23.4 | 23.7 | 17.1 | 19.8 | 25.4 | 26.4 | 21.1 | 24.7 | 15.1 | 21.8 | 20.8 | 21.2 | 24.5 | 23.9 | 20.6 | 22.6 | 19.6 | 20.4 | 22.7 | 15 | 16.8 | 22.4 | 24.3 | 25.5 | 23 | 21 | 23 | 26.4 | 0
7497 | 25.6 | 20.3 | 25.6 | 24.7 | 23.1 | 24.9 | 21.3 | 22.3 | 26 | 24.7 | 22.3 | 26.3 | 24.3 | 28 | 21 | 17.8 | 24.6 | 19.2 | 24.7 | 30.6 | 18.2 | 23.6 | 19.7 | 23.1 | 26.9 | 21.6 | 23 | 20.6 | 23.8 | 24.4 | 21.8 | 27.2 | 25.9 | 17.2 | 22.7 | 26.7 | 27.6 | 24 | 23.1 | 19 | 24.6 | 22.9 | 23.4 | 26.8 | 26.8 | 23.2 | 24.6 | 22 | 23.5 | 26.7 | 18 | 18.5 | 23.8 | 26.6 | 27.2 | 24.8 | 24 | 26.4 | 26.9 | 0
7498 | 27.6 | 22.1 | 27.3 | 27.4 | 25.2 | 27.1 | 23.8 | 23.6 | 27.1 | 27 | 24.2 | 28.7 | 28.2 | 29 | 21.4 | 20.8 | 26.3 | 24.2 | 26.3 | 30 | 20 | 25 | 21.7 | 26 | 28.6 | 26.4 | 22.2 | 23.4 | 25.3 | 26.3 | 23.6 | 27.8 | 26.2 | 17.5 | 26.2 | 28.6 | 28.9 | 25.7 | 23.1 | 22.4 | 27.1 | 25 | 25.3 | 29.5 | 28.6 | 25.3 | 26.6 | 23.8 | 25.9 | 28.8 | 21 | 18.8 | 25.1 | 28.3 | 28.3 | 25.9 | 27.5 | 30 | 27.1 | 0
7499 | 30.4 | 24.1 | 28.3 | 29 | 27.4 | 28.1 | 25.3 | 25.3 | 29.1 | 30.1 | 26.2 | 30.6 | 31.4 | 30.2 | 21.6 | 23.4 | 27.2 | 27.6 | 27.2 | 28.9 | 23.2 | 25.8 | 23.4 | 28.6 | 29.7 | 29.1 | 31.1 | 26 | 26.4 | 28 | 25.4 | 29.2 | 26.5 | 17.8 | 29.1 | 29.9 | 29.6 | 27.4 | 23.2 | 25.3 | 30.1 | 26.4 | 26.8 | 31.9 | 30.1 | 27.4 | 28.6 | 25 | 28 | 30.5 | 24 | 17.8 | 27.2 | 26.2 | 29.5 | 26.4 | 29.5 | 32.4 | 26.8 | 0
7500 | 32.8 | 25.8 | 29.2 | 30.7 | 28.8 | 28.3 | 25.9 | 26.7 | 30.2 | 31.5 | 27.7 | 32.1 | 32.8 | 30.8 | 23.1 | 24.7 | 28.4 | 29.4 | 27.9 | 27.3 | 26.9 | 26.6 | 24.4 | 29.9 | 30.9 | 30.5 | 32.2 | 27.5 | 27.2 | 29.5 | 26 | 28.8 | 26.8 | 18.2 | 30.1 | 29.8 | 30.2 | 28.5 | 24.1 | 26.7 | 31.2 | 27.3 | 28 | 33.3 | 32 | 28.4 | 29.8 | 25.7 | 28.9 | 31.5 | 26.2 | 16.8 | 28.9 | 27.5 | 30.8 | 26.3 | 31.5 | 33.6 | 26.6 | 0
7501 | 33.2 | 26.5 | 29.6 | 31.1 | 28 | 29.4 | 26.2 | 27.6 | 30.4 | 32.6 | 28.7 | 32.7 | 33.5 | 31.2 | 23.4 | 24.7 | 28.7 | 29.9 | 28 | 25.4 | 28.6 | 27.6 | 24.6 | 30.5 | 31.6 | 31.9 | 32.2 | 28.1 | 27.5 | 30.4 | 26.4 | 30.2 | 27.5 | 18.4 | 30.6 | 30.2 | 30.3 | 29.1 | 24.1 | 27.3 | 31.9 | 27.6 | 28.9 | 34.3 | 32.2 | 29.1 | 30.6 | 26 | 29.6 | 32 | 27.8 | 16 | 30.9 | 28.3 | 31.1 | 26.1 | 32.4 | 33.6 | 26.3 | 0
7502 | 33.8 | 27.1 | 30.1 | 31.4 | 28.2 | 29.4 | 26.6 | 28.1 | 30.1 | 34.1 | 29 | 32.6 | 33.2 | 31.9 | 23.1 | 25.2 | 28.6 | 30.2 | 27.8 | 23.2 | 29.5 | 28.1 | 24 | 30.2 | 32.2 | 31.9 | 33.1 | 27.6 | 27.6 | 31 | 26 | 30.1 | 27.1 | 18.4 | 31 | 29.8 | 30.4 | 29.3 | 24.8 | 27.6 | 32.7 | 27.4 | 29.6 | 34.5 | 32.7 | 28.8 | 30.6 | 26 | 29.6 | 32.5 | 28 | 16 | 32 | 28.3 | 31.5 | 25.8 | 32.8 | 33.3 | 26.4 | 0
7503 | 34 | 27 | 30 | 30.2 | 28.3 | 29.2 | 27.3 | 28.7 | 29.6 | 34.1 | 29 | 31.6 | 32.9 | 32 | 23.4 | 25 | 26.9 | 29.9 | 27 | 20.7 | 29.4 | 28.7 | 22.9 | 29.8 | 31.9 | 32.2 | 32.8 | 26.5 | 27.1 | 30.9 | 26 | 30.2 | 27.2 | 18.1 | 30.8 | 29.6 | 30.2 | 29.4 | 25.5 | 27.9 | 32.6 | 26.7 | 29.7 | 34.3 | 33.2 | 28.5 | 30.4 | 25.6 | 29.7 | 32.1 | 27.3 | 16.1 | 32.8 | 26.8 | 31.7 | 25.6 | 33 | 32.8 | 26.5 | 0
7504 | 33.9 | 27 | 30 | 29.1 | 28.6 | 29.4 | 26.2 | 28.1 | 29 | 33.2 | 28.4 | 30.2 | 31.6 | 32 | 23.2 | 24.2 | 25 | 29 | 26 | 18.4 | 29.4 | 28.8 | 21.5 | 28.6 | 31.2 | 31.9 | 32.8 | 24.9 | 26.5 | 30.2 | 25.4 | 30 | 27 | 17.9 | 30.6 | 29.7 | 30 | 28.9 | 25.5 | 27.6 | 33.1 | 25.8 | 29.1 | 33.8 | 33.2 | 27.3 | 29.5 | 24.5 | 28.8 | 31.4 | 25 | 16.2 | 32.2 | 26.8 | 31.3 | 25.2 | 32.7 | 32.5 | 26.7 | 0
7505 | 33.4 | 25.8 | 29.5 | 27.2 | 28 | 29 | 25.4 | 26.5 | 27.7 | 32.6 | 27.6 | 28.6 | 30 | 31.1 | 23.1 | 23 | 22.4 | 26.4 | 24.6 | 16.5 | 28.4 | 28.1 | 20.2 | 27.2 | 30.5 | 31.8 | 32 | 23.2 | 25.4 | 28.8 | 25 | 28.8 | 26.6 | 17.8 | 29.6 | 28.6 | 29.4 | 27.7 | 25.5 | 26.1 | 32 | 24.6 | 27.4 | 33 | 30.7 | 26.2 | 28.4 | 23 | 27.4 | 31 | 22 | 15.4 | 31 | 26.6 | 28.5 | 24.8 | 30 | 31.8 | 26.6 | 0
7506 | 31.1 | 22.8 | 27.1 | 26.1 | 26.1 | 27.5 | 24.2 | 23.1 | 26.6 | 30.9 | 26.3 | 27.3 | 27 | 28.3 | 23.1 | 21.1 | 20.8 | 24.2 | 23.3 | 15.4 | 26.5 | 27.1 | 19.3 | 24.9 | 27.7 | 28.9 | 29.3 | 21.4 | 24.3 | 27 | 23.7 | 26.6 | 25.9 | 18 | 27.2 | 28.1 | 28.7 | 25.2 | 25.1 | 22.3 | 30.9 | 23.4 | 24.9 | 30.8 | 29.2 | 24.7 | 26.8 | 21.2 | 24.8 | 29.5 | 18.2 | 14.1 | 28.8 | 26.1 | 28 | 24.1 | 26.6 | 30.6 | 26.4 | 0
7507 | 27.6 | 21.2 | 25.2 | 24.3 | 24.6 | 25.4 | 23.3 | 21.5 | 26.4 | 29 | 25 | 25.9 | 23.9 | 28.3 | 22.9 | 19.3 | 19.4 | 22.1 | 22.1 | 15 | 24.6 | 26.6 | 18.8 | 22.6 | 25.2 | 26.6 | 26.1 | 20.1 | 22.9 | 24.9 | 22.7 | 25.3 | 25.4 | 18.3 | 25.7 | 27.5 | 27.6 | 24.2 | 24.6 | 19.9 | 29 | 21.9 | 22 | 29.2 | 28.3 | 24 | 25.4 | 19.5 | 22.3 | 28.3 | 14.9 | 12.2 | 27 | 25.9 | 27.9 | 23.3 | 25.4 | 29.6 | 25.9 | 0
7508 | 25.4 | 20.1 | 24.1 | 23 | 23.6 | 23 | 22.6 | 19.1 | 25.3 | 27.7 | 23.4 | 25 | 20.6 | 27.8 | 22.9 | 18.6 | 19.2 | 21.4 | 21.2 | 15.1 | 23.1 | 26.1 | 18.6 | 20 | 23.3 | 24.9 | 25.1 | 19 | 21.8 | 23 | 21.4 | 24.8 | 24.9 | 18.6 | 24.6 | 27.3 | 26.4 | 23.2 | 24.6 | 18.7 | 28 | 20.8 | 19.4 | 29.2 | 25.7 | 23.6 | 24 | 18.4 | 19.8 | 27 | 12.2 | 10.6 | 25.6 | 25.6 | 22.3 | 22.4 | 24.5 | 29 | 25.4 | 0
7509 | 24.1 | 18.8 | 23 | 21 | 22.9 | 22.6 | 22.2 | 18.5 | 24.7 | 26.8 | 22.2 | 24 | 18.5 | 27.5 | 21.9 | 17.1 | 18.8 | 20.4 | 20.5 | 15.2 | 22.2 | 25.3 | 18.4 | 18.4 | 23.9 | 24.4 | 24 | 18.4 | 20.8 | 21.5 | 21 | 24.2 | 25.1 | 18.6 | 23.8 | 27 | 25.1 | 22.8 | 24.6 | 17.3 | 27.2 | 19.9 | 17.6 | 27.8 | 27.1 | 24.2 | 23.3 | 17.9 | 18.7 | 26 | 11.1 | 9.4 | 25.5 | 25.6 | 22.3 | 21.8 | 23.6 | 28.1 | 24.9 | 0
7510 | 23.8 | 17.6 | 21.6 | 19.8 | 22.5 | 22.7 | 21.8 | 17.3 | 24.5 | 26.6 | 21 | 23.4 | 17.1 | 27.4 | 21.9 | 16.7 | 18.9 | 19.9 | 20.2 | 15 | 22 | 24.8 | 17.9 | 17.2 | 23.3 | 23 | 24.5 | 17.9 | 20.3 | 20.7 | 20.5 | 23.5 | 25.2 | 18.4 | 22.6 | 26.4 | 24.3 | 22.6 | 24.7 | 16.8 | 26.7 | 19.6 | 16.9 | 28.3 | 25.8 | 24.5 | 22.6 | 17.9 | 17.9 | 25.2 | 10.7 | 9.3 | 25.4 | 25.6 | 22.5 | 21.2 | 22.7 | 27.7 | 24.7 | 0
7511 | 24 | 17 | 20.5 | 18.4 | 21.9 | 22.7 | 21.1 | 17.7 | 24.1 | 26.6 | 20.4 | 22.8 | 16.8 | 27 | 22.1 | 16.2 | 18.4 | 19.1 | 19.8 | 14.4 | 21.8 | 24.3 | 17 | 17 | 21.6 | 22.2 | 23.7 | 17.4 | 20 | 20.4 | 20.6 | 22.8 | 25.3 | 18 | 22.2 | 25.9 | 24 | 22 | 24.7 | 16.3 | 26.2 | 19.6 | 17 | 27.8 | 24.7 | 24.6 | 22.4 | 17.8 | 18 | 24.5 | 11 | 9.4 | 25.6 | 25.1 | 22.8 | 20.6 | 22.2 | 27.1 | 24.6 | 0
7512 | 22.7 | 16.1 | 20.6 | 18.2 | 21.1 | 21.1 | 20.5 | 17.1 | 24.4 | 26.6 | 19.9 | 22.5 | 16.2 | 26.7 | 23.4 | 15.7 | 18.1 | 18.9 | 19.5 | 13.8 | 21.8 | 24 | 15.7 | 16.9 | 19.8 | 22.8 | 21.7 | 16.5 | 20.1 | 20.6 | 20.1 | 22.3 | 25.3 | 17.6 | 21.1 | 25.7 | 24.4 | 20.8 | 24.6 | 15.6 | 25.9 | 20 | 17.4 | 27.8 | 23.7 | 23.2 | 21.9 | 17.3 | 17.4 | 23.6 | 11 | 9.7 | 24.8 | 24.8 | 22.8 | 19.8 | 21.2 | 26.5 | 24.8 | 0
7513 | 24 | 15.7 | 20.3 | 17.6 | 20.9 | 20.3 | 20.1 | 15.6 | 23.8 | 25.7 | 20 | 21.9 | 15.8 | 26.6 | 23.3 | 15.3 | 17.1 | 18.4 | 19 | 13 | 21 | 23.6 | 14.2 | 17.2 | 19.1 | 21.6 | 22.3 | 15.6 | 20.1 | 20.8 | 19.8 | 22.2 | 25.3 | 17.3 | 21.1 | 24.3 | 24.7 | 20.6 | 24.6 | 14.8 | 25.4 | 20.1 | 17.6 | 28.3 | 23.1 | 21.5 | 21.6 | 16.1 | 16.8 | 22.9 | 10.9 | 9.1 | 23.9 | 24.8 | 22.9 | 18.9 | 20.7 | 25.5 | 24.7 | 0
7514 | 22.7 | 15.6 | 20.3 | 17.4 | 20.5 | 20.1 | 19.9 | 14.6 | 23.6 | 25.6 | 20 | 21.4 | 14.6 | 26.5 | 23.3 | 14.5 | 16.4 | 18 | 18.4 | 14.2 | 20.1 | 23.5 | 12.8 | 17 | 18.8 | 21.2 | 24.1 | 14.4 | 20 | 20.8 | 19 | 21.8 | 25.2 | 17.2 | 20.7 | 24 | 25 | 20.6 | 24.6 | 14.4 | 24.9 | 19.8 | 17.3 | 27.8 | 22.9 | 19 | 21 | 14.6 | 15.4 | 22.4 | 10.2 | 8.2 | 22.4 | 24.8 | 23 | 17.8 | 20.6 | 25.1 | 24.6 | 0
7515 | 23.9 | 15 | 20.3 | 16.2 | 20.5 | 19.3 | 19.6 | 13.9 | 23.2 | 25 | 20.2 | 20.6 | 13.6 | 26.3 | 21.9 | 14.9 | 15.4 | 17.9 | 17.7 | 16.9 | 19.6 | 23.3 | 11.9 | 16.9 | 18.5 | 20.9 | 24.1 | 13.5 | 19.5 | 20.4 | 18.6 | 21.6 | 24.8 | 17.2 | 19.7 | 24 | 24.7 | 20.2 | 24.6 | 13.9 | 24.3 | 18.9 | 16.6 | 27.3 | 22.3 | 17.4 | 20.7 | 13.2 | 14.6 | 21.9 | 9.8 | 6.9 | 21.7 | 24.8 | 23.1 | 17.1 | 20.2 | 25.1 | 24.2 | 0
7516 | 23.2 | 14.7 | 20.6 | 15.7 | 20.1 | 18.5 | 19.3 | 12.8 | 23.1 | 23.8 | 20.1 | 20 | 12.4 | 25.8 | 21.9 | 14.6 | 15.5 | 17.6 | 17.6 | 21 | 19.2 | 22.8 | 11.7 | 16.4 | 17.8 | 20.6 | 24 | 12.9 | 19.2 | 20 | 17.9 | 20.9 | 24.4 | 17.2 | 19.2 | 23.8 | 24.4 | 19.8 | 24.6 | 13.8 | 24.3 | 18 | 16.1 | 27.3 | 22.2 | 16.2 | 20.3 | 12.5 | 13.9 | 21.5 | 9.5 | 6.6 | 21 | 24.8 | 23.3 | 16.9 | 19.4 | 25.2 | 24 | 0
7517 | 22.3 | 14.5 | 20.4 | 15.4 | 19.7 | 17.7 | 19 | 12.1 | 23.1 | 23.6 | 16.4 | 20.2 | 12.6 | 25.5 | 21.9 | 14.5 | 17.2 | 17.4 | 17.8 | 24.6 | 18.9 | 22.6 | 16 | 15.4 | 17.4 | 20 | 22.7 | 14 | 17 | 17.4 | 18.4 | 20.8 | 24 | 17.9 | 18.7 | 23.3 | 23 | 19.4 | 24.6 | 13.3 | 24.4 | 17.8 | 13.4 | 27.3 | 22.2 | 21.2 | 20 | 13.6 | 15 | 21 | 7.2 | 9.4 | 18.8 | 24.8 | 23.3 | 19 | 18.5 | 24.5 | 23.2 | 0
7518 | 21.9 | 14.1 | 18.4 | 17 | 19.6 | 17.2 | 18.6 | 12.2 | 23 | 22.8 | 16 | 20.8 | 13.6 | 25.4 | 21.5 | 13.8 | 18.6 | 17.2 | 19.3 | 27.5 | 18.4 | 22.5 | 16 | 16 | 17.2 | 19.9 | 21.3 | 14.8 | 18.5 | 17.3 | 19.2 | 20.5 | 24.2 | 17.8 | 18.1 | 22.9 | 23.1 | 19.2 | 24.7 | 13 | 24.7 | 18.5 | 14 | 26 | 22.1 | 21.5 | 20.9 | 15.4 | 16.8 | 20.4 | 8.4 | 10.5 | 17.6 | 24.6 | 23.3 | 19.2 | 18 | 23.8 | 24 | 0
7519 | 20.6 | 13.7 | 18.5 | 19.1 | 19.4 | 17 | 18.7 | 13.6 | 24.4 | 22.5 | 16.8 | 21.9 | 16.3 | 25.7 | 21.7 | 13.3 | 19.7 | 16.9 | 21 | 28.8 | 18.1 | 22.5 | 16.1 | 18.1 | 16.9 | 19.8 | 19.1 | 16.5 | 20.7 | 18.4 | 19.7 | 20.8 | 24.3 | 17.9 | 17.9 | 22.6 | 23.9 | 18.8 | 24.7 | 12.6 | 25.4 | 19.6 | 16.3 | 25 | 22.2 | 22.4 | 22.7 | 17.5 | 19.4 | 20.2 | 11.2 | 11.2 | 18.4 | 24.6 | 23.5 | 19.2 | 18.3 | 23.5 | 25.3 | 0
7520 | 20.7 | 13.7 | 20 | 22.2 | 20.1 | 19.5 | 19.7 | 17.4 | 22.9 | 22.5 | 17.4 | 23.8 | 20 | 27.3 | 21.8 | 13.9 | 21.4 | 17.4 | 23.4 | 29.5 | 17.9 | 23 | 16.4 | 20.4 | 18.5 | 19.4 | 20 | 18.4 | 23.4 | 20.6 | 20 | 22.6 | 24.4 | 18 | 18.6 | 24.2 | 24.8 | 19.4 | 24.6 | 12.6 | 26.1 | 21.4 | 18.4 | 25.3 | 23.4 | 24.4 | 25 | 20 | 22.4 | 22.1 | 14.4 | 11.6 | 19.4 | 25 | 23.8 | 19.6 | 20.5 | 23.1 | 26.8 | 0
7521 | 24.9 | 14.9 | 23.9 | 24.8 | 22.8 | 24.5 | 21.8 | 22.4 | 27.6 | 25.1 | 19.9 | 25.8 | 24.4 | 28.3 | 23 | 18.5 | 22.2 | 20.3 | 25.2 | 29.3 | 19.2 | 24.3 | 16.8 | 23.9 | 25 | 22.5 | 23.6 | 21 | 25.5 | 23.7 | 19.7 | 26 | 24.6 | 18.4 | 21.4 | 28.3 | 26.4 | 24.5 | 24.4 | 18.4 | 28.3 | 23.3 | 22 | 26.9 | 27.5 | 26.2 | 27.3 | 21.9 | 25 | 26.2 | 18.5 | 11.2 | 22.7 | 26.1 | 25.7 | 19.6 | 23.5 | 24.5 | 27.7 | 0
7522 | 28.1 | 18.4 | 27.3 | 27.4 | 25 | 26.5 | 23.6 | 24.4 | 28.8 | 28.6 | 22.2 | 28.3 | 28.1 | 29.5 | 24.2 | 20.3 | 23.3 | 25.4 | 26.9 | 29.2 | 21 | 25.2 | 17.1 | 26.7 | 27.8 | 27.5 | 26.7 | 23.4 | 27.1 | 26.8 | 19.5 | 29.5 | 24.5 | 18.8 | 24.5 | 29.8 | 27.9 | 26.7 | 24.4 | 22.9 | 30.4 | 25.3 | 24.6 | 29.8 | 29.3 | 28.1 | 29 | 23.7 | 27.3 | 29 | 22 | 10.7 | 25.4 | 27.2 | 27.3 | 19.7 | 26.3 | 27.7 | 28.2 | 0
7523 | 30.7 | 21 | 28.8 | 29 | 27.1 | 27.5 | 25.1 | 25.9 | 29 | 30.1 | 25.4 | 30.4 | 31 | 30.9 | 25.2 | 22.5 | 23.8 | 27.9 | 27.8 | 28.6 | 25.7 | 26 | 17.4 | 29.2 | 29.3 | 30 | 30 | 26 | 27.8 | 29.6 | 19 | 29.6 | 24.4 | 19.4 | 26.1 | 30.9 | 29.4 | 28.5 | 24.4 | 26 | 32.6 | 27 | 27.6 | 31.5 | 31.3 | 29 | 30 | 25 | 28.7 | 29.9 | 25.2 | 10 | 28.8 | 27.6 | 29 | 19.6 | 29 | 30.4 | 27.8 | 0
7524 | 33 | 22.7 | 29.2 | 30.6 | 28.5 | 27.6 | 26.1 | 26.9 | 29.6 | 32.6 | 27.2 | 32.4 | 32.4 | 31.9 | 26.3 | 24.6 | 24.7 | 29.4 | 28.7 | 28 | 28.2 | 27.7 | 17.5 | 29.9 | 30.3 | 31.2 | 32.5 | 27.7 | 28.3 | 31.5 | 18.9 | 30.5 | 24.5 | 19.7 | 27.6 | 30.8 | 30.1 | 29.3 | 24.5 | 27.3 | 34.1 | 28.3 | 28.8 | 33.4 | 32 | 29.7 | 30.4 | 26.2 | 29.8 | 30.7 | 27 | 9.9 | 30.2 | 28.7 | 30.6 | 19.8 | 31 | 32.3 | 27.2 | 0
7525 | 33.1 | 24.1 | 30.6 | 31 | 28.4 | 28.6 | 26.3 | 27.4 | 29.5 | 33.8 | 29.1 | 33.2 | 32.9 | 32.9 | 26.4 | 26.5 | 24.7 | 29.9 | 28.7 | 26.4 | 28.8 | 28.2 | 17.4 | 30.2 | 30.2 | 31.9 | 32.4 | 29 | 28.3 | 32.6 | 18.8 | 30.7 | 24.7 | 20 | 28.1 | 30.9 | 30.4 | 29.7 | 24.5 | 27.7 | 34.9 | 28.6 | 30.2 | 34 | 33.1 | 29.5 | 30.4 | 26.8 | 30.1 | 31.4 | 28.1 | 10.1 | 31.7 | 29.3 | 31.1 | 19.7 | 31.6 | 32 | 26.4 | 0
7526 | 33.2 | 24.3 | 31 | 31.2 | 28.4 | 29.1 | 26.5 | 27.9 | 29.5 | 33.1 | 29.6 | 33.2 | 32.6 | 32.5 | 26.5 | 26.5 | 24.6 | 30.9 | 28.6 | 24.4 | 29.1 | 29.2 | 17.1 | 29.4 | 30.6 | 31.9 | 34.2 | 29.2 | 28.4 | 33 | 18.8 | 30.5 | 24.8 | 20 | 28.1 | 31 | 30 | 30.7 | 24 | 28.4 | 33.8 | 28.2 | 30.4 | 34.5 | 33 | 29.4 | 30.4 | 27 | 30 | 31.8 | 27.8 | 10.8 | 31.8 | 29.1 | 31.6 | 19.8 | 32.2 | 32.4 | 26 | 0
7527 | 33.2 | 24.3 | 31.2 | 30.1 | 28.5 | 29.2 | 26.2 | 28 | 29.4 | 33.1 | 30.5 | 31.9 | 32.1 | 31.9 | 27.3 | 25.7 | 23.3 | 30.9 | 27.4 | 21.3 | 29 | 29.7 | 16.8 | 29 | 30.3 | 32 | 33.2 | 28.9 | 27.9 | 33 | 18.4 | 30.2 | 25.1 | 20 | 28.1 | 30.4 | 29.6 | 30.4 | 23.7 | 28.2 | 32.5 | 26.8 | 31.2 | 34.8 | 32.4 | 28.8 | 30.5 | 26.1 | 29.1 | 31.5 | 27 | 11.2 | 32.8 | 29.8 | 32 | 19.5 | 32.2 | 31.2 | 25.6 | 0
7528 | 33.2 | 23.9 | 31.1 | 28.9 | 28.6 | 28.6 | 26.2 | 28.3 | 28.5 | 32.6 | 29.7 | 30.3 | 30.8 | 30.9 | 27.2 | 23.8 | 22.1 | 30 | 26.3 | 18.6 | 27.8 | 29.7 | 16.5 | 27.9 | 29.8 | 31.7 | 33.1 | 27.3 | 27.3 | 32.4 | 18.1 | 29.7 | 25.1 | 20 | 27.6 | 29.3 | 28.7 | 29.3 | 23.7 | 27.8 | 32.6 | 25.2 | 30.2 | 34.1 | 31.4 | 28.3 | 30.4 | 24.7 | 27.7 | 31 | 24.8 | 11.6 | 32.2 | 29.6 | 32.1 | 19.4 | 32.1 | 30.8 | 25.5 | 0
7529 | 32.7 | 26.4 | 30.2 | 27.1 | 27.1 | 27.7 | 25.3 | 27.5 | 27.3 | 32.2 | 29.1 | 28.4 | 29 | 29.6 | 26.8 | 22.3 | 20.6 | 27.9 | 24.6 | 16.2 | 26.9 | 29 | 16.4 | 27 | 28.8 | 31 | 32 | 25.4 | 26 | 31.4 | 17.6 | 28.2 | 25 | 20 | 26.5 | 28.3 | 28 | 28.3 | 23.5 | 26.2 | 30.8 | 23.4 | 29 | 34.1 | 31 | 27.5 | 30 | 22.8 | 25.6 | 30 | 22 | 11.4 | 31.8 | 29 | 31.4 | 19 | 30 | 30.4 | 25.2 | 0
7530 | 30.2 | 24.7 | 26.4 | 25.8 | 25.3 | 25.8 | 24.1 | 24.9 | 22.6 | 30.6 | 26.9 | 27.1 | 26.3 | 29 | 26.3 | 19.8 | 20.2 | 25.4 | 23.5 | 15.4 | 25.1 | 27.9 | 16.4 | 25.1 | 26.4 | 29 | 29.1 | 22.8 | 24.7 | 29.7 | 17.4 | 26.1 | 24.9 | 19.9 | 24.2 | 27 | 27 | 26.2 | 23.5 | 21.6 | 29.6 | 22.1 | 25.8 | 32.6 | 29.8 | 26.8 | 28.9 | 21.2 | 23.6 | 28.5 | 18.2 | 11.2 | 29.4 | 27.5 | 30.6 | 18.9 | 26.6 | 29.8 | 25 | 0
7531 | 26.7 | 22.6 | 23.7 | 24.1 | 24.3 | 25 | 23.5 | 21.3 | 26.5 | 28.8 | 25.4 | 26 | 23.4 | 28.6 | 26.3 | 18.2 | 19.7 | 28.9 | 22.1 | 15.6 | 23.2 | 26.4 | 16.4 | 23.5 | 24.8 | 27.3 | 25.8 | 20.7 | 23 | 27.5 | 17.2 | 24.7 | 24.5 | 19.9 | 22.5 | 26.4 | 26.3 | 25.2 | 23.5 | 19.3 | 28.6 | 21.2 | 23.3 | 30.4 | 28.7 | 25.4 | 27.3 | 19.9 | 21.5 | 27.5 | 15 | 10.7 | 27.6 | 26.8 | 29.1 | 18.6 | 25 | 29.4 | 24.5 | 0
7532 | 24.9 | 21.2 | 23.1 | 23 | 23.5 | 23.2 | 23.1 | 19.8 | 26.2 | 27.6 | 23.6 | 25.4 | 20.4 | 28.6 | 25.8 | 17.5 | 20 | 22.9 | 21.4 | 16.8 | 21.6 | 25.2 | 16.4 | 21.4 | 24.3 | 26.1 | 24.1 | 19 | 21.6 | 25 | 17.2 | 23.5 | 23.9 | 19.8 | 22 | 26.4 | 25.6 | 24.4 | 23.5 | 17.8 | 28.1 | 20.8 | 20.6 | 28.4 | 27.6 | 24.2 | 25.4 | 19.4 | 20 | 26.2 | 12.2 | 10.4 | 25.2 | 26.2 | 26.7 | 18.6 | 23.6 | 29.2 | 24.2 | 0
7533 | 23.5 | 20.3 | 20.9 | 21.5 | 22.7 | 21.8 | 22.5 | 20.4 | 26 | 27.1 | 23.4 | 24.6 | 18.4 | 28.4 | 24.9 | 17 | 19.6 | 22.2 | 20.4 | 17.4 | 20.6 | 24.4 | 16.3 | 20.3 | 23 | 25 | 26.9 | 18.4 | 20.3 | 22.9 | 17 | 23.2 | 23.9 | 19.7 | 21.6 | 26.2 | 25.3 | 23.7 | 23.5 | 16.8 | 27.8 | 20.4 | 20.2 | 28.7 | 26.8 | 22.8 | 23.7 | 19 | 18.9 | 25 | 11.1 | 10 | 24.9 | 25.8 | 27.2 | 18.3 | 22.5 | 28.9 | 23.8 | 0
7534 | 22.5 | 19.9 | 19.5 | 20.7 | 22.2 | 20.5 | 21.6 | 19.4 | 25.6 | 25.6 | 22.6 | 24.1 | 17.1 | 28.4 | 24.9 | 16.5 | 19.5 | 21.4 | 20 | 17.2 | 19.6 | 24.1 | 16.3 | 19 | 21.3 | 24 | 24.4 | 18 | 19.7 | 21.2 | 17 | 22.4 | 24.2 | 19.3 | 20.1 | 25.7 | 24.9 | 22.3 | 23.5 | 16.3 | 27.6 | 20.3 | 19.8 | 28.9 | 26.1 | 22.2 | 22.6 | 18.9 | 18.4 | 24.4 | 10.5 | 9.8 | 24.5 | 25.6 | 27.1 | 18.4 | 21.3 | 27.9 | 23.8 | 0
7535 | 21.7 | 19.6 | 18.6 | 19.6 | 21.6 | 19.3 | 20.7 | 19 | 25.3 | 25.6 | 22.4 | 23.4 | 16.8 | 28.3 | 24.8 | 15.8 | 18.8 | 20.9 | 19.4 | 15.5 | 18.7 | 23.9 | 16.2 | 18.4 | 20.1 | 23.5 | 22.9 | 17.8 | 19.4 | 20.4 | 16.8 | 21.9 | 23.7 | 18.9 | 19.6 | 25.2 | 24.6 | 22 | 23.5 | 15.8 | 27.4 | 20 | 20.2 | 28.4 | 25 | 22 | 22 | 18.4 | 18 | 23.5 | 10.8 | 9.5 | 25.2 | 25.1 | 27.1 | 18.4 | 20.5 | 27.3 | 24 | 0
7536 | 20.2 | 18.9 | 19 | 19.2 | 21.1 | 18.6 | 20.1 | 18.2 | 25.2 | 25.1 | 20.6 | 23 | 16.5 | 27.9 | 23.8 | 15.3 | 18.6 | 20.3 | 19.4 | 14 | 18.1 | 23.5 | 16.2 | 17.2 | 19.2 | 22.5 | 22.7 | 16.8 | 19.5 | 20 | 16.9 | 21.5 | 23.6 | 18.4 | 18.4 | 26 | 24 | 21.7 | 23.8 | 15.1 | 26.6 | 19.8 | 18.8 | 26.9 | 24 | 22.8 | 21.8 | 17.6 | 17.7 | 22.7 | 10.4 | 9.3 | 24.4 | 24.8 | 27.1 | 18.9 | 20.4 | 25.7 | 24.5 | 0
7537 | 19.4 | 18.2 | 19.7 | 18.2 | 20.8 | 18.5 | 19.6 | 17.1 | 24 | 23.5 | 19.2 | 22.4 | 16.1 | 27.8 | 23.8 | 15.1 | 17.8 | 19.8 | 18.9 | 12 | 17.2 | 23.2 | 16.2 | 16.5 | 18.5 | 21.8 | 23.9 | 15.8 | 19.1 | 20 | 16.9 | 21.2 | 23.5 | 18.1 | 18.1 | 25.5 | 23.6 | 21.4 | 23.8 | 14.8 | 26.1 | 19.3 | 17.5 | 25.1 | 23.6 | 23.3 | 21.6 | 16.2 | 16.9 | 22.4 | 9.8 | 8.8 | 23.9 | 24.7 | 26.9 | 19.2 | 20.2 | 25.1 | 24.5 | 0
7538 | 20 | 17.9 | 20 | 17.4 | 20.6 | 17.5 | 19 | 16.6 | 24.7 | 22.6 | 17.2 | 21.9 | 15 | 27.6 | 23.7 | 14.1 | 17.6 | 19.3 | 18.6 | 13.9 | 16.7 | 22.8 | 16.2 | 15.4 | 18.3 | 21.4 | 23.4 | 14.4 | 18.6 | 19.6 | 17.2 | 20.7 | 23.2 | 17.8 | 17.7 | 25 | 23 | 20.8 | 23.9 | 14.3 | 25.5 | 18.8 | 15 | 24.4 | 23.4 | 23.6 | 21.2 | 14.8 | 16 | 21.9 | 8.4 | 8.6 | 22 | 24.5 | 26.6 | 19.6 | 19.6 | 25.2 | 24.4 | 0
7539 | 19.4 | 17.8 | 19.7 | 16 | 20.3 | 17.2 | 18.5 | 15.9 | 24.5 | 22.1 | 16.7 | 21 | 13.9 | 27.6 | 23.6 | 14.1 | 16.9 | 18.9 | 17.8 | 16.7 | 15.9 | 22.5 | 16.2 | 15.2 | 17.9 | 21 | 23.3 | 13.8 | 17.5 | 19 | 17.4 | 20.2 | 23.3 | 17.8 | 17.5 | 24.9 | 22.9 | 20 | 23.9 | 13.9 | 25.1 | 18.2 | 13.9 | 23.5 | 23.4 | 22.9 | 20.5 | 13.4 | 14.9 | 21.3 | 7.5 | 8.4 | 21.1 | 24.3 | 25.9 | 19.4 | 19.5 | 24.5 | 23.7 | 0
7540 | 20.2 | 17.5 | 18.7 | 15.5 | 20.1 | 16.5 | 18.4 | 15.4 | 24.3 | 22.1 | 16 | 20.6 | 12.7 | 27.6 | 23.5 | 14 | 17 | 18.7 | 17.6 | 20 | 15.3 | 22.5 | 16.1 | 14.8 | 17.2 | 20.5 | 22.3 | 13.4 | 16.9 | 18.1 | 17.9 | 20 | 23.2 | 17.8 | 17.2 | 24.9 | 22.8 | 19.9 | 24 | 13.8 | 24.6 | 17.9 | 12.7 | 22.9 | 23 | 22.1 | 20 | 13.1 | 14.5 | 20.9 | 6.7 | 8.8 | 19.4 | 24.1 | 25.6 | 19.3 | 19.2 | 23.2 | 23.3 | 0
7541 | 20.1 | 18.2 | 17.3 | 15.4 | 19.8 | 16 | 18.1 | 14.9 | 24.1 | 21.8 | 20.2 | 20.4 | 12.4 | 27.5 | 23.5 | 13.7 | 16.4 | 18.4 | 17.8 | 23 | 15.1 | 22.4 | 16 | 15.8 | 16.5 | 20 | 19.9 | 14.8 | 20.3 | 16 | 17.4 | 19.7 | 22.9 | 17.3 | 17 | 24.8 | 23.4 | 19.6 | 24 | 13.6 | 24.1 | 17.8 | 18.4 | 22.3 | 21.9 | 20.2 | 19 | 14 | 16 | 20.1 | 7.8 | 9.8 | 18.4 | 24 | 25.1 | 17.8 | 19.2 | 22.7 | 23.2 | 0
7542 | 19.4 | 17.6 | 16.2 | 17.2 | 19.6 | 15.5 | 17.8 | 13.9 | 23.1 | 21.6 | 20.3 | 21.2 | 12.7 | 27.4 | 23.2 | 13.7 | 17.6 | 17.9 | 19.1 | 25.5 | 15 | 22.2 | 16.8 | 16.3 | 16.2 | 19.9 | 19 | 15.2 | 20.2 | 15.8 | 17.6 | 19.3 | 22.4 | 17.3 | 16.6 | 24.6 | 24 | 19.3 | 24 | 13 | 24.1 | 18.4 | 18.7 | 21.9 | 21 | 20.8 | 19.7 | 16 | 16.6 | 20 | 7.8 | 10.5 | 18.1 | 23.9 | 25 | 18.1 | 18.5 | 22.6 | 23.7 | 0
7543 | 19.7 | 17.2 | 15.9 | 19.4 | 19.4 | 15 | 18.2 | 13.8 | 22.9 | 21.6 | 21.3 | 22.6 | 15.3 | 27.6 | 23.2 | 12.6 | 18.9 | 17.9 | 20.8 | 27.2 | 14.4 | 22.2 | 17.6 | 18 | 16 | 19.7 | 19.2 | 16.5 | 20.9 | 17.4 | 18.3 | 19.6 | 22.6 | 17.4 | 16.5 | 24.7 | 25.2 | 19.3 | 24 | 12.7 | 23.6 | 19.7 | 18.7 | 21.4 | 21.1 | 21.9 | 20.9 | 18.4 | 18.3 | 19.8 | 9.9 | 11.6 | 19.6 | 23.8 | 24.9 | 18.4 | 18 | 22.6 | 24.2 | 0
7544 | 19.7 | 17.3 | 20.3 | 21.9 | 20.5 | 18.5 | 19.1 | 17.8 | 23.3 | 22.1 | 22 | 25 | 18.3 | 28.1 | 23.2 | 12.7 | 21.2 | 18.3 | 23 | 28.6 | 14.1 | 23.3 | 18.4 | 20.4 | 19.8 | 19.5 | 20.1 | 18.6 | 22 | 19 | 19 | 24.7 | 24.2 | 17.6 | 17.2 | 26 | 27 | 21.2 | 24 | 12.8 | 23.9 | 21.6 | 20.2 | 21.6 | 23.6 | 23.6 | 23 | 21.4 | 20.6 | 22.6 | 12.4 | 13 | 21.4 | 24.1 | 26.1 | 19.4 | 20.5 | 22.3 | 25 | 0
7545 | 22.2 | 20.4 | 24.5 | 24.3 | 23.5 | 23 | 21.8 | 23.2 | 23.2 | 23.6 | 23.9 | 27.5 | 23.2 | 29.1 | 23.2 | 17.8 | 22.6 | 21.1 | 24.7 | 29.4 | 16.1 | 26 | 18.8 | 23.3 | 24.7 | 21.3 | 23.7 | 21.4 | 24 | 22.7 | 20.3 | 26.3 | 25.3 | 18.1 | 18.7 | 26.4 | 28.9 | 23.7 | 24.4 | 19 | 27.2 | 23.7 | 21.6 | 19.5 | 27.7 | 25.4 | 24.9 | 23.4 | 23.6 | 26.3 | 16.9 | 14.2 | 24.5 | 26.3 | 27.6 | 20.3 | 22 | 24.2 | 25.5 | 0
7546 | 26.8 | 18.3 | 27 | 26.5 | 25.6 | 25.5 | 22.8 | 24.6 | 22.9 | 27.7 | 25.4 | 30.1 | 27 | 30.4 | 25.4 | 20.8 | 24.3 | 24.6 | 26.4 | 29.8 | 19 | 27.5 | 19.3 | 26 | 26.2 | 26.1 | 27.8 | 24.2 | 25.7 | 25.7 | 21.4 | 28.3 | 25.1 | 18.7 | 21.2 | 28.2 | 30.7 | 26.6 | 24.4 | 23 | 29.2 | 25.8 | 24.3 | 19.8 | 29.8 | 27.2 | 26.9 | 25 | 26.3 | 28.5 | 20.6 | 14.9 | 26.6 | 28 | 28.8 | 21.9 | 25 | 26.8 | 26.3 | 0
7547 | 29.6 | 22.6 | 28.4 | 28.4 | 28.6 | 27.6 | 23.5 | 26 | 24.2 | 31.9 | 27.5 | 32 | 30.8 | 31.3 | 26.1 | 23.4 | 25 | 26.7 | 27.4 | 29.3 | 24.5 | 28.2 | 19.6 | 28 | 27.7 | 29.3 | 30.1 | 26.6 | 27 | 29.2 | 22.6 | 29.4 | 24.7 | 19.6 | 23.8 | 29.3 | 31.8 | 28.4 | 24.7 | 25.5 | 31.5 | 27.6 | 26.4 | 23 | 30.9 | 28.6 | 28.4 | 25.4 | 28.6 | 29.5 | 24.4 | 15 | 28.6 | 29.4 | 29.6 | 23.2 | 28.5 | 30 | 26.9 | 0
7548 | 32.3 | 24.6 | 30.9 | 29.9 | 29.3 | 27.7 | 26 | 26.8 | 24.2 | 32 | 28.5 | 33.4 | 32.2 | 31.3 | 27.2 | 24.4 | 26.1 | 28.5 | 28.4 | 28.1 | 27.6 | 28.5 | 20.1 | 29.1 | 28.9 | 30.3 | 33.6 | 28 | 27 | 30.5 | 23.1 | 30.3 | 24 | 20.5 | 25.7 | 29.3 | 32.2 | 29 | 25 | 27 | 32.7 | 28.9 | 28.6 | 25.4 | 32.5 | 29.6 | 29.9 | 25.9 | 29.8 | 30.6 | 25.8 | 14.5 | 28.8 | 30.7 | 31.4 | 24.6 | 29.6 | 30.6 | 27.9 | 0
7549 | 31.9 | 25.7 | 31.6 | 30.7 | 29.1 | 28.6 | 26.2 | 27 | 23.3 | 31.8 | 29.8 | 33.6 | 33.4 | 31.6 | 27.5 | 25.7 | 26.2 | 29.6 | 28.5 | 25.8 | 29.3 | 29.7 | 20.3 | 29.5 | 30.5 | 30.8 | 32.4 | 28.6 | 26.7 | 31.8 | 23.2 | 30.6 | 24 | 21.4 | 27.2 | 29.5 | 32 | 30 | 25 | 27.5 | 33.7 | 29.4 | 28.5 | 27 | 33.3 | 29.9 | 30.8 | 25.6 | 30.3 | 31.8 | 26.9 | 13.7 | 29.1 | 30.4 | 32.5 | 25 | 30 | 31.2 | 28.4 | 0
7550 | 32.1 | 26.5 | 32.3 | 30.8 | 28.9 | 28.7 | 26.6 | 27.3 | 22.2 | 32.6 | 30 | 33 | 33 | 31.1 | 28.6 | 26.3 | 26.2 | 30.1 | 28.4 | 23.1 | 29 | 29.4 | 20.4 | 29.4 | 29.8 | 31.3 | 32.8 | 28.2 | 25.8 | 31.6 | 22.6 | 30.5 | 23.4 | 22 | 28.1 | 29.7 | 31.4 | 30.2 | 25.6 | 27.8 | 34.3 | 29.2 | 27.4 | 29 | 34 | 29.8 | 31.4 | 25.4 | 29.8 | 31.8 | 26.4 | 13 | 28.8 | 30.4 | 29.4 | 24.8 | 30.5 | 31.7 | 28.8 | 0
7551 | 33 | 27.5 | 31 | 29.8 | 28.8 | 28.6 | 27.1 | 27.4 | 21.6 | 32.5 | 30.5 | 31.5 | 33.3 | 30.4 | 28.7 | 25.7 | 24.8 | 30.1 | 27.2 | 20.2 | 28.7 | 29.4 | 19.9 | 29 | 29.9 | 31 | 33.5 | 27.5 | 25.5 | 32.3 | 22 | 29.9 | 24.1 | 22.3 | 28.7 | 29.6 | 30.6 | 29.6 | 25.4 | 28 | 34.4 | 28.3 | 24.3 | 30 | 33.8 | 29.2 | 31.1 | 24.4 | 28.9 | 31.9 | 26.4 | 12.5 | 29.5 | 30.3 | 29.3 | 23.4 | 30.5 | 31.7 | 28.2 | 0
7552 | 32.6 | 27.1 | 30.3 | 28.2 | 28.8 | 28.2 | 26.3 | 27.3 | 21.4 | 32.9 | 29.7 | 29.8 | 32 | 29.9 | 28.6 | 24.5 | 23.5 | 29.1 | 26.1 | 18 | 27.8 | 29.4 | 19.1 | 28 | 29.7 | 30.9 | 33.2 | 26.3 | 25 | 31.7 | 21.2 | 29.1 | 24.4 | 22.3 | 28.2 | 29.2 | 29.8 | 29.7 | 25.4 | 27.7 | 33.8 | 26.9 | 21.9 | 30.5 | 33.5 | 28.3 | 30.2 | 23.5 | 27.3 | 31.4 | 24.6 | 12.4 | 29.5 | 30.2 | 30.4 | 22 | 30.5 | 31.6 | 27.5 | 0
7553 | 31.1 | 26.2 | 30 | 26.1 | 28.1 | 27.6 | 25.5 | 26.4 | 21.4 | 32.5 | 28.8 | 28 | 30.6 | 29.4 | 28.5 | 22.8 | 21.4 | 27.3 | 24.4 | 16.5 | 26.9 | 28.5 | 18 | 26.6 | 28.7 | 30.3 | 31.6 | 25 | 24.6 | 31.4 | 20.6 | 26.8 | 24 | 22 | 25.9 | 28.6 | 29 | 29.7 | 25.4 | 25.7 | 31.7 | 25.2 | 20.1 | 30.5 | 31.4 | 27.2 | 28.4 | 22.2 | 25.6 | 30.5 | 22.6 | 12.4 | 29.8 | 29.4 | 30 | 20.4 | 29.3 | 30.7 | 26.4 | 0
7554 | 28 | 23.5 | 27.8 | 24.2 | 25.5 | 25.4 | 24.6 | 24.2 | 21.2 | 31.2 | 26.7 | 26.7 | 27 | 28.4 | 26.9 | 20.6 | 20.2 | 25.5 | 23.3 | 15.9 | 25.1 | 27.5 | 17.2 | 24.4 | 25.4 | 28.7 | 28.7 | 23.4 | 23.2 | 29.3 | 19.9 | 24.1 | 24 | 21.5 | 23.2 | 27.1 | 28.2 | 26 | 25.4 | 22.1 | 29.7 | 23.5 | 20.8 | 29.9 | 28.7 | 26.1 | 26.3 | 21.5 | 23.5 | 29.1 | 18.4 | 12.4 | 28.6 | 28.2 | 29.5 | 19.8 | 25.7 | 30 | 25.8 | 0
7555 | 23.2 | 22.1 | 23.8 | 22.5 | 24.4 | 24.1 | 23.3 | 22.8 | 21.2 | 28.3 | 25.4 | 25.5 | 23.7 | 28.1 | 26.9 | 18.6 | 18.5 | 29.2 | 22.1 | 15.6 | 23.3 | 26.7 | 16.7 | 21.9 | 23.8 | 26.2 | 24.8 | 21.8 | 21.6 | 27.8 | 19.6 | 22.4 | 23.9 | 20.9 | 21.8 | 26.1 | 27.3 | 24 | 25.4 | 19.9 | 28.8 | 22 | 21.9 | 27.4 | 28 | 25 | 23.8 | 20.5 | 21.5 | 27.5 | 14.8 | 12.3 | 27.5 | 27.6 | 28.4 | 19.3 | 23.4 | 29.2 | 25.1 | 0
7556 | 20.9 | 20.7 | 22.8 | 21.4 | 23.5 | 22 | 22.7 | 21.3 | 21.5 | 26.9 | 24.1 | 24.8 | 20 | 27.6 | 26.9 | 17.4 | 17.6 | 23.2 | 21.4 | 15.4 | 21.4 | 26.2 | 16.8 | 19.4 | 22.5 | 25.4 | 23.6 | 20 | 19.2 | 25.6 | 19.2 | 21.5 | 23.7 | 20.4 | 21.1 | 25.6 | 26.4 | 22.7 | 25.5 | 18.3 | 28.5 | 21 | 23.7 | 25.7 | 27.6 | 24 | 21.8 | 20 | 19.8 | 26.4 | 11 | 12 | 25.8 | 27.4 | 27.4 | 19.4 | 22.3 | 29.2 | 25 | 0
7557 | 19.3 | 19.2 | 23.8 | 20.6 | 23.6 | 21.6 | 21.9 | 20.8 | 21.7 | 25.8 | 24.3 | 24 | 18.5 | 27.3 | 24.1 | 17 | 16.2 | 22.4 | 20.4 | 14.6 | 20.1 | 25.6 | 17 | 17.5 | 21.1 | 24.3 | 22.4 | 18.5 | 17.5 | 25.1 | 19 | 21.1 | 23.2 | 20 | 20.1 | 24.5 | 25.5 | 21.9 | 25.4 | 17.4 | 27.8 | 20.4 | 23.7 | 24.7 | 27.1 | 23.1 | 20.1 | 19.1 | 18.8 | 25.4 | 9.7 | 11.7 | 25.4 | 27.2 | 26.9 | 18.9 | 21.3 | 29.2 | 24.6 | 0
7558 | 18 | 18.6 | 23.8 | 19.9 | 23.5 | 21.6 | 21.3 | 20.8 | 21.7 | 24.1 | 24.1 | 23.5 | 17.2 | 26.8 | 24 | 16.5 | 15.9 | 21.9 | 20 | 13.5 | 19.3 | 25 | 17.4 | 16.4 | 19.8 | 23.9 | 21.6 | 17.2 | 16.1 | 23.8 | 18.6 | 20.5 | 22.6 | 19.6 | 19.3 | 23 | 24.8 | 21.4 | 25.5 | 16.7 | 27.2 | 20.1 | 23.4 | 23.8 | 25.2 | 22.5 | 19.5 | 18.7 | 18.1 | 24.4 | 8.9 | 11.3 | 24.9 | 26.9 | 26.4 | 18.6 | 20.6 | 29 | 24.5 | 0
7559 | 17.4 | 17.9 | 21.6 | 19 | 23.1 | 21.1 | 21 | 21.6 | 21.7 | 24.7 | 24.4 | 23 | 17.4 | 26.5 | 22.1 | 15.8 | 15.6 | 21.6 | 19.4 | 12.2 | 19 | 24.5 | 17.4 | 16.2 | 19.6 | 23.1 | 21 | 16.4 | 16 | 23.4 | 18.2 | 19.9 | 22.5 | 19.2 | 19.1 | 22.5 | 24.4 | 21.2 | 25.5 | 16 | 26.7 | 20 | 21.6 | 23 | 24.4 | 22 | 19.4 | 18 | 18 | 23.5 | 9.8 | 11.1 | 25.2 | 26.6 | 25.9 | 18 | 19.6 | 26.7 | 24.2 | 0
7560 | 16.9 | 17.2 | 20.9 | 17.9 | 22.7 | 21.4 | 20.7 | 20.6 | 21.3 | 22.6 | 23.3 | 22.8 | 16.4 | 26.1 | 20.4 | 14.8 | 16.6 | 21.1 | 19.3 | 11.6 | 18 | 23.7 | 17.2 | 16.4 | 18.4 | 22.3 | 20.1 | 15.8 | 16.3 | 21.3 | 17.5 | 19.1 | 22.1 | 18.8 | 18.6 | 24.4 | 24.3 | 20.4 | 24.5 | 15.8 | 26.3 | 19.9 | 20.8 | 22.5 | 23.2 | 21.8 | 20.1 | 17.7 | 17.8 | 22.9 | 9.6 | 10.9 | 24.4 | 26.4 | 25.4 | 18 | 19.2 | 25.9 | 24.3 | 0
7561 | 16.7 | 16.5 | 20.6 | 16.6 | 22.5 | 19.5 | 20.5 | 20.2 | 21.2 | 21.5 | 22.3 | 22.4 | 15.8 | 26.1 | 20.4 | 14.8 | 17 | 20.8 | 18.9 | 13 | 17.3 | 23.3 | 16.6 | 16.8 | 17.6 | 21.8 | 19.8 | 15.5 | 17.6 | 19.8 | 17.2 | 19.1 | 22 | 18.4 | 18.2 | 23.6 | 24.2 | 21 | 24.5 | 15.5 | 25.7 | 19.5 | 19.7 | 21.3 | 23.1 | 21.5 | 20.5 | 16.7 | 17.6 | 22.4 | 9.9 | 10.6 | 23.7 | 26.2 | 25.5 | 17.9 | 19 | 26 | 24 | 0
7562 | 17.7 | 16.1 | 19.7 | 15.4 | 22.4 | 18.1 | 20 | 19.8 | 21.2 | 21.1 | 20.6 | 22 | 14 | 26.1 | 20.4 | 14.7 | 17.6 | 20.5 | 18.6 | 14.9 | 16.8 | 22.7 | 16 | 16.8 | 16.5 | 21.6 | 19.8 | 15.2 | 18.6 | 17.4 | 16.8 | 18.9 | 22.1 | 18 | 17.3 | 23.2 | 24 | 20.4 | 24.6 | 15.3 | 25.4 | 19 | 19.8 | 21 | 23.7 | 21.2 | 20.6 | 15.8 | 17 | 22 | 8.8 | 10.2 | 21.8 | 25.9 | 25.5 | 18.2 | 17.8 | 25.7 | 24 | 0
7563 | 16.2 | 15.8 | 19.5 | 14.6 | 22.4 | 17.2 | 19.5 | 19.3 | 21.2 | 20.4 | 20.1 | 21.2 | 13.3 | 26.4 | 20.4 | 15.1 | 16.9 | 20.1 | 17.8 | 17.8 | 16.4 | 22.2 | 15.5 | 16.5 | 17.7 | 21.2 | 19.8 | 15 | 19.7 | 16.7 | 16.9 | 18.6 | 22.2 | 17.7 | 17.2 | 22.8 | 23.7 | 20 | 24.6 | 14.9 | 25.2 | 18.3 | 19.2 | 20.7 | 24 | 20.7 | 19.9 | 14.3 | 16.5 | 21.4 | 8.6 | 9.8 | 20.5 | 25.5 | 25.4 | 18 | 17.5 | 25.4 | 23.5 | 0
7564 | 15.3 | 15.8 | 19.3 | 14.6 | 22.3 | 17.1 | 19.5 | 19 | 21.2 | 21.2 | 19.6 | 20.7 | 12 | 26.5 | 19.4 | 15.3 | 16.8 | 19.7 | 17.7 | 21 | 16.1 | 21.9 | 15.6 | 15.9 | 18 | 20.3 | 18.8 | 14.7 | 20 | 15.6 | 17 | 18.6 | 22.1 | 17.4 | 16.7 | 22.5 | 23.4 | 19.5 | 24.6 | 14.5 | 25.2 | 17.9 | 19.2 | 19.8 | 24 | 20.3 | 19.4 | 13.8 | 15.9 | 21.1 | 7.5 | 9.6 | 18.8 | 25.3 | 25 | 18.1 | 17.3 | 25.4 | 23.4 | 0
7565 | 15.3 | 15.1 | 17.9 | 14 | 22.1 | 16.6 | 19.6 | 16.8 | 21.2 | 20 | 23.3 | 19.6 | 12.6 | 26.2 | 19.2 | 15.2 | 15.4 | 19.6 | 17.4 | 23.8 | 16.1 | 21.5 | 16 | 14 | 16.4 | 20.3 | 18.1 | 13.2 | 13 | 14.4 | 17.2 | 18.6 | 22.2 | 17.4 | 16.7 | 22.4 | 23.4 | 19 | 24.6 | 14.3 | 25.1 | 17.6 | 21.6 | 20 | 23.4 | 18.6 | 20 | 15 | 15 | 20.9 | 5 | 11 | 22.6 | 25.2 | 24.9 | 16.2 | 17.3 | 24.8 | 23.4 | 0
7566 | 15.1 | 15.1 | 17.7 | 15.6 | 22 | 15 | 19.6 | 17 | 21.3 | 19.3 | 23.2 | 20.4 | 13.3 | 26.1 | 16.4 | 14.8 | 17.4 | 19.3 | 18.6 | 26 | 15.6 | 21 | 17.4 | 16.2 | 15.6 | 19.8 | 17 | 13.6 | 14.8 | 14.8 | 17.4 | 18.6 | 22.2 | 17.7 | 16.5 | 22.2 | 23.8 | 18.4 | 24.6 | 14 | 24.7 | 18.4 | 21.1 | 19.9 | 22.3 | 18.1 | 21.2 | 16 | 15.6 | 20.4 | 5.9 | 11 | 21.3 | 24.9 | 24.5 | 17 | 16.2 | 24.4 | 23.9 | 0
7567 | 15.6 | 14.8 | 19.5 | 17.9 | 21.6 | 15 | 19.5 | 17.1 | 21.3 | 20.1 | 23.5 | 21.8 | 16.1 | 26.3 | 16.5 | 14.5 | 19.4 | 19.2 | 19.9 | 27.4 | 15.1 | 21 | 18.3 | 19.1 | 15.2 | 19.8 | 17.1 | 15.4 | 17.5 | 16.6 | 18.1 | 19.1 | 22.4 | 18.7 | 16.2 | 22.2 | 24.9 | 18.1 | 24.6 | 13.3 | 24.7 | 19.7 | 21.4 | 19 | 22.2 | 18.8 | 22.7 | 17.6 | 17.7 | 20 | 9.9 | 11.6 | 21.5 | 24.9 | 24.5 | 17.9 | 16 | 24.3 | 24.5 | 0
7568 | 17.3 | 14.9 | 25.1 | 20.8 | 22.1 | 18.6 | 20.3 | 18.1 | 22 | 20.5 | 23.6 | 23.8 | 19.4 | 27.4 | 18.4 | 14.6 | 22 | 19.5 | 22 | 28.5 | 15 | 22 | 19.6 | 22.2 | 18.1 | 19.8 | 17.3 | 17.4 | 21 | 19.6 | 19 | 22.1 | 23.4 | 20 | 16.7 | 24 | 26 | 21.4 | 24.6 | 14 | 24.8 | 21.6 | 21.6 | 19 | 23.5 | 20.2 | 24 | 20 | 20.6 | 22 | 13.6 | 12.4 | 22 | 25.4 | 25.6 | 19.2 | 17.2 | 24.7 | 25.6 | 0
7569 | 21.5 | 16 | 23.6 | 23.4 | 22.2 | 22.6 | 21.7 | 20.5 | 20.9 | 25.1 | 25.1 | 26.3 | 24.4 | 29 | 22.7 | 16.3 | 23.5 | 21.9 | 23.6 | 29.2 | 16 | 23.6 | 19.2 | 24.7 | 22.8 | 22.2 | 22.5 | 20.6 | 24.2 | 23.2 | 20.3 | 26.6 | 24.3 | 21.9 | 19.2 | 25.6 | 27.9 | 24.5 | 24.6 | 19.2 | 27.1 | 23.3 | 23.3 | 21.7 | 27.7 | 22.7 | 25.6 | 22 | 24.2 | 24.7 | 18.9 | 13.8 | 24.5 | 27 | 27.2 | 20.3 | 20.7 | 25.2 | 26.7 | 0
7570 | 25 | 19.5 | 26.6 | 25.8 | 23.7 | 25.3 | 23.1 | 23.3 | 20.9 | 22.2 | 26.8 | 29.1 | 28.4 | 30.7 | 23.6 | 17.7 | 25.1 | 26.3 | 25.3 | 29.6 | 18.8 | 25.3 | 19.1 | 26.4 | 25.6 | 26.7 | 26 | 23.2 | 27.2 | 26.7 | 21.3 | 29.1 | 26.8 | 23.5 | 22.9 | 27 | 29.7 | 27 | 24.6 | 23.1 | 29.2 | 25 | 24.9 | 24.2 | 30 | 25.1 | 27.2 | 24 | 27.4 | 26.6 | 21.7 | 15.1 | 26.4 | 28.5 | 28.1 | 21.6 | 23.6 | 28.1 | 28 | 0
7571 | 27.8 | 22.3 | 28.7 | 27.6 | 24.7 | 27.3 | 24.6 | 25.5 | 21.5 | 31 | 29.2 | 31.6 | 32.2 | 30.7 | 24.4 | 20.2 | 25.8 | 28 | 26.4 | 29.3 | 23.8 | 26.6 | 18.2 | 27.4 | 27.1 | 29.1 | 29 | 25.8 | 29 | 29.4 | 22.2 | 29.8 | 27.4 | 25 | 25.4 | 28.4 | 31.6 | 28.3 | 24.6 | 25.3 | 31.3 | 26.2 | 27 | 28.2 | 32 | 27.2 | 29 | 25 | 29.8 | 28.4 | 24.4 | 16.2 | 28.8 | 30.4 | 28.9 | 22.6 | 26.8 | 30.9 | 29 | 0
7572 | 30.8 | 24.2 | 29.7 | 29.2 | 25.4 | 28.1 | 25.6 | 26.3 | 23.4 | 31.4 | 30.6 | 33.4 | 33.7 | 31.2 | 25.7 | 21.4 | 27 | 29.3 | 27.6 | 28.1 | 26.1 | 27.6 | 18.6 | 27.9 | 28.3 | 30 | 32.9 | 26.8 | 30.2 | 31 | 22.3 | 29.9 | 28.3 | 25.7 | 25.8 | 29 | 32.7 | 29.5 | 25.3 | 27.1 | 33.4 | 27.3 | 27.8 | 29.7 | 33.8 | 28.1 | 30.3 | 25.8 | 30.7 | 30 | 24.5 | 16.6 | 29.4 | 31.1 | 29.4 | 23.6 | 28.4 | 31.9 | 29.9 | 0
7573 | 31.9 | 24.9 | 31.4 | 29.8 | 25.5 | 28.1 | 26.4 | 27.1 | 23.8 | 32.2 | 31.8 | 34.1 | 34.7 | 31.3 | 26.2 | 22.6 | 27.2 | 29.9 | 27.9 | 26 | 28.1 | 28.1 | 18.7 | 28.3 | 29 | 30.2 | 32.9 | 27.4 | 30.3 | 31.7 | 22.1 | 30.1 | 27.7 | 26 | 26.6 | 29 | 33.3 | 30.2 | 25.3 | 28 | 34.2 | 27.8 | 28.6 | 30.6 | 34.1 | 28.3 | 31.2 | 25.6 | 30.8 | 30.9 | 25.9 | 16.4 | 30.1 | 31 | 30.1 | 24 | 28.6 | 31.2 | 30 | 0
7574 | 32.5 | 25.3 | 31.8 | 30 | 25.3 | 29.1 | 26.7 | 27.4 | 24.3 | 31.5 | 31.6 | 33.6 | 34.2 | 30.4 | 26.8 | 23.4 | 27.4 | 30.2 | 28 | 23.3 | 28.3 | 28.1 | 19.6 | 28.6 | 29.4 | 30.8 | 32.7 | 26.8 | 29.8 | 31.6 | 21.6 | 29.7 | 27.8 | 25.8 | 27.1 | 29 | 33 | 30.6 | 25.3 | 28.7 | 34.3 | 28 | 28.2 | 31.1 | 33 | 27.6 | 31 | 25.2 | 29.8 | 31.4 | 26.8 | 15.6 | 29.8 | 30.8 | 30.1 | 24 | 28.8 | 30.5 | 29.6 | 0
7575 | 32.7 | 25.5 | 32 | 29 | 24.3 | 29 | 26.6 | 27.4 | 24.7 | 33.5 | 31.4 | 32 | 34 | 30.5 | 26.9 | 23.7 | 26 | 30.2 | 26.9 | 20.5 | 28.8 | 28.1 | 19.2 | 28.5 | 30 | 31.5 | 32.1 | 26.3 | 28.4 | 31.2 | 21.4 | 29.1 | 28 | 25.6 | 26.7 | 28.7 | 32.4 | 30.3 | 25.3 | 28.9 | 34 | 27.3 | 28.3 | 31 | 32.9 | 26.9 | 30.2 | 24.1 | 28.6 | 31.4 | 29.5 | 14.6 | 30.5 | 30.3 | 29.9 | 23.1 | 28.8 | 29.6 | 28.5 | 0
7576 | 32.3 | 25.5 | 31.6 | 27.7 | 23.2 | 28.6 | 26 | 27.3 | 24.5 | 32.5 | 30.2 | 29.9 | 32.4 | 30.1 | 27.2 | 22.2 | 24.4 | 28.9 | 25.8 | 18.4 | 28.1 | 28.1 | 19.1 | 27.8 | 29.7 | 31.3 | 32.2 | 25.1 | 26.9 | 30.6 | 21 | 28.6 | 27.1 | 25.1 | 26.3 | 28.6 | 31.1 | 30.3 | 25.3 | 28.6 | 32 | 26.3 | 27.7 | 31 | 32 | 26.1 | 28.6 | 23.2 | 26.9 | 31.2 | 29.8 | 13.5 | 30.3 | 28.9 | 29.9 | 22.1 | 28.8 | 29.3 | 27.5 | 0
7577 | 32 | 25.1 | 31.6 | 25.7 | 22.6 | 28.1 | 25.2 | 26.6 | 24.1 | 32.6 | 29.4 | 27.8 | 30.6 | 29.5 | 27 | 21 | 21.8 | 27.2 | 24.2 | 17.1 | 27 | 27.2 | 18 | 26.2 | 28.8 | 30.8 | 31.9 | 24 | 25 | 30 | 21 | 26.7 | 26.9 | 24.6 | 24.7 | 27.6 | 30 | 29.7 | 25.3 | 27.1 | 30.9 | 24.6 | 27.6 | 30.6 | 30.7 | 25.6 | 27 | 22 | 25 | 30 | 28.8 | 12.6 | 30.4 | 25.2 | 29 | 20.8 | 26.2 | 29.1 | 26.4 | 0
7578 | 29 | 24.9 | 29.6 | 24 | 21.8 | 25.6 | 23.7 | 23.9 | 23.1 | 28.5 | 27.9 | 26.1 | 27 | 28.6 | 26.5 | 18.3 | 19.9 | 25.4 | 23.3 | 16.8 | 24.9 | 25.3 | 17.9 | 24 | 25.7 | 28.6 | 27.8 | 22.2 | 23.5 | 29.1 | 20.7 | 24.7 | 26.2 | 23.7 | 22.3 | 26.4 | 28.6 | 25.8 | 27.1 | 23 | 29.7 | 23 | 26.7 | 29.4 | 29.9 | 24.9 | 25.6 | 21.3 | 22.5 | 28.4 | 23.3 | 11.8 | 28.6 | 25.8 | 28.2 | 20 | 23.2 | 29.5 | 25.9 | 0
7579 | 24.5 | 24.1 | 26.9 | 22.4 | 21.7 | 28.6 | 22.8 | 21.8 | 22.5 | 26.9 | 27.1 | 25 | 23.9 | 28.2 | 25.9 | 16.7 | 17.9 | 24 | 22.1 | 16.8 | 22.7 | 24 | 17.2 | 21.5 | 24.3 | 26.8 | 24.7 | 20.9 | 21.8 | 27.9 | 20.7 | 23.1 | 25.5 | 22.8 | 20.8 | 25.9 | 27.9 | 24.4 | 27.1 | 20.7 | 28.9 | 21.3 | 26.3 | 27.4 | 28.5 | 24.5 | 25.1 | 20.2 | 20.1 | 26.6 | 17.6 | 11.4 | 27.1 | 25.2 | 27.7 | 19.5 | 21 | 29.2 | 25.6 | 0
7580 | 23 | 23.1 | 25 | 21.4 | 20.6 | 21.6 | 22.1 | 20.5 | 22.4 | 25.8 | 26.1 | 24.4 | 20.4 | 28.1 | 23.5 | 15.1 | 17 | 23.3 | 21.6 | 16.7 | 21.1 | 22.6 | 17.4 | 19.4 | 22.3 | 24.9 | 22.5 | 19.6 | 20.6 | 26.4 | 20.4 | 22.1 | 25 | 21.8 | 19.7 | 25.7 | 27.2 | 23.7 | 27.1 | 19.1 | 28.4 | 20 | 25.5 | 25 | 27.4 | 24 | 25.2 | 19.4 | 17.8 | 25.4 | 11.2 | 11 | 24.8 | 24.6 | 27.6 | 19.4 | 19.8 | 29 | 25.6 | 0
7581 | 22 | 21.6 | 23.9 | 20.4 | 20.4 | 20.3 | 21.4 | 19.7 | 22 | 24.4 | 25.9 | 24 | 18.8 | 27.9 | 19.9 | 14.8 | 16 | 22.4 | 20.6 | 15.9 | 20 | 21.3 | 16.8 | 18 | 21.5 | 24.2 | 21.9 | 19.3 | 19.3 | 24.8 | 20.5 | 22 | 24.7 | 21.1 | 19.2 | 25.3 | 27.1 | 22.4 | 27.2 | 18.1 | 27.7 | 18.9 | 25.5 | 23.8 | 26.6 | 23.8 | 25.8 | 18.2 | 16.4 | 24.2 | 8.8 | 11 | 24.1 | 24.6 | 27.3 | 19.2 | 18.8 | 29 | 25.4 | 0
7582 | 22.2 | 20.4 | 23 | 20 | 19.6 | 19.2 | 20.9 | 19.8 | 21.5 | 23.3 | 25 | 23.5 | 17.5 | 27.6 | 19.6 | 14.5 | 16 | 21.9 | 20.2 | 14.6 | 19 | 20.5 | 17.2 | 17.3 | 21 | 23.6 | 21.2 | 18.8 | 18.4 | 23.3 | 20.2 | 21.9 | 24.3 | 20.4 | 18.5 | 24.8 | 26.8 | 22.3 | 27.2 | 17.1 | 27.2 | 18.6 | 24.8 | 22.9 | 26.4 | 23.5 | 25.8 | 17.5 | 15.6 | 23.1 | 7.8 | 10.9 | 23.3 | 24.5 | 27 | 19.2 | 18.2 | 29 | 25.1 | 0
7583 | 20.5 | 18.8 | 21.9 | 19.2 | 19 | 17.7 | 20.3 | 19.7 | 21.3 | 23.2 | 24.3 | 22.8 | 17.4 | 26.9 | 19.5 | 13.8 | 15.8 | 21.3 | 19.4 | 13.2 | 18.3 | 20 | 17 | 17 | 19.7 | 23.4 | 20.4 | 18.6 | 17.4 | 22 | 20 | 21 | 24.3 | 20 | 17.7 | 23.7 | 26.4 | 21.9 | 27.3 | 16.6 | 26.7 | 18.4 | 24.4 | 22.3 | 25.1 | 23.4 | 25.2 | 16.8 | 15.8 | 21.9 | 9.8 | 11 | 24 | 24.4 | 26.5 | 18.8 | 17.6 | 29 | 24.6 | 0
7584 | 19.1 | 16.9 | 21.5 | 18.5 | 18.4 | 17.4 | 19.9 | 19.8 | 20.9 | 23.4 | 22.7 | 22 | 16.4 | 26.6 | 17.3 | 13.4 | 16.3 | 20.9 | 19.2 | 12.5 | 17.6 | 18.9 | 17.8 | 16.5 | 18.2 | 23.3 | 20.5 | 17.4 | 16.7 | 20.7 | 19.3 | 20.1 | 23.8 | 19.4 | 16.7 | 23.9 | 25.4 | 21.6 | 27.3 | 16 | 25.9 | 18.7 | 23.1 | 22 | 24.1 | 22.9 | 23.3 | 16.8 | 16.1 | 21.1 | 10.1 | 11 | 23.9 | 24.4 | 25.6 | 18.5 | 17 | 28.7 | 24.2 | 0
7585 | 18.4 | 15.6 | 21.2 | 17.3 | 18.2 | 17 | 19.2 | 19.1 | 20.7 | 22.1 | 21.9 | 21 | 15.7 | 26.7 | 17 | 13.3 | 16.1 | 20.4 | 18.7 | 14.2 | 17 | 18.6 | 17.5 | 15.6 | 17.4 | 22.3 | 19.9 | 16.3 | 15.6 | 19.5 | 18.7 | 19.6 | 23.5 | 18.9 | 16.7 | 24 | 24.4 | 21.9 | 27.3 | 15.4 | 25.6 | 18.7 | 22.4 | 21.3 | 23.7 | 22.4 | 21.3 | 16.5 | 16.4 | 20.5 | 10.4 | 11 | 24.5 | 24.4 | 25.4 | 17.8 | 16.8 | 27.9 | 23.8 | 0
7586 | 18.4 | 14.2 | 21.1 | 16 | 18.1 | 16.1 | 18.6 | 18.8 | 20.5 | 22 | 21.2 | 20.2 | 14 | 26.7 | 16.9 | 12.5 | 16 | 20.3 | 18.4 | 15.9 | 16.3 | 18.1 | 17.6 | 14.4 | 16.6 | 22.2 | 19 | 14.6 | 14.6 | 18 | 17.8 | 19 | 23 | 18.2 | 16.5 | 23.7 | 23.4 | 21.7 | 27.4 | 14.7 | 25.1 | 18.6 | 21.4 | 20.3 | 23.1 | 21.4 | 19.4 | 16.4 | 16.2 | 20 | 8 | 11 | 24 | 24.5 | 24.9 | 17.2 | 16.5 | 26.3 | 23.6 | 0
7587 | 17.8 | 14 | 21 | 14.5 | 17.8 | 15.6 | 18.1 | 17.2 | 20.4 | 20.1 | 21.9 | 19.6 | 13.2 | 26.5 | 15.9 | 12.3 | 15.1 | 19.9 | 17.6 | 18.6 | 16 | 17.6 | 16.5 | 13.3 | 15.8 | 20.7 | 19.1 | 13.8 | 13.3 | 16.5 | 17.4 | 18.6 | 22.7 | 17.8 | 16.2 | 24.3 | 23.1 | 20.5 | 27.4 | 14.3 | 24.2 | 18 | 21.5 | 19.8 | 22.6 | 20.5 | 18.7 | 15.6 | 15.8 | 19.4 | 6.6 | 11.1 | 24.1 | 24.6 | 24.9 | 16.4 | 16 | 25.7 | 23.3 | 0
7588 | 17.8 | 14 | 20.1 | 13.9 | 17.5 | 15.3 | 17.7 | 16.3 | 20.2 | 20.5 | 22.4 | 19.4 | 12.1 | 26.1 | 15.9 | 12.4 | 15.1 | 19.4 | 17.4 | 22 | 15.7 | 17.3 | 16.3 | 13.1 | 15.6 | 19.7 | 18.3 | 12.9 | 12.8 | 15.1 | 17 | 18.5 | 22.3 | 17.4 | 16.1 | 24.2 | 22.9 | 20.5 | 27.4 | 14 | 23.5 | 17.7 | 21.3 | 19.2 | 22.2 | 19.3 | 18.8 | 15.2 | 15.1 | 19 | 4.4 | 11 | 23.1 | 24.4 | 24.9 | 16.2 | 15.5 | 25.7 | 23.3 | 0
7589 | 18.3 | 13.9 | 19.4 | 15.8 | 17.3 | 14.8 | 17.6 | 17.3 | 20.1 | 19.4 | 19.2 | 19.4 | 13 | 25.8 | 15.9 | 11.9 | 13.4 | 19 | 18.2 | 25 | 15.6 | 16.8 | 16 | 13.8 | 15.3 | 19.5 | 17.7 | 18 | 17.6 | 16.2 | 17.6 | 18.1 | 22 | 17.2 | 15.8 | 24.2 | 24 | 20.5 | 27.5 | 14 | 23.5 | 17.8 | 20.3 | 18.7 | 22.6 | 22.2 | 23.4 | 15.6 | 13 | 18.5 | 4.8 | 5.4 | 21.4 | 24.3 | 24.9 | 15.2 | 15.2 | 24.9 | 23.2 | 0
7590 | 18.5 | 13.1 | 17.5 | 17.4 | 17.4 | 15.9 | 17.4 | 17.3 | 19.8 | 18.8 | 19.9 | 19.5 | 13.5 | 25.7 | 15.3 | 11.9 | 15.4 | 18.5 | 18.7 | 27.5 | 15.2 | 16.4 | 17.1 | 14.2 | 15.2 | 19.5 | 17.5 | 18.5 | 18 | 16.2 | 18.3 | 18.1 | 21.8 | 17.6 | 15.7 | 23.7 | 24.3 | 20.7 | 27.5 | 13.5 | 23.2 | 18.9 | 21 | 18.7 | 21.3 | 21.8 | 23.8 | 16.3 | 14.4 | 17.7 | 5.8 | 7.9 | 20.5 | 24.3 | 24.8 | 16.9 | 15 | 24.2 | 24.2 | 0
7591 | 18.5 | 12.4 | 16.4 | 19.6 | 16.7 | 15.3 | 17.6 | 17.8 | 20.2 | 19.6 | 21.3 | 20.6 | 15.7 | 25.8 | 15.2 | 11.5 | 17.6 | 18.5 | 19.3 | 29 | 15.1 | 16.1 | 18.2 | 16.2 | 15 | 19 | 17.1 | 19.4 | 19.1 | 18 | 19.2 | 18.6 | 21.7 | 18.6 | 15.4 | 23.3 | 25.2 | 20.5 | 27.6 | 13.5 | 23 | 20.6 | 22.4 | 18 | 21.6 | 21.8 | 24.5 | 17.6 | 17.3 | 17.6 | 8.2 | 10.8 | 20.6 | 24.4 | 24.9 | 18.7 | 15 | 24 | 25.3 | 0
7592 | 19.3 | 11.2 | 19 | 22.4 | 17.6 | 19.2 | 19.2 | 18.5 | 22.6 | 16.7 | 23.7 | 22.6 | 18.4 | 27.4 | 17 | 11.7 | 20.6 | 19.3 | 20.4 | 30.1 | 14.9 | 18.5 | 20 | 18.6 | 16.6 | 19 | 17.2 | 20.4 | 20.5 | 20.2 | 20.6 | 22.1 | 23.8 | 20.2 | 15.8 | 25 | 26.6 | 20.7 | 27.6 | 15 | 22.6 | 22.4 | 24 | 18.5 | 22.9 | 22.2 | 25.4 | 19.8 | 20.2 | 19.8 | 11.4 | 14 | 20.8 | 24.6 | 25.4 | 21.4 | 16.4 | 23.8 | 27 | 0
7593 | 22.6 | 21.6 | 25.3 | 24.9 | 19.6 | 23.7 | 21.4 | 21.9 | 25.3 | 21.4 | 25.5 | 25.4 | 22.3 | 28.6 | 21.5 | 15.8 | 22.5 | 21.4 | 21.7 | 30.5 | 16.6 | 23.3 | 21 | 22.1 | 21.8 | 21.7 | 22.8 | 22 | 23.1 | 23.9 | 22.1 | 25.4 | 25.9 | 22 | 19.5 | 26.1 | 28.3 | 25.5 | 26.6 | 18.8 | 25.2 | 24.2 | 25.9 | 21.8 | 27.6 | 23.1 | 26.2 | 21.8 | 23.5 | 25 | 15.7 | 15.6 | 22.6 | 25.4 | 27.5 | 22.9 | 18.5 | 25.9 | 28 | 0
7594 | 24.9 | 21.5 | 28.1 | 27.3 | 22.1 | 25.1 | 23.2 | 24.9 | 26.5 | 27.2 | 27.3 | 28.5 | 25.7 | 30 | 21.8 | 18.4 | 24.6 | 25.9 | 23.5 | 30.6 | 18.7 | 25.6 | 22.1 | 24.9 | 23.2 | 26 | 27.5 | 23.6 | 25.6 | 27 | 23.9 | 27 | 27.8 | 23.8 | 22.8 | 27.5 | 30.1 | 27.7 | 26.6 | 21.5 | 28.4 | 25.6 | 27.5 | 25.3 | 28.7 | 24.2 | 26.9 | 23.8 | 25.6 | 27.8 | 19.9 | 16.1 | 24.2 | 26.3 | 28.2 | 24.8 | 23 | 28.5 | 29.1 | 0
7595 | 27.4 | 23.7 | 29.6 | 29 | 24 | 27 | 24.5 | 26.6 | 27.3 | 29 | 28.2 | 31.2 | 29 | 30.5 | 22.5 | 20.5 | 25.6 | 28.4 | 25.2 | 29.9 | 22.9 | 26.7 | 22.4 | 27.4 | 25.7 | 29.8 | 29.4 | 25.4 | 28.4 | 30.1 | 25.4 | 27.7 | 28.8 | 25.4 | 25.8 | 29.4 | 31.6 | 29.5 | 26.6 | 25.2 | 30 | 26.8 | 29 | 27.8 | 31.1 | 25.2 | 27.4 | 24.8 | 27.2 | 28.6 | 23.8 | 15.2 | 26.4 | 26.4 | 28.9 | 25.6 | 25.5 | 31 | 29.4 | 0
7596 | 30.2 | 25.5 | 30.4 | 30.4 | 25.4 | 27.7 | 25.7 | 27.5 | 27.3 | 29.7 | 29.2 | 33 | 30.8 | 30.7 | 25.5 | 22.1 | 27 | 29.9 | 26.9 | 28.8 | 25.5 | 27.5 | 22.9 | 28.2 | 27 | 29.8 | 30.6 | 26.6 | 29.8 | 31.5 | 26.7 | 28.6 | 29 | 26.6 | 27.1 | 30.9 | 32.5 | 30 | 27.1 | 26.8 | 31.8 | 27.5 | 30 | 29.3 | 32.4 | 25.7 | 27.9 | 25.4 | 27.5 | 29.8 | 26.3 | 14.5 | 27.2 | 27.4 | 29.8 | 27 | 27 | 30 | 29.8 | 0
7597 | 31.8 | 26.8 | 31.5 | 31 | 25.1 | 28.5 | 26.3 | 28.7 | 28.2 | 31.6 | 29.6 | 33.5 | 32.2 | 30.5 | 25.8 | 22.3 | 27.2 | 30.4 | 27.7 | 26.8 | 27.1 | 28 | 22.7 | 28.8 | 27.6 | 30.6 | 31.7 | 27.5 | 30.5 | 32.6 | 26.8 | 28.5 | 29 | 27.3 | 27.2 | 31.3 | 32.8 | 30.2 | 27.2 | 27.8 | 33.8 | 27.8 | 30.6 | 30.3 | 33.2 | 25.9 | 28.2 | 25.3 | 28.2 | 30.4 | 27.5 | 13.6 | 28.1 | 27.9 | 30.4 | 27.1 | 27.4 | 30.3 | 29.4 | 0
7598 | 32.6 | 27.6 | 31.4 | 31 | 25.1 | 29 | 27.1 | 28.3 | 28.7 | 31.5 | 30.2 | 32.8 | 32.4 | 30.2 | 26 | 23.1 | 27.2 | 29.5 | 27.8 | 24.5 | 28.6 | 28.2 | 22.4 | 28.4 | 28.1 | 31.2 | 32.2 | 27.6 | 29.8 | 32.4 | 26.2 | 28.2 | 30 | 27.6 | 27.3 | 30.7 | 32.6 | 29.7 | 27.3 | 29.2 | 34 | 27.6 | 30.8 | 30.7 | 33.7 | 25.6 | 28.4 | 25 | 28.4 | 31.2 | 27 | 13.6 | 28 | 29 | 30.8 | 27.2 | 28.3 | 30.2 | 29 | 0
7599 | 32.6 | 27.6 | 32.6 | 30.2 | 25.2 | 29.1 | 27 | 28.5 | 28.8 | 32.6 | 30 | 31.2 | 32.5 | 29.9 | 27.6 | 23.1 | 25.5 | 29.9 | 26.7 | 21.7 | 28.2 | 28.4 | 21.1 | 28.4 | 29 | 31.5 | 32.9 | 27.4 | 28.8 | 32.5 | 24.5 | 28.6 | 30.8 | 27.5 | 27.3 | 29.5 | 31.9 | 28.7 | 27.6 | 29.6 | 34.4 | 27 | 30.6 | 30.8 | 33.4 | 25.4 | 28.2 | 24.3 | 29.1 | 31.7 | 25.5 | 13.4 | 28.5 | 28.9 | 30.4 | 25.6 | 28.3 | 30.5 | 27.9 | 0
7600 | 31.8 | 26.8 | 32.8 | 29 | 25.3 | 28.6 | 26 | 28.4 | 28.2 | 32.2 | 29.9 | 29.2 | 31.5 | 28.9 | 28 | 22 | 23.6 | 29.7 | 25.2 | 19.4 | 27.8 | 27.5 | 20.1 | 27.6 | 28 | 31.7 | 32.6 | 26.7 | 27.1 | 31.3 | 22.7 | 28.1 | 29.8 | 27 | 26.8 | 29.1 | 31 | 26.3 | 27.6 | 29.2 | 33.2 | 25.9 | 29.8 | 30.8 | 32.1 | 25.1 | 27.8 | 23.7 | 28.8 | 31.2 | 22.9 | 13.6 | 28.1 | 28.5 | 30 | 24.2 | 28 | 29.6 | 27.1 | 0
7601 | 30.9 | 25.3 | 31.5 | 27.3 | 24.6 | 28.2 | 25 | 27 | 26.9 | 31.7 | 29 | 27.2 | 30 | 28 | 27.8 | 20.6 | 21 | 27.7 | 23.4 | 17.5 | 26.5 | 27.2 | 18.6 | 26.8 | 26.4 | 30.6 | 31.8 | 26 | 25.6 | 30 | 21 | 27 | 29.6 | 26.2 | 25.9 | 28.5 | 30 | 25.2 | 27.6 | 27.3 | 31.4 | 24.4 | 28.6 | 30.5 | 30.7 | 25 | 27 | 22.8 | 27.6 | 30.4 | 20 | 13 | 28 | 27.9 | 29.5 | 22.2 | 25.7 | 29.1 | 26.2 | 0
7602 | 28.4 | 23.8 | 29.2 | 25.8 | 22.9 | 25.6 | 23.5 | 25 | 25.9 | 29.6 | 28.3 | 25.5 | 27.3 | 27.5 | 26.5 | 18.5 | 19.4 | 25.2 | 22 | 16.7 | 23.7 | 26.2 | 17.9 | 24.7 | 24 | 28.6 | 28.6 | 25.1 | 23.7 | 27.2 | 20.3 | 25 | 28.2 | 25.1 | 23.5 | 26.5 | 29 | 24.4 | 27.1 | 22.7 | 29.8 | 22.7 | 26.9 | 29.2 | 29.3 | 24.8 | 26.1 | 22 | 24.6 | 29.2 | 16.9 | 12.4 | 26.7 | 27.5 | 28 | 21.6 | 23.5 | 28.6 | 26.1 | 0
7603 | 24.8 | 21.2 | 25.5 | 24.5 | 22.2 | 23 | 21.6 | 23.4 | 24.9 | 26.8 | 26.9 | 24.2 | 24.6 | 27.1 | 24.3 | 17.4 | 17.7 | 24 | 20.9 | 16.4 | 22.6 | 25.3 | 16.9 | 22.6 | 22.6 | 26 | 25.6 | 24.6 | 22.6 | 24.7 | 20.2 | 23.7 | 27 | 23.8 | 21.8 | 26 | 27.9 | 23.2 | 27.1 | 20.1 | 28.3 | 21.4 | 25.2 | 27.4 | 28.2 | 24.7 | 25.1 | 20.7 | 21.4 | 26.8 | 14.4 | 11.1 | 25.8 | 27.2 | 27.3 | 20.7 | 21.4 | 28 | 25.8 | 0
7604 | 23.1 | 20 | 23.3 | 23.6 | 21.8 | 20.7 | 20.6 | 22.5 | 24.6 | 25.7 | 26 | 23.2 | 21.8 | 26.6 | 23.2 | 16.7 | 17.2 | 23.4 | 20.4 | 16.6 | 21.2 | 23.5 | 16.6 | 20.2 | 22.4 | 24.6 | 25.8 | 24 | 21.2 | 22 | 20.6 | 23.2 | 26.2 | 22.6 | 20.7 | 25.7 | 27 | 21.7 | 27.1 | 18.4 | 27.4 | 20.4 | 23.8 | 25.3 | 27.7 | 24.4 | 24.4 | 19.4 | 18 | 24.8 | 12.4 | 10.2 | 24.4 | 26.8 | 27 | 20.8 | 20.3 | 27.9 | 26 | 0
7605 | 21.6 | 18.7 | 24.8 | 22.8 | 21 | 18.6 | 20.4 | 21.5 | 24.1 | 25.2 | 24.9 | 22.4 | 20.2 | 26.6 | 21.5 | 15.8 | 16.4 | 22.7 | 19.9 | 16.4 | 20.6 | 22.4 | 15.9 | 19 | 21.5 | 24.1 | 26.7 | 23.7 | 20.5 | 20.9 | 20.7 | 22.7 | 25.4 | 21.6 | 19.8 | 25.6 | 26.2 | 21.4 | 27.1 | 17.3 | 26.2 | 20.1 | 23 | 24.2 | 26.7 | 24.1 | 24 | 17.9 | 16.3 | 23.8 | 11.3 | 9.1 | 24.2 | 26.9 | 26.9 | 20 | 19.5 | 27.8 | 25.6 | 0
7606 | 21.1 | 18.1 | 23.9 | 22.3 | 20.4 | 17.6 | 20 | 20.4 | 23.8 | 24.2 | 24.6 | 21.9 | 18.9 | 26 | 21.5 | 15.1 | 16.3 | 22 | 19.5 | 15.8 | 20 | 21.6 | 15.8 | 17.8 | 20.3 | 23.1 | 26.2 | 22.9 | 19.4 | 20.1 | 20.7 | 22.5 | 24.9 | 20.9 | 19.3 | 25.4 | 25.6 | 20.8 | 27.1 | 16.4 | 25.8 | 20 | 22.5 | 23 | 25.6 | 23.7 | 23.9 | 16.9 | 15.4 | 22.9 | 10.4 | 8.9 | 23.6 | 26.7 | 26.7 | 19.8 | 18.8 | 27.5 | 25.5 | 0
7607 | 20.2 | 17.6 | 20.4 | 21.4 | 20 | 17.1 | 19.7 | 20.3 | 23.2 | 23.6 | 24.4 | 21.6 | 18.4 | 25.5 | 21.5 | 14.3 | 15.8 | 21.5 | 19 | 14.7 | 19.2 | 21 | 15.6 | 17.6 | 19 | 22.7 | 24.8 | 22 | 18.6 | 20.4 | 20 | 22.2 | 24.5 | 20.4 | 18.6 | 25 | 25.2 | 20.7 | 27.1 | 15.7 | 25.1 | 20 | 22.4 | 22 | 25 | 23.4 | 24 | 16.4 | 15.8 | 21.8 | 9.8 | 8.7 | 23.8 | 26.5 | 25.6 | 18.8 | 18.3 | 27.5 | 25 | 0
7608 | 19.1 | 16.6 | 20.1 | 20.4 | 19.2 | 17 | 19.1 | 19 | 22.9 | 22.7 | 24.7 | 21.4 | 17.4 | 25.1 | 19.9 | 13.7 | 15.9 | 20.5 | 18.7 | 14.1 | 18.8 | 20.2 | 16.2 | 16.8 | 18.6 | 22 | 24.6 | 20.5 | 17.3 | 19.9 | 19.4 | 21.7 | 24 | 20 | 17.8 | 25.5 | 25.1 | 20.2 | 25.9 | 15.2 | 24.3 | 19.6 | 22.1 | 20.8 | 23.8 | 23.2 | 24.2 | 16.7 | 15.6 | 21.2 | 8.6 | 8.9 | 23 | 25.6 | 25 | 18.7 | 17.7 | 25.5 | 24.9 | 0
7609 | 17.9 | 15.6 | 18.6 | 18.9 | 18.3 | 15.7 | 18.5 | 18.9 | 22.8 | 22.6 | 24.3 | 21.3 | 16.5 | 25 | 19.6 | 13.2 | 15.1 | 20.4 | 18.3 | 14 | 18 | 19.2 | 16.3 | 16.2 | 18.5 | 21.6 | 23.3 | 19.2 | 16.6 | 19.5 | 18.5 | 21.9 | 23.7 | 19.5 | 17.4 | 24.8 | 25 | 19.9 | 25.9 | 14.7 | 23.5 | 18.9 | 21.7 | 20 | 23.5 | 23.1 | 24.2 | 16.8 | 15.3 | 20.5 | 7.5 | 8.2 | 22.8 | 25.6 | 24.8 | 17.7 | 17.3 | 24.8 | 24.4 | 0
7610 | 17.9 | 15.1 | 17.9 | 17.4 | 18 | 15 | 18 | 17.4 | 22.3 | 22.2 | 23.5 | 21 | 15 | 25 | 19.5 | 12.7 | 14.6 | 20 | 18.2 | 15.8 | 17.5 | 18.7 | 16.6 | 15 | 18.2 | 20.7 | 22.7 | 18 | 16 | 18.2 | 18 | 22.1 | 23.4 | 18.8 | 17.2 | 24.3 | 24.8 | 19.4 | 25.9 | 14.6 | 23 | 18 | 21 | 19.9 | 22.9 | 23 | 24 | 17 | 14 | 19.7 | 6 | 7.2 | 22 | 25.6 | 24.7 | 17.2 | 16.6 | 24.4 | 24.2 | 0
7611 | 18.3 | 15.5 | 17.8 | 16 | 17.7 | 14.7 | 17.6 | 17.4 | 23 | 22 | 21.6 | 20.5 | 14 | 24.8 | 19.5 | 12.4 | 13.3 | 19.5 | 18 | 18.1 | 17.1 | 18.3 | 16.1 | 14.4 | 18.3 | 20.6 | 21.8 | 17.6 | 16.4 | 17.5 | 17.5 | 21.7 | 23.2 | 18 | 17.2 | 23.5 | 24.5 | 20 | 25.9 | 14.3 | 22.4 | 17.4 | 20.4 | 19.7 | 22.5 | 22.9 | 23.6 | 16.5 | 13.1 | 19 | 5.1 | 5.6 | 22.1 | 25.7 | 24.7 | 15.7 | 16.4 | 23.5 | 23.4 | 0
7612 | 18.2 | 14.4 | 17.7 | 15.5 | 17.6 | 14.1 | 17.3 | 16.9 | 21.9 | 21 | 20.2 | 19.9 | 12.9 | 24.5 | 19.4 | 11.6 | 13.2 | 19.2 | 18.1 | 21 | 16.8 | 18.2 | 16.1 | 13.6 | 17.9 | 19.8 | 20.7 | 17.5 | 16.8 | 16.3 | 17.5 | 21.2 | 22.7 | 17.4 | 16.9 | 23 | 24.2 | 20.4 | 25.9 | 13.8 | 22.3 | 17.2 | 20.1 | 19.3 | 22.5 | 22.6 | 23.4 | 16 | 12.3 | 19.2 | 4.4 | 5 | 21.5 | 25.7 | 24.4 | 15.4 | 16.2 | 22.6 | 23.3 | 0
7613 | 17.8 | 14.1 | 16.3 | 18.4 | 17.5 | 14 | 16.9 | 17.8 | 22.2 | 20.5 | 23 | 21.6 | 13.4 | 24.3 | 19.3 | 10.9 | 14.2 | 18.7 | 17.2 | 23.4 | 16.6 | 18.1 | 14.6 | 14.8 | 16.5 | 19.6 | 20.2 | 20 | 15.8 | 16.4 | 16 | 21 | 22.3 | 18 | 16.7 | 22.6 | 22.4 | 20.2 | 25.9 | 13.7 | 22 | 18 | 20.7 | 18.8 | 22.4 | 22.6 | 23.6 | 16.4 | 12.2 | 19.3 | 7.4 | 9 | 21.8 | 25.6 | 23.8 | 17.2 | 15.8 | 22.4 | 23.4 | 0
7614 | 17.7 | 13.6 | 15 | 19.8 | 17 | 15 | 16.7 | 17.5 | 22.3 | 20.2 | 21.6 | 21.4 | 13.9 | 24.2 | 19.5 | 10.6 | 16.6 | 18.4 | 17.8 | 25.9 | 16.5 | 18.3 | 15.2 | 15.7 | 16.5 | 18.2 | 19.6 | 20 | 17 | 15.9 | 16.3 | 20.7 | 22.1 | 17.9 | 16.3 | 22.3 | 21.9 | 19.7 | 26 | 13.7 | 21.6 | 18.6 | 20.5 | 18.6 | 22.6 | 22.8 | 23.7 | 17.9 | 13.9 | 19.3 | 8.5 | 10.3 | 21 | 25.4 | 23.5 | 18.5 | 15.6 | 22.4 | 24.6 | 0
7615 | 17.8 | 13.6 | 15.6 | 21.8 | 16.6 | 13.8 | 16.7 | 17.7 | 22.5 | 21.2 | 21 | 21.6 | 15.7 | 24.2 | 19.3 | 10.7 | 18.7 | 18.4 | 18.9 | 27.6 | 16 | 19 | 15.8 | 17.8 | 16.6 | 18.2 | 18.8 | 20.7 | 18.7 | 17.3 | 16.9 | 20.8 | 21.8 | 19.1 | 15.8 | 22.1 | 22.7 | 19.7 | 26 | 13.4 | 21.8 | 19.8 | 21.1 | 18.8 | 22.8 | 23.2 | 24.2 | 19.5 | 16.6 | 18.9 | 11.7 | 11.7 | 21.3 | 25.4 | 23.9 | 19.9 | 15.2 | 22 | 25.8 | 0
7616 | 18.4 | 13.6 | 19 | 24.2 | 17.3 | 17.1 | 18.3 | 18.4 | 24.3 | 21.2 | 20.5 | 22.2 | 18.2 | 25.5 | 21 | 11.1 | 21.6 | 18.7 | 20.8 | 29.2 | 16 | 20.6 | 16.8 | 20.2 | 18.2 | 19 | 18.8 | 21.4 | 21.4 | 19.4 | 19 | 22.6 | 22.9 | 20.6 | 16 | 23.6 | 24 | 21.7 | 26 | 14.2 | 22.8 | 21.4 | 21.8 | 19.4 | 24 | 24 | 25.4 | 22 | 19.6 | 20.9 | 14.8 | 13 | 21.6 | 25.5 | 25.6 | 21.8 | 17 | 22.5 | 27 | 0
7617 | 23.6 | 20.4 | 26.2 | 26.5 | 20.3 | 24 | 20.2 | 22.2 | 25.2 | 24 | 22.2 | 24.3 | 21.5 | 27.6 | 24.3 | 15.3 | 23 | 21.2 | 22.6 | 29.9 | 18.3 | 24.6 | 17.8 | 23.3 | 22.8 | 23 | 22.2 | 22.9 | 23.8 | 23.3 | 20.7 | 26 | 24.2 | 23.2 | 18.8 | 25.4 | 26.6 | 24.2 | 27.5 | 18.3 | 25.5 | 23.3 | 23.9 | 22.6 | 25.2 | 25 | 26.9 | 23.4 | 22.6 | 24.3 | 19 | 13.5 | 23.5 | 26.8 | 27.4 | 23.3 | 21 | 24.7 | 27.7 | 0
7618 | 26.8 | 23.3 | 29 | 28.5 | 22.8 | 26.1 | 22.2 | 24.6 | 26 | 27.4 | 24.4 | 26.8 | 24.5 | 28.7 | 25.7 | 19.2 | 24.7 | 26.4 | 24.7 | 30 | 20 | 25.5 | 19 | 25.8 | 26.8 | 25.2 | 24.2 | 24.3 | 26.2 | 26.7 | 23 | 27.7 | 25.6 | 25.4 | 22.7 | 27.7 | 29 | 26 | 27.7 | 21.3 | 29 | 25 | 25.8 | 26 | 27.6 | 26.3 | 28.4 | 25.1 | 25.1 | 27.5 | 21.7 | 13.6 | 25 | 28.2 | 28.1 | 25 | 24.2 | 27.6 | 28.4 | 0
7619 | 29.2 | 25.9 | 30.7 | 30 | 24.9 | 27.2 | 24.7 | 26.5 | 27.5 | 31.3 | 27.5 | 29.6 | 27.2 | 29.9 | 27 | 21.1 | 25.4 | 28.8 | 26.2 | 28.8 | 23.5 | 27.5 | 20 | 28 | 27.5 | 27.8 | 27.4 | 25.8 | 27.8 | 30 | 24.4 | 29.2 | 27.3 | 27.4 | 25.9 | 29.4 | 31.4 | 27.7 | 28.2 | 24.2 | 30.5 | 26.6 | 28.2 | 28.6 | 29.7 | 27.4 | 29.6 | 25.6 | 27 | 29.7 | 24.2 | 13 | 27 | 29.8 | 29.1 | 26.2 | 26.6 | 30.1 | 28.8 | 0
7620 | 30.6 | 26.9 | 29.8 | 31 | 25.8 | 27.5 | 26.3 | 27.5 | 28.2 | 31.2 | 29.2 | 31.1 | 29 | 30.8 | 27.7 | 22 | 26.9 | 29.6 | 27.5 | 28.2 | 27 | 28.6 | 20.8 | 29 | 28.5 | 29.1 | 29 | 26.3 | 29.1 | 31.2 | 26.1 | 30.6 | 28.6 | 28 | 27 | 31.8 | 32.4 | 29.1 | 29 | 26.2 | 32 | 27.6 | 29.3 | 30.3 | 31 | 28.4 | 30.2 | 26.5 | 28.2 | 31.2 | 24.9 | 12.6 | 27.6 | 29 | 29.6 | 27.6 | 28.5 | 32.6 | 29.4 | 0
7621 | 31.6 | 27.2 | 30.4 | 31.2 | 26 | 28.2 | 26.8 | 27.8 | 28.3 | 33.1 | 30.6 | 31.6 | 30.2 | 30.9 | 28 | 22.4 | 27.1 | 30.2 | 28 | 29.3 | 28.2 | 29.4 | 20.9 | 29.6 | 29.2 | 30.6 | 30 | 26.6 | 29.4 | 32 | 26.2 | 30.9 | 29.7 | 28.4 | 26.9 | 32.7 | 33.1 | 29.9 | 29.4 | 27.9 | 32.5 | 28.2 | 30.1 | 31.6 | 31.7 | 28.9 | 30.1 | 26.3 | 28.7 | 32 | 26.3 | 12.1 | 28.3 | 29.2 | 30.1 | 28.1 | 28.6 | 32.1 | 29.5 | 0
7622 | 32.4 | 27.2 | 31.1 | 31 | 26.1 | 29 | 27.5 | 28.5 | 28.7 | 31.7 | 30.2 | 30.4 | 30.6 | 31.3 | 28 | 23.2 | 27.2 | 30.8 | 28 | 30 | 28.7 | 29.4 | 20.5 | 29.4 | 29.9 | 30.9 | 31.8 | 26 | 29.2 | 31.6 | 26 | 31.2 | 30.1 | 28 | 27 | 33.3 | 32.8 | 30.1 | 29.3 | 27.9 | 32.7 | 28 | 29.6 | 32.1 | 32.9 | 29 | 29.6 | 26.4 | 28.6 | 32.6 | 27 | 12 | 28.2 | 29.6 | 30.6 | 28.2 | 29.8 | 31.8 | 29.4 | 0
7623 | 32.4 | 27.1 | 31.3 | 30.2 | 26.2 | 28.7 | 27.1 | 28.2 | 28.3 | 34.7 | 30 | 28.9 | 30.6 | 30.1 | 28 | 23.7 | 25.2 | 30.7 | 27 | 29.5 | 28.9 | 29.5 | 19.6 | 29.4 | 30 | 31 | 31.1 | 25.7 | 28 | 31.8 | 24.1 | 30.2 | 30.3 | 28 | 26.5 | 33.1 | 32.7 | 30.1 | 29.4 | 28.1 | 33.5 | 27.3 | 29.3 | 32.5 | 33.2 | 28.6 | 28.7 | 25.2 | 27.8 | 32.8 | 28.7 | 11.7 | 28.9 | 29.5 | 30.2 | 27 | 29.8 | 31.8 | 28.5 | 0
7624 | 32.2 | 26.6 | 31.1 | 29.3 | 26.2 | 28.6 | 26.2 | 27.8 | 26.9 | 32.7 | 28.9 | 26.9 | 29.6 | 29.9 | 27.9 | 21.8 | 23.2 | 29.2 | 25.6 | 28.6 | 28.8 | 28.5 | 18.7 | 28.8 | 29.3 | 31.2 | 30.6 | 25 | 26.6 | 31.1 | 22.5 | 28.8 | 30.2 | 27.5 | 25.9 | 31.3 | 31.9 | 28.7 | 29 | 28.1 | 33.7 | 26 | 28.2 | 32.5 | 32 | 27.8 | 27.9 | 24.6 | 26.3 | 32.7 | 28.4 | 11.6 | 28.8 | 29.4 | 30.1 | 25.4 | 29.6 | 31.6 | 27.5 | 0
7625 | 30.8 | 24.8 | 29.5 | 28.1 | 24.8 | 28.2 | 25.1 | 26.9 | 25.7 | 32.2 | 28.5 | 25.6 | 28 | 28.8 | 27.6 | 20.2 | 20.2 | 26.8 | 23.8 | 26.6 | 27.3 | 27.7 | 18 | 28 | 28.2 | 30.8 | 29.7 | 24.8 | 24.7 | 30.6 | 20.4 | 27.2 | 29.3 | 27 | 24.9 | 29.9 | 31.2 | 28.2 | 28.3 | 25 | 33 | 24.4 | 27.5 | 32.3 | 30.1 | 26.8 | 27.2 | 23.4 | 24.2 | 32.5 | 27 | 11.2 | 29 | 28.5 | 29.3 | 23.2 | 27.8 | 30.5 | 26.4 | 0
7626 | 28.4 | 21.8 | 26.9 | 27.1 | 23.3 | 26.3 | 23.5 | 24.8 | 24 | 30.5 | 27.4 | 24.3 | 25.4 | 27.6 | 24.4 | 18.1 | 18.7 | 24.7 | 22.3 | 24.6 | 24.9 | 25.8 | 17.9 | 26.3 | 25.4 | 29.2 | 26.7 | 24.3 | 23.2 | 28.4 | 19.7 | 26.2 | 27.8 | 25.5 | 23 | 28.3 | 29.6 | 26.4 | 27 | 21 | 31 | 22.6 | 26.2 | 30.5 | 28.8 | 25.8 | 26.6 | 23.1 | 21.7 | 30.5 | 22.3 | 10.9 | 27.8 | 28.3 | 28.1 | 21.6 | 24.5 | 29.4 | 26 | 0
7627 | 25.6 | 19.3 | 24 | 26 | 22.3 | 23.2 | 21.6 | 23.4 | 24 | 28.7 | 27.2 | 23.7 | 22.7 | 26.8 | 24.4 | 16.9 | 17.1 | 23.3 | 20.8 | 22.3 | 23 | 24.3 | 17.8 | 24.6 | 23 | 27.8 | 24.2 | 24.3 | 21.4 | 26.3 | 18.7 | 25.4 | 26.6 | 24.2 | 22 | 27.3 | 28.4 | 25.2 | 26.8 | 19.2 | 29.1 | 21.1 | 25.6 | 28.6 | 27.8 | 24.8 | 25.9 | 22 | 19.4 | 28.8 | 17.4 | 10.3 | 27 | 27.8 | 26.8 | 20.1 | 24.3 | 29.1 | 25.9 | 0
7628 | 23.2 | 18.2 | 21.5 | 25.2 | 21.3 | 21 | 21.5 | 22.6 | 23.7 | 27.2 | 26.4 | 22.8 | 20 | 26.4 | 24.4 | 16.1 | 17 | 22.2 | 19.8 | 20.4 | 21.7 | 24.6 | 18 | 22.6 | 22.9 | 26.6 | 26 | 24 | 20.2 | 23.4 | 18.8 | 24.7 | 25.7 | 22.4 | 21.4 | 27.2 | 27 | 24.7 | 26.2 | 18 | 27 | 20 | 24.8 | 26.3 | 27.1 | 24 | 25.2 | 21.2 | 17.6 | 27 | 12 | 10 | 25.6 | 25.3 | 26.3 | 19.4 | 21.3 | 28.3 | 26.4 | 0
7629 | 21.6 | 17.1 | 20.6 | 24.3 | 20.8 | 19.1 | 21.3 | 21.5 | 23 | 26.2 | 26.3 | 22.2 | 18.3 | 25.3 | 22 | 15.4 | 16.2 | 21.4 | 19 | 18.5 | 20.7 | 23.9 | 17.7 | 21.2 | 22.3 | 24.9 | 25.5 | 24 | 18.8 | 21.7 | 18.2 | 24.2 | 25 | 21.6 | 20.6 | 26.5 | 26.6 | 23.9 | 26 | 17.2 | 26 | 19.5 | 24.8 | 25.3 | 26.4 | 23.4 | 24.4 | 19.2 | 16.5 | 26 | 9.5 | 9.6 | 25.3 | 24 | 25.9 | 18.7 | 20.4 | 27.5 | 26.7 | 0
7630 | 21.7 | 17.1 | 18.7 | 23.4 | 20.7 | 17.9 | 20.8 | 21.6 | 22.5 | 25.7 | 25.4 | 21 | 17.2 | 24.8 | 22 | 14.9 | 16.3 | 20.8 | 18.7 | 17.4 | 19.9 | 23.6 | 17.3 | 19.9 | 21.7 | 23.4 | 24.8 | 23.5 | 18.2 | 20.1 | 18.5 | 23.7 | 24.4 | 20.8 | 19.5 | 25.7 | 26.2 | 22.7 | 25.6 | 16.6 | 25.9 | 19.3 | 24.3 | 23.5 | 26.3 | 23.1 | 23.8 | 18 | 15.9 | 24.8 | 8.1 | 9.6 | 24.7 | 24 | 25.6 | 18.6 | 19.6 | 26.1 | 26.9 | 0
7631 | 20.6 | 15.5 | 17.2 | 22.4 | 20.3 | 17.2 | 20.5 | 21.1 | 22.3 | 24.7 | 24.8 | 20 | 17 | 24.8 | 22 | 14.3 | 15.6 | 20.3 | 18.6 | 16.4 | 19 | 22.8 | 16.4 | 19 | 20.2 | 23.8 | 24.6 | 23 | 17.6 | 19.8 | 18.4 | 23.3 | 24.1 | 20.8 | 18.7 | 24.1 | 26.4 | 22.2 | 25 | 15.7 | 25.4 | 19.4 | 24 | 21.7 | 25.1 | 23 | 23.4 | 16.6 | 15.6 | 24 | 9 | 9.5 | 24.8 | 24 | 25.2 | 18.2 | 19 | 24.6 | 26.4 | 0
7632 | 20.7 | 15.1 | 16.5 | 21.3 | 19.6 | 16.4 | 20 | 20.6 | 21.7 | 24.3 | 23.4 | 18.9 | 16.7 | 24.7 | 21.3 | 13.6 | 15.8 | 20 | 18.8 | 16.1 | 18.3 | 21.8 | 15.7 | 17.7 | 20 | 23.4 | 23.8 | 21.8 | 17.7 | 19 | 19.4 | 22.7 | 23.8 | 20.3 | 18 | 22.9 | 25.8 | 22.2 | 24.6 | 15.6 | 24.7 | 19.3 | 22.7 | 21.6 | 23.7 | 23 | 23.5 | 16.7 | 15.1 | 24 | 9 | 9.6 | 23.9 | 23.8 | 24.2 | 18.2 | 18.6 | 24 | 25.7 | 0
7633 | 19.3 | 15 | 16.1 | 20.1 | 19.3 | 16.3 | 20 | 20.2 | 21.3 | 24.2 | 22.9 | 18.7 | 16.3 | 24.6 | 21.3 | 13.2 | 15 | 24.7 | 18.8 | 15.5 | 17.8 | 21.3 | 14.9 | 16.7 | 19 | 22.8 | 21.6 | 20.9 | 17.4 | 18.9 | 19.6 | 22.7 | 23.3 | 20 | 17.5 | 22 | 25.5 | 22.2 | 24.6 | 15.1 | 24.2 | 19.1 | 21.9 | 21 | 22.6 | 23 | 23.7 | 16.5 | 14.2 | 24 | 9.3 | 9.3 | 23.6 | 23.8 | 24.1 | 17.8 | 18.4 | 23.6 | 24.5 | 0
7634 | 18.2 | 14.6 | 16.3 | 19 | 19 | 16.5 | 19.5 | 19.2 | 21.2 | 23.3 | 22.4 | 19 | 15.4 | 24.3 | 21.3 | 12.7 | 14.8 | 24.2 | 18.6 | 15.2 | 17.3 | 20.6 | 14.6 | 15.4 | 18.9 | 22.5 | 21.6 | 20 | 17.2 | 18 | 19.8 | 22.6 | 22.7 | 19.2 | 17.4 | 22 | 24.4 | 22.2 | 24.6 | 14.8 | 23.4 | 18.6 | 20.8 | 20.1 | 22.5 | 23 | 24 | 17 | 13 | 23.9 | 8 | 9 | 22.6 | 23.9 | 23.8 | 17.6 | 18.4 | 23.5 | 23.6 | 0
7635 | 17.4 | 14.2 | 14.9 | 18.1 | 18.6 | 15.4 | 19 | 18.5 | 20.8 | 22.2 | 23.1 | 20.2 | 14.5 | 23.9 | 21.3 | 12.4 | 13.6 | 23.8 | 17.9 | 14.5 | 17 | 20.2 | 14.3 | 14.8 | 18.8 | 21.5 | 21.1 | 19.8 | 16.4 | 17.7 | 18.5 | 21.7 | 22.2 | 18.8 | 17 | 21.7 | 23.8 | 22 | 24.6 | 14.5 | 23.1 | 18.2 | 20.7 | 19.4 | 22.2 | 22.8 | 24 | 16.4 | 12 | 23.2 | 7.5 | 8.5 | 22.6 | 24 | 23.5 | 17 | 18 | 23.4 | 22.8 | 0
7636 | 17.5 | 14.1 | 14.1 | 17.9 | 18.4 | 15 | 18.6 | 17.7 | 20.5 | 21.7 | 23 | 20.9 | 13.6 | 23.6 | 21.2 | 11.6 | 13.8 | 23.7 | 17.5 | 14.4 | 16.8 | 20.3 | 14.4 | 14.3 | 18.9 | 21.8 | 20.3 | 19.7 | 15.9 | 16.7 | 17.4 | 21.2 | 21.8 | 18.1 | 17 | 21.4 | 22.8 | 22 | 24.6 | 14.1 | 22.7 | 17.8 | 20.4 | 19.1 | 22.2 | 22.7 | 23.9 | 16.5 | 11.6 | 23 | 6.5 | 8.5 | 21.8 | 24 | 23.3 | 17 | 17.5 | 23.2 | 22.9 | 0
7637 | 17.4 | 14 | 13.8 | 20 | 17.9 | 15.3 | 18.1 | 16.7 | 20.1 | 21.7 | 23.7 | 17.8 | 12.6 | 23.3 | 21.1 | 10.9 | 14.2 | 23.6 | 17.4 | 13 | 16.6 | 20.6 | 13.2 | 15.4 | 17.7 | 21.4 | 20 | 21.2 | 14.6 | 16.4 | 15.4 | 21 | 21.2 | 18.2 | 16.5 | 22.3 | 24 | 22 | 24.6 | 13.9 | 22.7 | 16.4 | 22.4 | 18.6 | 22.1 | 22.4 | 21.6 | 17.4 | 13.6 | 23 | 7 | 7.6 | 22.8 | 24.1 | 23.1 | 16.4 | 17.4 | 23 | 24 | 0
7638 | 17.3 | 13.8 | 13 | 21.2 | 18 | 15.5 | 17.9 | 16.5 | 20 | 21.7 | 23.5 | 18.3 | 12.7 | 23.1 | 20.8 | 10.6 | 16.2 | 23.4 | 17.9 | 14.4 | 16.4 | 20.4 | 13.6 | 16 | 16.6 | 20.8 | 19.4 | 20.9 | 15.9 | 16.9 | 16.5 | 21.8 | 20.8 | 18.2 | 16.4 | 23.4 | 24.1 | 21.7 | 24.6 | 13.2 | 22.8 | 17.1 | 22 | 19 | 22 | 22.4 | 22.5 | 17.6 | 15.5 | 23 | 7.8 | 9.1 | 21.6 | 24.1 | 22.8 | 18.4 | 16.8 | 22.5 | 23.8 | 0
7639 | 17.2 | 13.3 | 12.4 | 23 | 17.9 | 16.6 | 17.5 | 17.2 | 19.8 | 21.2 | 23.9 | 20.5 | 14.7 | 23 | 20.8 | 10.7 | 18.1 | 23.4 | 18.8 | 16.7 | 16.3 | 20.1 | 14.4 | 17.7 | 15.8 | 19.4 | 18.4 | 20.9 | 18.1 | 18.5 | 18 | 21 | 20.8 | 19.4 | 16 | 23.6 | 24.8 | 21.3 | 24.5 | 13.1 | 22.8 | 18.6 | 22.5 | 20.3 | 21.9 | 22.7 | 23.8 | 18.6 | 18.4 | 23 | 10.2 | 11.4 | 21.5 | 24.1 | 22.8 | 20.3 | 16.3 | 22 | 23.6 | 0
7640 | 17.7 | 14.8 | 16.7 | 25.3 | 19.3 | 20.1 | 19.2 | 18 | 21.8 | 21.3 | 24.4 | 21.6 | 17.4 | 24.3 | 20.7 | 11.1 | 20.8 | 23.8 | 20.4 | 19.6 | 16.3 | 21 | 15.8 | 20 | 17.5 | 19 | 18.4 | 22 | 21 | 20.4 | 20 | 22.5 | 22.5 | 20.8 | 16.5 | 25.4 | 25.6 | 21.5 | 25 | 13.1 | 23.3 | 20.6 | 23.6 | 20.8 | 22.7 | 23.2 | 25.6 | 20.2 | 21.6 | 25 | 13.2 | 13.8 | 21.6 | 24.2 | 24.4 | 22.8 | 18 | 21.7 | 23.6 | 0
7641 | 22.3 | 17 | 24.6 | 27.4 | 21.3 | 23.6 | 21.7 | 20.2 | 24.5 | 23 | 25.7 | 24.3 | 21.5 | 26 | 19.7 | 15.3 | 22.4 | 20.1 | 22.1 | 22.2 | 18.6 | 22 | 17.8 | 22.9 | 20.3 | 22.7 | 20.5 | 23.2 | 23.7 | 23.3 | 22.1 | 25.4 | 25 | 23.5 | 20 | 27 | 27.1 | 21.3 | 26.7 | 16.7 | 25.8 | 22.7 | 25.6 | 25 | 26.4 | 24.1 | 27.2 | 22.1 | 24.5 | 27.6 | 17.6 | 15.4 | 23.5 | 23.7 | 25.8 | 24.2 | 20.6 | 24.8 | 23.5 | 0
7642 | 25.4 | 20.7 | 27 | 29.3 | 23.6 | 25.6 | 23.5 | 23.1 | 26.5 | 26.3 | 27.1 | 25.6 | 25.2 | 28.4 | 19.8 | 19.2 | 24.3 | 24 | 24.2 | 24.4 | 20.8 | 24.8 | 20.3 | 25.6 | 23.8 | 26.2 | 23.5 | 24.8 | 26.2 | 26.1 | 24.3 | 27.7 | 27.3 | 25.7 | 23.7 | 29 | 28.4 | 22.3 | 27.5 | 22.1 | 28.2 | 24.8 | 27.4 | 28.1 | 28.6 | 24.9 | 28.8 | 23.9 | 26.6 | 29.5 | 21.4 | 16 | 25.1 | 23.5 | 27.3 | 25.8 | 23 | 28.1 | 23.4 | 0
7643 | 29 | 23 | 28.8 | 30.6 | 25.7 | 26.4 | 25.1 | 25.3 | 28.2 | 27.9 | 28.7 | 27.8 | 28.6 | 28.8 | 19.9 | 21.1 | 25.2 | 26.7 | 25.8 | 26 | 24.2 | 26.3 | 22.6 | 28 | 25.5 | 29.4 | 26.8 | 25.8 | 27.8 | 29 | 26.2 | 28.3 | 28.6 | 28 | 25.8 | 30.9 | 29.8 | 23.2 | 28.9 | 24.6 | 30.5 | 26.4 | 28.8 | 30.5 | 29.6 | 25.8 | 30 | 25.2 | 28 | 30.6 | 25 | 15.4 | 27.2 | 23.8 | 28.3 | 26.4 | 25.6 | 29.6 | 23.2 | 0
7644 | 31.4 | 25.1 | 28.9 | 31.6 | 26.8 | 26.6 | 25.7 | 26.9 | 28.8 | 30.3 | 29.7 | 28.2 | 30.3 | 29.5 | 19.9 | 22 | 26.6 | 28.2 | 27.3 | 27.3 | 25 | 27.2 | 24.3 | 29.4 | 26.3 | 30.4 | 28.8 | 26.8 | 28.9 | 30.8 | 27.5 | 29.1 | 29.8 | 28.7 | 25.4 | 32.5 | 30.5 | 23.9 | 30.1 | 26.8 | 31.9 | 27.5 | 29 | 32 | 31.6 | 26.3 | 31.2 | 25.7 | 28.9 | 31.6 | 26.7 | 14.4 | 27.9 | 24.5 | 29.4 | 27.4 | 28.3 | 32.1 | 23 | 0
7645 | 32.2 | 26.4 | 29 | 32 | 26.7 | 27.6 | 26 | 27.3 | 29 | 31.8 | 30.5 | 29.7 | 31.4 | 29 | 19.9 | 22.4 | 26.7 | 29.4 | 27.6 | 28.3 | 25.9 | 27.3 | 24.9 | 30.3 | 27.6 | 31.4 | 30.5 | 27 | 29.2 | 32.2 | 27.8 | 29.1 | 31.1 | 29.3 | 25.8 | 33.2 | 31 | 24.1 | 30 | 27.2 | 33.6 | 28 | 28.7 | 32.7 | 32.1 | 26.7 | 31.9 | 25.6 | 29.4 | 32.4 | 27.7 | 13.4 | 29 | 25.3 | 29.8 | 27.4 | 29.6 | 33.1 | 22.8 | 0
7646 | 32.7 | 26.7 | 29.8 | 32 | 26.6 | 28 | 26.2 | 27.8 | 28.8 | 32.1 | 30.6 | 29.8 | 31.2 | 29.5 | 20 | 23.2 | 26.6 | 29.6 | 27.4 | 29 | 26.2 | 28 | 24.4 | 30.4 | 29.2 | 31.4 | 32.1 | 27.2 | 29.2 | 32.4 | 27.2 | 29.1 | 31.2 | 28.8 | 25.7 | 33 | 30.8 | 24.1 | 30.1 | 27.5 | 34.3 | 27.8 | 27.8 | 33.4 | 33 | 26.8 | 32.4 | 25 | 29.6 | 32.1 | 27 | 13 | 29.2 | 26.3 | 30.6 | 27.2 | 30 | 33.7 | 22.7 | 0
7647 | 32.3 | 26.8 | 30.6 | 31.3 | 26.4 | 28.1 | 26 | 27.8 | 28.1 | 32.8 | 30.6 | 31.1 | 31.1 | 29.1 | 20 | 23.7 | 24.7 | 29.5 | 26.1 | 29 | 26.4 | 28.4 | 23 | 30.2 | 29.7 | 31.3 | 32.2 | 26.8 | 28.4 | 32.4 | 25.7 | 29.1 | 31.5 | 28.9 | 25.7 | 33.4 | 30.7 | 23.3 | 29.8 | 27 | 34.3 | 26.9 | 27.3 | 33.5 | 33.5 | 26.9 | 32 | 24.2 | 29.3 | 32 | 26.1 | 13.1 | 30.4 | 27.3 | 30.3 | 25.5 | 30 | 34.4 | 22.7 | 0
7648 | 32.3 | 26.8 | 30.4 | 30.1 | 26.4 | 27.6 | 25.3 | 27.5 | 26.8 | 32.6 | 30.1 | 30.1 | 29.8 | 29.4 | 20 | 21.8 | 22.8 | 28.5 | 24.7 | 28.2 | 26.2 | 27.5 | 21.3 | 29.2 | 28.6 | 31 | 31.7 | 26.5 | 27.4 | 31.3 | 24 | 28.5 | 31.2 | 28.2 | 25.2 | 31.3 | 30 | 23.6 | 29.3 | 26.2 | 34.5 | 25.6 | 26.8 | 33.4 | 33.5 | 26.7 | 31.2 | 23.3 | 28.4 | 31.6 | 24 | 13.5 | 30.7 | 27.3 | 30.3 | 23.7 | 29.8 | 30.6 | 22.8 | 0
7649 | 31.8 | 25.5 | 29.4 | 28.6 | 25.4 | 27.3 | 24.6 | 26.8 | 24.8 | 32.2 | 29.6 | 29 | 28.2 | 28.5 | 20.1 | 20.2 | 20 | 25.8 | 23 | 26.2 | 25.7 | 27.2 | 19.8 | 27.8 | 26.4 | 29.6 | 30.7 | 25.8 | 25.8 | 30 | 22.4 | 27.4 | 30 | 27.8 | 23.8 | 29.7 | 29.4 | 23.7 | 28.4 | 23.7 | 32.9 | 23.8 | 26.8 | 32.6 | 31.1 | 26.4 | 29.6 | 22.4 | 26.6 | 31.5 | 21.6 | 13.6 | 31 | 27.4 | 30.1 | 21.4 | 27.5 | 29.5 | 23 | 0
7650 | 28.7 | 21.9 | 25.5 | 27.2 | 23.3 | 25.1 | 23.6 | 24.9 | 23.5 | 29.9 | 28.7 | 25.5 | 25.2 | 27 | 20.5 | 18.1 | 18.3 | 24 | 22 | 23.5 | 24.3 | 25.8 | 18.8 | 25.6 | 24.2 | 27.4 | 26.6 | 25.2 | 24.1 | 27.9 | 21.5 | 25.6 | 28 | 26.4 | 21.7 | 28.2 | 28.4 | 22.6 | 28 | 21 | 30.3 | 22 | 26.4 | 30.2 | 29.5 | 25.8 | 27.9 | 21.5 | 24.2 | 30.6 | 18 | 13.3 | 29.4 | 26.2 | 28.9 | 20.2 | 24.5 | 28.9 | 23.2 | 0
7651 | 25.8 | 19.3 | 23 | 25.9 | 21.8 | 22 | 22.5 | 24 | 22.4 | 27.8 | 28.1 | 23.6 | 22.2 | 26 | 20.5 | 16.5 | 16.5 | 22.1 | 21 | 20.2 | 23.1 | 24.8 | 18.3 | 23.4 | 22.5 | 26.4 | 26.7 | 23.8 | 22.1 | 26 | 21.1 | 25 | 27.2 | 25.5 | 20.6 | 27.4 | 27.7 | 21 | 27.6 | 19.3 | 28.8 | 20.3 | 25.8 | 27.6 | 28.6 | 25.3 | 25.9 | 20.6 | 21.7 | 30.1 | 14.9 | 12.4 | 27.7 | 25.8 | 27.5 | 19.1 | 22.7 | 28.8 | 23.1 | 0
7652 | 25.2 | 18.8 | 22.1 | 25.2 | 20.8 | 20.8 | 21.4 | 22.1 | 21.9 | 25.7 | 27.4 | 21.8 | 19 | 25.5 | 20.5 | 15.7 | 15.8 | 21.5 | 20.4 | 17.4 | 22.3 | 24.2 | 18 | 21 | 21.2 | 25.5 | 26.6 | 22.4 | 20.4 | 24 | 21.2 | 24.4 | 26.5 | 24.2 | 19.7 | 26.7 | 27 | 20 | 27.6 | 18 | 27.9 | 19 | 24.7 | 26 | 27.6 | 24.6 | 24.4 | 19.8 | 19.6 | 29.4 | 11.8 | 11.4 | 25.2 | 25.5 | 26.1 | 19 | 22 | 28.2 | 23 | 0
7653 | 24.2 | 17 | 20.3 | 24.7 | 20 | 19.6 | 20.7 | 21.8 | 21.5 | 25.2 | 27.2 | 23.3 | 17.1 | 25 | 20.5 | 15.6 | 14.7 | 20.6 | 19.5 | 15.3 | 21.5 | 23.5 | 17.6 | 19.3 | 19.9 | 25.1 | 25.2 | 20.6 | 18.8 | 22.8 | 21.2 | 23.6 | 26 | 24 | 19.3 | 25.2 | 26.9 | 20 | 27.4 | 17.5 | 27 | 18.1 | 23.7 | 25 | 26.6 | 24.1 | 23 | 19.2 | 18.3 | 29.2 | 10.2 | 10.6 | 24.1 | 25.1 | 26.5 | 18.5 | 21 | 27.6 | 22.7 | 0
7654 | 22.7 | 16.8 | 18.8 | 24.5 | 19.3 | 18.2 | 20.3 | 21.4 | 20.8 | 24.3 | 26.8 | 24.3 | 15.8 | 24.5 | 20.5 | 14.7 | 14.5 | 20.1 | 19 | 14.5 | 20.8 | 23.3 | 17 | 18.1 | 19.6 | 24.6 | 24.1 | 19.7 | 17.9 | 21.6 | 20.9 | 23.1 | 25.5 | 23.4 | 18.6 | 23.9 | 26.5 | 19.6 | 27.5 | 16.6 | 26.4 | 17.8 | 22.6 | 25 | 25.8 | 23.7 | 22.5 | 18.8 | 17.7 | 28.2 | 9 | 10.2 | 22.9 | 25.1 | 24.9 | 18.7 | 20 | 27.2 | 22.6 | 0
7655 | 21.8 | 15.8 | 17.6 | 24.2 | 18.8 | 17.8 | 19.7 | 20.7 | 20.3 | 23.3 | 26.5 | 26 | 15.8 | 24.5 | 20.5 | 14.6 | 14 | 19.7 | 18.4 | 14.4 | 20.6 | 23.3 | 16 | 17.6 | 20.7 | 23.1 | 23.2 | 19.4 | 17.2 | 20.8 | 20 | 22.6 | 24.8 | 23.2 | 17.9 | 24.3 | 26.4 | 19.1 | 27.5 | 16 | 24.8 | 17.8 | 22.2 | 23.5 | 25.3 | 23.4 | 22.2 | 18.8 | 17.4 | 28.1 | 8.8 | 10.1 | 23.2 | 25 | 24.4 | 18.2 | 19.4 | 26.7 | 22.6 | 0
7656 | 22.3 | 11.3 | 16.4 | 23.7 | 18.5 | 18.2 | 18.8 | 20.3 | 20 | 22.9 | 25.7 | 24.4 | 15.5 | 23.8 | 20.4 | 14.2 | 14.4 | 19.4 | 18.3 | 14.8 | 20.2 | 22.6 | 14.9 | 17.2 | 20.1 | 22.5 | 22.6 | 20.4 | 17 | 19.4 | 18.7 | 22.1 | 24 | 21.9 | 17.3 | 24.4 | 25.7 | 18.2 | 26.5 | 15.3 | 23.9 | 18 | 22 | 21.5 | 24.4 | 23 | 22.5 | 18.9 | 17 | 27.9 | 8.1 | 10.1 | 22.9 | 24.5 | 23.5 | 18.2 | 19 | 24.6 | 23 | 0
7657 | 21.2 | 10.6 | 16.2 | 22.7 | 18.2 | 17.4 | 18.3 | 19.7 | 19.5 | 22.5 | 25.1 | 22.6 | 15.5 | 23.5 | 20.4 | 13.5 | 14.1 | 18.9 | 18.1 | 14.8 | 19.6 | 22.2 | 14 | 17 | 19.1 | 22.5 | 22.2 | 21.5 | 16.5 | 18.3 | 17.2 | 21.6 | 23.5 | 21 | 16.8 | 24.9 | 25.2 | 18.3 | 28.4 | 15 | 24 | 17.9 | 22.4 | 20.5 | 23.6 | 22.9 | 22.5 | 19 | 16.1 | 27.5 | 7.9 | 9.6 | 23.5 | 24.5 | 22.8 | 17.4 | 18.4 | 24 | 23.5 | 0
7658 | 20.4 | 10.3 | 15.7 | 21.6 | 17.9 | 15.6 | 17.7 | 19.3 | 19 | 22.4 | 24.3 | 19 | 14.6 | 23 | 20.3 | 13.3 | 14.2 | 18.2 | 18.2 | 14.4 | 19.5 | 21.6 | 13.4 | 16.4 | 18.2 | 22.2 | 21.6 | 22.6 | 16 | 17 | 16 | 21.5 | 23.2 | 19.4 | 16.2 | 25.1 | 24.4 | 18.3 | 26.4 | 14.6 | 23.3 | 17.6 | 22.6 | 20.5 | 23 | 22.6 | 22.4 | 18.8 | 14.8 | 26.6 | 7 | 8.8 | 23.2 | 24.3 | 22.7 | 17 | 18.2 | 23.2 | 24 | 0
7659 | 19.4 | 10.1 | 14.1 | 20.4 | 17.4 | 16 | 17.2 | 19.3 | 18.8 | 22.4 | 24 | 17.7 | 14 | 23 | 20.2 | 13.4 | 13.5 | 18.1 | 17.8 | 13.5 | 19.3 | 21.3 | 13.1 | 15.9 | 18.3 | 22.1 | 20.8 | 22.6 | 15.1 | 16.5 | 15.1 | 21.2 | 23 | 18.8 | 15.8 | 24.6 | 24.1 | 17.7 | 26.4 | 14.5 | 22.8 | 17 | 22.9 | 20.5 | 22.6 | 22.5 | 21.9 | 18.3 | 13.5 | 25.8 | 6.8 | 7.8 | 23.7 | 24.2 | 22.5 | 16 | 17.8 | 23 | 24.2 | 0
7660 | 19.4 | 9.5 | 12.8 | 19.8 | 17.3 | 15.8 | 17.1 | 19.1 | 18.4 | 22 | 23.7 | 16.5 | 12.8 | 23 | 20.1 | 12.5 | 13.8 | 17.6 | 17.6 | 12.9 | 19.2 | 21 | 13.1 | 15.4 | 18.6 | 21.7 | 20.5 | 22.2 | 14.5 | 16 | 15 | 21.1 | 22.6 | 18 | 15.7 | 23.6 | 23.8 | 17.9 | 26.4 | 14.3 | 22.3 | 16.5 | 22.6 | 20.1 | 22.5 | 22.4 | 21.6 | 17.7 | 13 | 25.6 | 6.4 | 7.2 | 23 | 24 | 22.3 | 16 | 17.5 | 22.8 | 24.2 | 0
7661 | 20.3 | 8.9 | 11.9 | 21 | 17 | 14.6 | 17 | 18.5 | 18.1 | 21.6 | 23.5 | 17.2 | 13.8 | 22.9 | 20.1 | 12.5 | 10.6 | 17.1 | 18 | 10.4 | 19.2 | 20.5 | 12.2 | 15.6 | 19.2 | 20.4 | 19.7 | 16.4 | 14 | 16.4 | 15.6 | 20.6 | 22.3 | 20.9 | 15.7 | 23.8 | 25 | 18.3 | 26.4 | 14.1 | 22.2 | 15.6 | 22 | 18.8 | 22.7 | 22.4 | 19.4 | 17 | 14 | 25.2 | 6.2 | 4.6 | 22 | 23.8 | 22 | 16 | 17.2 | 22.8 | 22.6 | 0
7662 | 20.5 | 8.3 | 11.1 | 22 | 16.7 | 15.2 | 16.7 | 18.3 | 17.8 | 21.5 | 23.2 | 18 | 13.8 | 22.9 | 19.5 | 12.4 | 13.4 | 17 | 17.7 | 11.8 | 19 | 20.3 | 12.6 | 16.9 | 19.8 | 18.8 | 19.6 | 16.9 | 15.6 | 16.2 | 17 | 20.4 | 22.1 | 21.2 | 15.4 | 22.7 | 25 | 18.2 | 26.4 | 13.7 | 22 | 16.8 | 22.4 | 18.6 | 22.6 | 22.8 | 20.2 | 18.5 | 15.2 | 25 | 7 | 7.1 | 21.4 | 23.3 | 21.5 | 17.4 | 16 | 22.6 | 22.2 | 0
7663 | 19.7 | 7.5 | 10.4 | 23.4 | 16.6 | 16 | 16.7 | 18 | 18 | 21.6 | 23.5 | 19.3 | 15.8 | 22.5 | 19.5 | 12.1 | 16.2 | 16.9 | 17.9 | 14.6 | 18.7 | 20.2 | 13.7 | 19.2 | 19.3 | 18.2 | 19.5 | 18.1 | 18.1 | 17.8 | 18.6 | 20.3 | 22 | 21.7 | 15.2 | 22.8 | 25.3 | 18.2 | 26.1 | 13.5 | 21.8 | 18.7 | 23 | 19.9 | 22.8 | 23.7 | 21.8 | 20 | 17.4 | 25 | 9.3 | 10.4 | 22 | 23.3 | 21.5 | 19 | 15.8 | 23 | 22.1 | 0
7664 | 19.8 | 8.8 | 14.1 | 25.8 | 17.6 | 18.6 | 18.7 | 20 | 20.3 | 21.9 | 24 | 21.4 | 18.4 | 24 | 19.5 | 12.4 | 20.2 | 17.1 | 18.8 | 18.4 | 17.9 | 21.6 | 15.6 | 22 | 20 | 19.4 | 20.7 | 20 | 21.4 | 20.4 | 20.8 | 24.6 | 23.8 | 22.4 | 15.7 | 24.7 | 26 | 19.5 | 25.9 | 13.5 | 22 | 21 | 23.4 | 20.8 | 23.6 | 24.6 | 24 | 22 | 20 | 25.3 | 12.4 | 14.4 | 22.2 | 23.5 | 23.3 | 21.2 | 17.3 | 23.3 | 22 | 0
7665 | 22.5 | 11.2 | 23.7 | 27.6 | 21.4 | 22.7 | 21.4 | 22 | 23.6 | 24.4 | 25.4 | 23.8 | 22.8 | 26.4 | 21.7 | 15.5 | 22.3 | 20.7 | 20.7 | 22.2 | 19 | 23.7 | 17.9 | 24.9 | 21.6 | 23.3 | 22.9 | 22.1 | 24.3 | 24.5 | 22.7 | 25.6 | 26.1 | 23.3 | 19.5 | 26.2 | 27 | 22.1 | 25.2 | 16.5 | 25.1 | 23.4 | 24.2 | 25.1 | 25.9 | 25.9 | 26.4 | 23.1 | 22.8 | 26.6 | 16.7 | 16.4 | 24 | 26.6 | 25.5 | 22.9 | 22.5 | 24.3 | 22.8 | 0
7666 | 24.9 | 15.2 | 27.2 | 29.6 | 24.4 | 24.3 | 23.1 | 24.1 | 25.8 | 26.2 | 26.8 | 26.6 | 26.5 | 28.4 | 21.9 | 17.7 | 24.6 | 24.9 | 22.9 | 25.6 | 21.3 | 25.5 | 20.4 | 27.3 | 22.1 | 27.3 | 26.5 | 24.4 | 26.7 | 28.2 | 24.7 | 27.3 | 27.7 | 24.2 | 22.8 | 27.7 | 28.2 | 25 | 25.6 | 20.5 | 27.6 | 25.5 | 25 | 29 | 27.9 | 26.9 | 28.4 | 24.5 | 24.9 | 28.1 | 20.9 | 17.4 | 25.1 | 28.6 | 27.3 | 24.8 | 25.4 | 26.6 | 23.7 | 0
7667 | 27.5 | 17.2 | 28.8 | 30.6 | 26.5 | 25 | 24.7 | 26 | 27.4 | 28 | 28.6 | 29 | 30 | 29.3 | 22.4 | 20.3 | 25.2 | 27.7 | 25.2 | 27.8 | 23.8 | 27.1 | 22.6 | 29 | 24.4 | 28.8 | 30.9 | 26.4 | 28.2 | 31.4 | 26 | 28.8 | 29.2 | 25.3 | 24.4 | 29.2 | 29.4 | 26.9 | 27 | 23.8 | 29.1 | 27 | 26.2 | 31.6 | 29.6 | 27.8 | 30 | 25.2 | 26.8 | 29.6 | 24.8 | 16.4 | 27 | 28.5 | 28.6 | 26 | 28 | 28.8 | 25 | 0
7668 | 29.5 | 20.1 | 29 | 31.7 | 27.4 | 26.5 | 25.3 | 27.6 | 28.2 | 27.9 | 29.8 | 31 | 31.2 | 29.5 | 24.3 | 22 | 26.7 | 28.4 | 26.7 | 29.1 | 27.1 | 28.1 | 24.1 | 30 | 25.4 | 29.6 | 33.8 | 28 | 29.2 | 32.5 | 27 | 29.5 | 30.7 | 26.4 | 25.4 | 31.3 | 30.4 | 28.2 | 28.5 | 25.5 | 32 | 28 | 27.2 | 33 | 31.2 | 28.1 | 30.9 | 26.5 | 28 | 29.9 | 27.1 | 15.7 | 27.6 | 29.7 | 29.3 | 27.4 | 28.8 | 31.4 | 25.7 | 0
7669 | 30.3 | 21.8 | 30.5 | 31.8 | 27.1 | 27.5 | 26.7 | 28.3 | 28.6 | 30 | 30.9 | 31.8 | 32 | 29.8 | 24.4 | 23 | 26.6 | 30 | 27.4 | 29.2 | 27.9 | 28.6 | 24.6 | 30.5 | 25 | 30.6 | 34.4 | 28.9 | 29.2 | 32.6 | 27 | 29.8 | 31.9 | 27.4 | 25.8 | 31.7 | 30.9 | 29 | 28.2 | 26.5 | 32.9 | 28.3 | 28.2 | 34.1 | 31.9 | 28.3 | 31.4 | 27 | 29.2 | 31.3 | 28.4 | 14.7 | 29.1 | 29.7 | 29.8 | 27.7 | 29.5 | 32.9 | 26.2 | 0
7670 | 31.2 | 22.9 | 30.8 | 31.8 | 26.9 | 28.3 | 27.1 | 28.4 | 28.4 | 29.8 | 31.2 | 31.6 | 31.4 | 29.4 | 24.5 | 24 | 26.6 | 30.4 | 27 | 28.8 | 28.3 | 29.1 | 24 | 30.4 | 25.3 | 31 | 34.9 | 29.2 | 29 | 31.4 | 26.2 | 29.8 | 32.2 | 28.2 | 26.3 | 32.3 | 31 | 29.2 | 27.7 | 27.9 | 33.6 | 28 | 28.6 | 34.6 | 32.5 | 28 | 31.4 | 27.4 | 30 | 32.3 | 27.8 | 14.8 | 29.8 | 29.7 | 30.1 | 27.6 | 29.8 | 31.5 | 26 | 0
7671 | 31.5 | 23.9 | 30.7 | 30.8 | 26.9 | 28.7 | 26.8 | 28.6 | 27.6 | 29.8 | 31.3 | 30.1 | 31.4 | 29.4 | 27 | 23.8 | 24.3 | 30.4 | 26 | 27.6 | 28.4 | 29.1 | 22.4 | 29.9 | 26.5 | 31 | 34.3 | 28.6 | 28 | 30.5 | 24.3 | 29.3 | 32.4 | 28.6 | 26.3 | 32.2 | 30.6 | 29.4 | 27 | 27.7 | 31.3 | 27.2 | 28.7 | 35.1 | 32 | 27.7 | 31.1 | 26.3 | 30.5 | 32.4 | 26.5 | 14.5 | 31.6 | 29.7 | 31.2 | 26 | 30 | 30.8 | 25.8 | 0
7672 | 31.5 | 23.8 | 30.6 | 30.1 | 27 | 28.3 | 25.9 | 28.6 | 26.6 | 29.4 | 30.6 | 28.2 | 30.2 | 28.9 | 27 | 23 | 22.3 | 28.9 | 24.6 | 26.1 | 28.3 | 29.1 | 20.5 | 28.7 | 26.3 | 30.9 | 33.3 | 27.5 | 26.8 | 29.4 | 22.4 | 28.8 | 33 | 28.5 | 26.1 | 31.9 | 29.9 | 28.5 | 26.8 | 27.3 | 31 | 25.9 | 28 | 35 | 31.5 | 27.1 | 30.2 | 25.2 | 29.7 | 32.4 | 23.8 | 14.7 | 31.9 | 29.7 | 30.7 | 24.1 | 29.5 | 30.7 | 25.2 | 0
7673 | 30.6 | 27 | 30 | 28.9 | 25.9 | 27.8 | 24.9 | 28.1 | 24.6 | 28.5 | 29.7 | 26 | 29 | 27.9 | 26.9 | 21.6 | 19 | 26.7 | 23.2 | 24 | 27.1 | 28.6 | 18.6 | 27 | 26 | 30.2 | 32.5 | 26 | 25 | 28.6 | 20.4 | 27.3 | 32.2 | 28 | 25.3 | 31.1 | 29 | 27.3 | 26.8 | 24.9 | 30 | 24.4 | 27 | 34.7 | 29.8 | 26.5 | 28.8 | 23.2 | 28 | 31.9 | 20.8 | 14 | 32 | 29.2 | 30.5 | 21.8 | 27.4 | 29.7 | 24.8 | 0
7674 | 28.4 | 25.5 | 26.5 | 28.3 | 23.4 | 24 | 23.8 | 26.2 | 22.9 | 27.4 | 28.3 | 24.3 | 26 | 26.8 | 25.8 | 19.3 | 17.4 | 24.4 | 21.8 | 21.8 | 25.5 | 27.1 | 17.2 | 24.7 | 25.3 | 29 | 29.9 | 24.5 | 23.4 | 27.1 | 19.4 | 25.8 | 29.2 | 27.3 | 23.2 | 28.5 | 28.1 | 25 | 26.5 | 22.4 | 28.5 | 22.9 | 25.5 | 33 | 28.6 | 25.7 | 26.9 | 22.1 | 25 | 30.6 | 17.2 | 13.5 | 29.7 | 27.8 | 28.8 | 20.4 | 23.5 | 28.8 | 24.2 | 0
7675 | 25.8 | 22 | 22.8 | 27 | 21.8 | 21 | 22.4 | 24.6 | 22 | 26.5 | 27.2 | 23 | 23.2 | 25.7 | 25.6 | 17.8 | 15.4 | 23 | 20.7 | 19.3 | 23.9 | 25.5 | 16.3 | 22.2 | 24.9 | 27 | 25.8 | 23 | 21.5 | 25.7 | 18.9 | 24.4 | 27.9 | 26.4 | 22.2 | 27.3 | 27.4 | 23.7 | 26.5 | 20.5 | 27.6 | 21.5 | 24.5 | 29.8 | 27.8 | 25.1 | 25 | 20.7 | 21.8 | 29.9 | 14.3 | 12.1 | 27.7 | 27.3 | 27.6 | 19.2 | 21.7 | 28.6 | 23.9 | 0
7676 | 24 | 19.5 | 19.9 | 26 | 20.4 | 19.5 | 21.4 | 23.1 | 21.5 | 25.8 | 26.1 | 22.2 | 19.8 | 24.8 | 25.3 | 16.7 | 15 | 22.4 | 19.6 | 17.2 | 22.4 | 24.1 | 16 | 20 | 23.8 | 25.6 | 24.3 | 22 | 20.2 | 23.6 | 19.2 | 23.4 | 26.8 | 25.6 | 21.3 | 26.3 | 26.8 | 22.4 | 26.5 | 19 | 26.4 | 20.4 | 23.7 | 27.6 | 26.5 | 24.6 | 23.2 | 20.2 | 18.8 | 27.7 | 11.8 | 11.2 | 25 | 27 | 26.5 | 19 | 20 | 27.8 | 23.6 | 0
7677 | 23.1 | 18.9 | 18.5 | 24.3 | 19.2 | 18.7 | 20.7 | 22.9 | 20.8 | 25.3 | 25.8 | 21.5 | 18 | 24.3 | 23.4 | 15.8 | 13.7 | 21.5 | 18.9 | 15.4 | 21.7 | 22.6 | 15.9 | 18.4 | 23.7 | 24.4 | 24.1 | 21.2 | 19 | 22.2 | 19.3 | 22.8 | 26.2 | 24.9 | 20.7 | 25.5 | 26.4 | 22 | 26.2 | 18.3 | 25.3 | 19.7 | 23.6 | 25.3 | 25.8 | 24.5 | 22 | 19.3 | 17.1 | 27 | 10.7 | 10 | 24.3 | 26.7 | 25.7 | 18.6 | 19.3 | 27.5 | 23.7 | 0
7678 | 24.1 | 17.8 | 17.5 | 23.2 | 18.4 | 18.6 | 20.3 | 23.2 | 20.6 | 24.9 | 25.5 | 20.9 | 16.5 | 23.7 | 23.4 | 15.3 | 13.8 | 20.9 | 18.3 | 14.5 | 21.2 | 21.6 | 15.9 | 17.5 | 22.6 | 23.6 | 25.3 | 20.8 | 18.5 | 20.7 | 19.5 | 21.8 | 25.9 | 24.3 | 19.8 | 24.3 | 26 | 20.6 | 26.2 | 17.5 | 25.1 | 19.2 | 23.5 | 23.4 | 25.2 | 24.3 | 21.5 | 19 | 16.4 | 26.6 | 9.9 | 10 | 23.6 | 26.3 | 25 | 18.7 | 18.6 | 27.1 | 23.5 | 0
7679 | 23.9 | 17 | 16.2 | 22.2 | 18.9 | 18.4 | 20.2 | 21.6 | 19.8 | 24.4 | 25.6 | 20.2 | 16.4 | 23.2 | 23.4 | 14.7 | 13.2 | 20.4 | 18 | 14 | 20.4 | 21.1 | 15.8 | 17.2 | 21.8 | 22.2 | 25.8 | 20.4 | 18 | 20.1 | 19 | 21.3 | 25 | 23.8 | 19.2 | 22.5 | 25.8 | 20.2 | 26 | 16.9 | 24.5 | 18.8 | 23.5 | 22.1 | 24.1 | 24.2 | 21.4 | 18.4 | 16.6 | 26.1 | 9.8 | 10 | 24.2 | 26.2 | 24.3 | 18.4 | 17.6 | 25.8 | 23.4 | 0
7680 | 22 | 16 | 15.1 | 22.3 | 18.3 | 18.6 | 19.4 | 21.4 | 19.4 | 23.4 | 25.2 | 19.6 | 15.7 | 22.9 | 23.3 | 14.6 | 13.8 | 20 | 17.8 | 14 | 20 | 20.6 | 15.5 | 17.1 | 20.9 | 22.1 | 23.2 | 20.1 | 17.8 | 19.3 | 18.4 | 20.8 | 24.5 | 23.3 | 18.3 | 21.5 | 25.6 | 19.4 | 26 | 16.3 | 23.6 | 18.3 | 22.9 | 24.5 | 23.2 | 23.7 | 21.4 | 18.5 | 16.6 | 25.4 | 9.1 | 10.7 | 23.6 | 25.5 | 23.5 | 18.4 | 17.2 | 24.8 | 22.9 | 0
7681 | 20 | 16 | 14.3 | 22.2 | 17.8 | 15.2 | 18.9 | 20.2 | 19.1 | 23 | 25 | 18.8 | 15.7 | 22.4 | 23.3 | 14.5 | 13.1 | 19.4 | 18 | 13.6 | 19.6 | 20.4 | 14.9 | 16.9 | 19.2 | 22.1 | 21 | 19.4 | 17 | 19.1 | 17.3 | 20.5 | 24 | 22.6 | 18.1 | 21.2 | 25.5 | 19.4 | 26 | 15.8 | 23.1 | 17.5 | 22.3 | 21.5 | 22.9 | 23.3 | 21.2 | 18 | 16.4 | 25.1 | 8.4 | 10 | 23.5 | 25.3 | 23.4 | 17.7 | 16.8 | 23.8 | 22.7 | 0
7682 | 19.2 | 14.3 | 13.2 | 22.4 | 17.4 | 14.5 | 18.4 | 20.2 | 19 | 22.8 | 24.4 | 18.2 | 14.8 | 22.9 | 23.2 | 14 | 12.8 | 19 | 18.2 | 12.8 | 19.2 | 19.8 | 14.2 | 16.4 | 18.9 | 21.7 | 19.1 | 18.6 | 16 | 18.4 | 16.4 | 20.3 | 23.6 | 22 | 17.8 | 21.3 | 25.4 | 18.8 | 26.1 | 15.4 | 22.8 | 16.6 | 21.6 | 20 | 22.7 | 22.6 | 20.6 | 17.8 | 15.4 | 24.9 | 7.2 | 8.8 | 22.4 | 25.1 | 23 | 17.2 | 16.6 | 24.1 | 22.4 | 0
7683 | 18.6 | 13.6 | 12.7 | 21.7 | 17.3 | 13.9 | 17.7 | 19.6 | 18.6 | 22.7 | 24.1 | 17.5 | 14.6 | 22.9 | 23.1 | 13.9 | 11 | 18.4 | 18.4 | 11.5 | 18.7 | 19.6 | 13.3 | 15.7 | 19.9 | 21.2 | 18.2 | 17.5 | 14.6 | 17.9 | 15.4 | 20.3 | 23.4 | 21.4 | 17.7 | 21 | 25.3 | 18.8 | 26.1 | 15 | 22.3 | 15.7 | 21.4 | 19.1 | 22.5 | 22.3 | 19.9 | 16.9 | 14.5 | 24.4 | 6.5 | 6.3 | 22.4 | 24.9 | 22.5 | 16.2 | 16.3 | 23.8 | 22.6 | 0
7684 | 18.4 | 12.6 | 12.7 | 21.4 | 17.2 | 15.3 | 17.1 | 18.9 | 18.6 | 22.3 | 23.6 | 17.2 | 13.7 | 22.6 | 23.1 | 12.8 | 10.6 | 18.2 | 18.2 | 10.6 | 18.2 | 19.6 | 12.6 | 15.3 | 20.9 | 20.6 | 17.4 | 16.8 | 13.9 | 16.9 | 15.3 | 19.8 | 23 | 21 | 17.5 | 21 | 25.1 | 18.9 | 25.8 | 14.6 | 22 | 15.3 | 21.5 | 18.6 | 21.9 | 22.1 | 19.4 | 16.9 | 13.7 | 23.9 | 5.8 | 4.9 | 21.7 | 24.7 | 22.5 | 15.9 | 16.2 | 24 | 22.5 | 0
7685 | 18 | 12.3 | 11.9 | 19.2 | 16.8 | 14.6 | 16.8 | 18.1 | 18.4 | 21.2 | 22 | 16.6 | 14.6 | 22.4 | 23 | 12.4 | 11.2 | 17.9 | 16.4 | 11 | 17.6 | 19.3 | 11.4 | 15 | 20.3 | 19.3 | 16.6 | 17.4 | 15 | 15.2 | 15 | 19.8 | 22.6 | 21.6 | 17.4 | 22.1 | 24.6 | 18.2 | 25.5 | 14.5 | 21.6 | 16.8 | 22.2 | 18.3 | 21.9 | 23 | 18.4 | 15.6 | 14 | 23.8 | 9.4 | 4.6 | 22.6 | 24.5 | 22.3 | 16.6 | 15.8 | 23.1 | 22.4 | 0
7686 | 18 | 11.7 | 11.2 | 20.4 | 16.5 | 14 | 16.4 | 18.1 | 18.2 | 21.7 | 21.1 | 17.9 | 15.4 | 22.4 | 22 | 12.4 | 13.3 | 17.4 | 17.7 | 12.4 | 17.1 | 19.1 | 12.5 | 16.7 | 20.6 | 18.4 | 16.3 | 18.7 | 16.1 | 15.7 | 16.2 | 19.3 | 22.7 | 21.3 | 17.2 | 22.5 | 24.3 | 17.2 | 25.1 | 14.1 | 21 | 17.8 | 22.3 | 18.2 | 22.3 | 23 | 19.6 | 17 | 15.6 | 23.3 | 9.7 | 8 | 21.6 | 24.4 | 22 | 17.8 | 15.6 | 22.2 | 23 | 0
7687 | 19.3 | 11 | 11.3 | 22 | 16.5 | 14.4 | 16.6 | 18.3 | 18.3 | 21.5 | 21.1 | 19.6 | 17.7 | 22.6 | 22.1 | 12.2 | 16 | 17.3 | 19.3 | 15.1 | 16.7 | 18.9 | 14 | 19.3 | 20.6 | 18.4 | 16 | 20.4 | 18.2 | 17.5 | 17.8 | 19.6 | 22.7 | 21.6 | 16.8 | 22.6 | 24.9 | 17.7 | 25.1 | 13.5 | 20.9 | 19.4 | 22 | 18.1 | 22.3 | 23.5 | 21.5 | 18.9 | 17.9 | 23.1 | 11.6 | 11.8 | 21.7 | 24.7 | 22.1 | 19.5 | 15.5 | 21.6 | 23.8 | 0
7688 | 19.9 | 11 | 13.5 | 24.8 | 16.9 | 20.2 | 18.4 | 20.5 | 20.9 | 22 | 21.9 | 22.4 | 20.6 | 23.9 | 22.9 | 12.5 | 19.4 | 17.8 | 21.4 | 18.4 | 16.8 | 20.4 | 16.8 | 22.4 | 20.9 | 18.1 | 17.2 | 22.2 | 21 | 19.8 | 20.8 | 21.8 | 24.4 | 22.5 | 17.3 | 24.2 | 25.8 | 19.2 | 25.5 | 13.6 | 21.5 | 21.6 | 22.2 | 20.9 | 22.9 | 24.4 | 24 | 21 | 20.8 | 24.8 | 14.2 | 16.2 | 22 | 24.9 | 23.3 | 21.8 | 16.7 | 22.6 | 24.6 | 0
7689 | 22.8 | 12.5 | 21.8 | 26.8 | 20.5 | 24.2 | 21 | 21 | 24.9 | 23.7 | 23.9 | 24.9 | 24.6 | 26.3 | 24 | 15.6 | 22.3 | 19.9 | 23 | 22.1 | 18.3 | 23.9 | 18.8 | 25.2 | 23.6 | 21.2 | 22.2 | 24 | 24 | 22.8 | 22.7 | 25.9 | 27.7 | 24.2 | 19.1 | 26 | 27.5 | 23 | 26.7 | 16.1 | 24.4 | 23.6 | 22.4 | 24 | 27 | 25.8 | 26.4 | 23 | 23.5 | 26.1 | 18.2 | 17.9 | 23.8 | 27 | 25.6 | 23.9 | 18 | 26.2 | 25.1 | 0
7690 | 25.7 | 16.9 | 25.4 | 29.2 | 23.2 | 25.6 | 23.2 | 24.5 | 26.8 | 25 | 26.3 | 27.9 | 28 | 27.8 | 25.1 | 18.7 | 24.9 | 24.6 | 24.5 | 25.2 | 20.5 | 26.2 | 21.2 | 27.5 | 26.8 | 24.3 | 27 | 25.6 | 26.6 | 25.4 | 24.8 | 27.4 | 29.1 | 26.1 | 22 | 28.2 | 28.7 | 25.3 | 27.9 | 19.9 | 27.4 | 25.4 | 23.5 | 29 | 28.8 | 27.1 | 28.6 | 24.5 | 25.9 | 27.7 | 21.9 | 18.5 | 25.4 | 27.6 | 26.3 | 26.1 | 19.4 | 29 | 25.3 | 0
7691 | 27.6 | 20 | 27.1 | 30.4 | 24.8 | 26.5 | 23.8 | 26.6 | 27.7 | 26.6 | 28.8 | 30 | 31 | 29.4 | 26 | 21 | 26.4 | 26.9 | 25.4 | 27.6 | 25 | 28.4 | 22.4 | 29 | 28.3 | 27.7 | 31 | 27 | 28.4 | 27.8 | 25.6 | 28.9 | 30.6 | 28 | 24.6 | 29.8 | 29.6 | 27.2 | 28.9 | 23.4 | 29.9 | 26.6 | 25 | 31.5 | 29.9 | 28 | 30.2 | 25.6 | 27.7 | 29.2 | 25.4 | 17 | 27.4 | 27 | 27.5 | 27.6 | 23 | 31.2 | 25 | 0
7692 | 28.6 | 23 | 28.3 | 31.9 | 26.7 | 27.4 | 24.5 | 28 | 28.4 | 28.9 | 30.3 | 32 | 32.3 | 30 | 27.1 | 22.8 | 27.4 | 28.5 | 26.3 | 28.8 | 27.6 | 29.1 | 23.9 | 29.9 | 28.6 | 29.2 | 30.8 | 28.1 | 29.3 | 29.2 | 26.7 | 30.4 | 31.4 | 29.2 | 26.6 | 31.5 | 29.2 | 28.4 | 29.7 | 26.5 | 32.1 | 27.4 | 27.2 | 33.3 | 31.2 | 28.1 | 31.4 | 26.2 | 29 | 29.9 | 27.3 | 16.6 | 28.2 | 27.2 | 28.7 | 28.7 | 26.2 | 32.4 | 24.5 | 0
7693 | 29.3 | 24.1 | 28.9 | 32.2 | 26.6 | 28 | 25.3 | 28.3 | 28.8 | 29.8 | 31.1 | 32.5 | 33 | 30.4 | 27.4 | 23.9 | 27.2 | 29.2 | 26.5 | 29.2 | 28.7 | 29.7 | 24 | 30.3 | 29 | 29.3 | 32.2 | 28.9 | 29.4 | 30.4 | 26.5 | 30.6 | 32.4 | 30.1 | 27.4 | 32.3 | 28.5 | 29.1 | 29.7 | 27.3 | 33.4 | 27.7 | 28.8 | 34.2 | 31.7 | 27.7 | 32 | 26.3 | 29.6 | 30.9 | 28.4 | 15.9 | 29.3 | 26.6 | 28.8 | 28.7 | 26.7 | 33.4 | 23.7 | 0
7694 | 30 | 25.4 | 30 | 32.4 | 26.6 | 28.8 | 25.9 | 28.5 | 28.5 | 30.4 | 30.9 | 32.4 | 32.4 | 30.5 | 27.6 | 25.2 | 26.4 | 29.3 | 26.4 | 28.8 | 29 | 30.1 | 24 | 30.4 | 30.3 | 29.6 | 32.4 | 29.2 | 29 | 31 | 26.4 | 29.9 | 33.1 | 30.2 | 27.6 | 31.8 | 27.4 | 29.2 | 30.2 | 28.1 | 33.5 | 27.6 | 29.8 | 34.5 | 32.1 | 26.8 | 32 | 26 | 29.6 | 31.8 | 28 | 16.6 | 29.6 | 29.6 | 29.1 | 28 | 27.6 | 33.6 | 23 | 0
7695 | 30.2 | 26 | 30.7 | 31.1 | 26.7 | 29.3 | 25.4 | 28.9 | 27.9 | 30.6 | 30.6 | 30.7 | 31.7 | 30.9 | 27.6 | 25.2 | 24.5 | 29.5 | 25.4 | 27.9 | 29.1 | 30.3 | 22.4 | 30 | 30.4 | 29.9 | 32.5 | 28.9 | 28.3 | 31.5 | 24.8 | 29 | 33.5 | 30.1 | 27.5 | 31.9 | 27.1 | 29.1 | 30.5 | 28.4 | 33.7 | 26.9 | 29.1 | 35.1 | 32.4 | 26 | 31.2 | 25.3 | 28.8 | 31.5 | 27.2 | 16.2 | 30.7 | 29.6 | 29.3 | 26.3 | 28 | 34.8 | 22.4 | 0
7696 | 30.2 | 26 | 30.5 | 30 | 26.8 | 29 | 25.7 | 28.7 | 26.5 | 30.3 | 29.9 | 28.9 | 30.1 | 30.5 | 27.3 | 23.3 | 22.4 | 28.3 | 24.2 | 26.2 | 28.4 | 29.8 | 21 | 29.1 | 29.9 | 29.7 | 32.2 | 28 | 27.2 | 31.2 | 23.6 | 29.3 | 33.7 | 29.5 | 26.9 | 31 | 26.7 | 28.3 | 29.8 | 28 | 33.9 | 26 | 27.9 | 35 | 31.7 | 25.5 | 29.9 | 24.1 | 27.4 | 31.8 | 25.1 | 15.9 | 30.9 | 30 | 28.7 | 24.3 | 28 | 34.7 | 22.1 | 0
7697 | 29.6 | 26 | 29.8 | 27.9 | 25.3 | 28.7 | 25 | 27.9 | 24 | 29 | 29.6 | 26.6 | 28.2 | 29.4 | 27.3 | 21.7 | 20 | 25.9 | 22.4 | 24 | 27.5 | 28.9 | 18.8 | 27.6 | 28.4 | 29.3 | 31.4 | 26.8 | 25.8 | 30.4 | 21.6 | 28 | 32.5 | 28.8 | 25.8 | 29.8 | 26.8 | 26.5 | 29.2 | 25 | 32.5 | 24.6 | 25.9 | 34.4 | 30.6 | 25.4 | 28 | 22.8 | 25.4 | 30.8 | 22.6 | 13.8 | 31 | 29.7 | 27.9 | 22.2 | 27.6 | 34 | 22 | 0
7698 | 28.5 | 24 | 26.7 | 26.6 | 23.5 | 25.7 | 23.7 | 26 | 22.4 | 27.9 | 29 | 25.2 | 25.3 | 27.5 | 25.4 | 19.4 | 18.1 | 23.7 | 21.1 | 21.2 | 25.8 | 27.2 | 17.6 | 25.7 | 26.2 | 27.6 | 27.2 | 25.4 | 24 | 28.4 | 20.7 | 25.8 | 30.5 | 27.6 | 23.6 | 28.4 | 26.2 | 24 | 27.9 | 21.8 | 29.5 | 23.1 | 24.6 | 32.2 | 27.8 | 25.5 | 26 | 21.5 | 23.3 | 29.9 | 18.9 | 12 | 29.4 | 28.3 | 27.6 | 20.7 | 26.6 | 31.8 | 22.2 | 0
7699 | 27 | 21 | 23.8 | 24.6 | 22.2 | 22.7 | 23.1 | 25.4 | 21.5 | 27.3 | 28.5 | 23.9 | 22.7 | 26 | 25.4 | 17.7 | 16.5 | 22.7 | 19.7 | 18.4 | 23.9 | 25.5 | 16 | 23.6 | 24.3 | 24.6 | 24.1 | 24.3 | 22.2 | 26.3 | 19.4 | 24.4 | 28.5 | 26.6 | 22.3 | 27.4 | 25.7 | 22.5 | 27.8 | 20.1 | 28.1 | 21.4 | 23.6 | 30.1 | 28 | 25.7 | 24.2 | 20.6 | 21.2 | 28.9 | 15.4 | 9.2 | 27.9 | 27.5 | 27 | 19.6 | 24.2 | 30.4 | 22.3 | 0
7700 | 25.6 | 19 | 23.1 | 23.4 | 21.1 | 20.5 | 22.1 | 25.4 | 20.8 | 26.5 | 27.6 | 23.2 | 20 | 25 | 25.4 | 16.7 | 15.6 | 21.7 | 19 | 16 | 22.5 | 25 | 15.2 | 21.8 | 23 | 23.1 | 21.9 | 23.6 | 20.4 | 24 | 19 | 23.1 | 27.6 | 25.4 | 21.3 | 26.6 | 24.6 | 20.8 | 27.5 | 18.8 | 27.4 | 20 | 23.4 | 27.9 | 27.1 | 25.6 | 22.8 | 20 | 19.6 | 27.9 | 12 | 7.8 | 25.6 | 26.7 | 26.5 | 19.2 | 22.4 | 29.7 | 22.4 | 0
7701 | 24.5 | 17.5 | 20.9 | 21.6 | 20.5 | 20 | 21.4 | 25.5 | 20.1 | 26 | 26.8 | 22.1 | 18.6 | 24.5 | 23.7 | 16.4 | 14.8 | 20.7 | 18.3 | 14.5 | 21.5 | 24.4 | 13.8 | 20.5 | 22.4 | 21.9 | 20.6 | 23.2 | 19.1 | 22.6 | 18 | 22.2 | 27.2 | 24.7 | 20.5 | 25.2 | 24.2 | 20.1 | 27.2 | 17.9 | 26.5 | 18.7 | 23.1 | 27.6 | 26.1 | 25.4 | 21.9 | 19.8 | 18.3 | 27.3 | 10 | 6.5 | 24.6 | 26.4 | 25.9 | 18.9 | 21.3 | 29.2 | 22.3 | 0
7702 | 23.5 | 16.3 | 23.4 | 21 | 19.8 | 18.4 | 20.7 | 24.3 | 19.6 | 25.2 | 25.7 | 21.4 | 17.5 | 24 | 23.7 | 15.7 | 14.5 | 19.7 | 18.2 | 13.7 | 20.7 | 24.4 | 13.5 | 19.7 | 21.5 | 20.7 | 19.1 | 22.8 | 18.2 | 21.5 | 18.1 | 21.4 | 26.5 | 24 | 20.5 | 23.7 | 23.7 | 19.3 | 27 | 17.1 | 25.5 | 18.1 | 23.1 | 27 | 25.9 | 25 | 21.6 | 19.7 | 17.6 | 26.7 | 8.9 | 7.4 | 23.6 | 25.7 | 25.9 | 18.9 | 20.5 | 29.3 | 22.2 | 0
7703 | 22.7 | 15.4 | 19.1 | 20.4 | 19.2 | 18 | 20.1 | 24 | 19 | 23.9 | 25 | 20.4 | 17.4 | 23.5 | 23.7 | 15.3 | 14 | 19.7 | 18 | 13.6 | 20.1 | 24.1 | 13 | 19.2 | 21.9 | 20.6 | 18.1 | 22.2 | 17.8 | 21 | 18 | 20.9 | 26 | 23.8 | 20 | 22.4 | 24 | 18.8 | 26.6 | 16.5 | 24.7 | 17.8 | 22.8 | 26.5 | 25.3 | 24.6 | 21.4 | 19.4 | 17 | 26.4 | 9 | 8.2 | 23.8 | 25.3 | 25.9 | 18.6 | 19.5 | 28 | 22 | 0
7704 | 21.2 | 14.8 | 17.7 | 21.1 | 18.7 | 17.7 | 19.9 | 22.7 | 18.6 | 23.5 | 24.3 | 19.9 | 16.8 | 23.3 | 22.7 | 15 | 13.6 | 18.9 | 18.1 | 13.3 | 19.7 | 23.4 | 13.8 | 18.6 | 21.1 | 19.2 | 17.2 | 21 | 17.4 | 20.2 | 19 | 19.9 | 25 | 23.4 | 19.1 | 21.6 | 24 | 18.5 | 25.6 | 16 | 24 | 17.9 | 22.9 | 25.7 | 24 | 24.1 | 21.2 | 18.6 | 16.6 | 25.4 | 9.1 | 9.9 | 23.5 | 25 | 26 | 18.4 | 19 | 25.4 | 22 | 0
7705 | 20.1 | 13.9 | 16.7 | 21.1 | 18.4 | 17.2 | 19.7 | 21.5 | 18.4 | 23.5 | 24 | 19 | 16.4 | 23.4 | 22.7 | 14.8 | 12.7 | 18.7 | 17.8 | 12.9 | 19.5 | 23.1 | 13.8 | 17.7 | 20.3 | 18.6 | 16.8 | 19.5 | 17 | 19.3 | 18.9 | 19.9 | 24.6 | 23.2 | 19 | 21.2 | 24.6 | 18.5 | 25.2 | 15.8 | 23.1 | 17.8 | 22.6 | 25.4 | 23 | 23.9 | 20.6 | 17.5 | 15.8 | 25.1 | 9.7 | 9.5 | 23.8 | 24.6 | 25.8 | 17.8 | 19 | 24.4 | 21.9 | 0
7706 | 19.4 | 13.1 | 15.9 | 21.4 | 17.7 | 16.5 | 19.2 | 20.5 | 17.9 | 22.9 | 23.7 | 18.4 | 15.4 | 23.5 | 22.7 | 14.2 | 11.8 | 18 | 17.4 | 12 | 19.4 | 22.3 | 14 | 16.4 | 19.8 | 19.2 | 15.9 | 18 | 16.2 | 17.8 | 18.8 | 19.4 | 24.1 | 22.8 | 19 | 21 | 24.6 | 17.3 | 25 | 15.1 | 22.5 | 17.6 | 22.7 | 24.6 | 23 | 23.6 | 19.8 | 16.2 | 15 | 24.8 | 9.6 | 8.6 | 23.4 | 24.3 | 25.3 | 17.2 | 18.4 | 23.4 | 22 | 0
7707 | 18.8 | 12.5 | 15.3 | 20.3 | 17.5 | 19.2 | 18.9 | 20 | 17.4 | 22.5 | 23.5 | 17.2 | 14.9 | 23.5 | 21.7 | 14.2 | 10.8 | 17.7 | 16.6 | 11.2 | 19.3 | 21.7 | 12.8 | 15.2 | 19.4 | 19 | 15.6 | 17 | 15.4 | 16.6 | 17.1 | 18.9 | 23.7 | 22.5 | 19 | 21 | 24.9 | 17.3 | 25 | 14.5 | 22 | 17 | 22.4 | 22.5 | 22.8 | 23.4 | 18.8 | 15.3 | 14 | 24.4 | 9.7 | 5.8 | 23.6 | 24.1 | 25 | 16.5 | 17.8 | 23.2 | 22 | 0
7708 | 18.8 | 12.2 | 14.6 | 19.8 | 17.5 | 18.2 | 18.4 | 19.6 | 16.9 | 22.2 | 22.7 | 16.8 | 14.2 | 23.5 | 21.7 | 14 | 10.6 | 17.2 | 16.3 | 10.6 | 18.8 | 21.4 | 12.2 | 14.6 | 19.2 | 18.4 | 15.4 | 16.7 | 14.8 | 15.4 | 16 | 18.4 | 23.4 | 21.9 | 18.5 | 21 | 24.6 | 17.3 | 25.1 | 14.1 | 21.8 | 16.7 | 22.5 | 19.5 | 22.4 | 23.2 | 18.3 | 15 | 13.6 | 23.9 | 9.2 | 4.6 | 22.9 | 23.7 | 24.5 | 16.3 | 17.5 | 22.4 | 22.1 | 0
7709 | 18.7 | 11.5 | 14.9 | 15.4 | 17.2 | 18 | 18.1 | 19.1 | 16.6 | 21.8 | 19 | 18 | 14 | 23.5 | 21.7 | 13.3 | 11.2 | 17 | 16.6 | 10.2 | 18.3 | 21.2 | 10.4 | 15.2 | 19.1 | 18.5 | 14.2 | 20.6 | 15 | 17.4 | 15 | 18.2 | 23 | 21.4 | 18.4 | 21.3 | 24.4 | 16.1 | 25.2 | 14.1 | 21.3 | 17.2 | 21.3 | 18.6 | 21.8 | 23.8 | 18.6 | 17.6 | 13.6 | 23.4 | 6.2 | 3.8 | 21.6 | 23.6 | 24.5 | 16.2 | 17.2 | 22 | 22.2 | 0
7710 | 18.4 | 11.5 | 14.9 | 16.9 | 16.8 | 18.4 | 17.9 | 18.5 | 16.5 | 21.2 | 18.2 | 19 | 13.7 | 23.5 | 20.7 | 12.9 | 13.7 | 16.7 | 17.8 | 11.5 | 17.9 | 21.1 | 12 | 16.3 | 18.5 | 18.6 | 13.7 | 20.4 | 16.3 | 17.5 | 16.5 | 18.1 | 22.6 | 21.1 | 18.4 | 21.2 | 23.7 | 16.3 | 25.2 | 14.3 | 21 | 17.9 | 21.1 | 18.5 | 21.4 | 24 | 19.3 | 18.4 | 15.1 | 23.1 | 7.8 | 8.3 | 21.1 | 23.5 | 24.4 | 17.5 | 17 | 21.9 | 23.1 | 0
7711 | 18 | 11.5 | 14.1 | 18.8 | 17.1 | 17.5 | 18 | 18.5 | 17.1 | 20.9 | 17.8 | 20.5 | 15 | 23.5 | 20.7 | 12.6 | 16.2 | 16.7 | 19.4 | 14.6 | 17.8 | 21.2 | 13.5 | 18.4 | 18.4 | 17.9 | 13.3 | 20.9 | 18.2 | 19.4 | 18.3 | 18.4 | 22.2 | 21.9 | 18.5 | 21.3 | 23.6 | 15.2 | 25.2 | 14.8 | 20.7 | 19.3 | 21.4 | 18.4 | 21.4 | 24 | 20.8 | 19.2 | 17.3 | 22.9 | 10.3 | 12.6 | 21.7 | 23.5 | 24.6 | 19.1 | 17 | 21.9 | 23.9 | 0
7712 | 18.8 | 11.5 | 16.8 | 22.2 | 18.2 | 19.8 | 18.7 | 21.5 | 20.9 | 21 | 18.7 | 22.8 | 17 | 24.5 | 21.2 | 13.2 | 19.6 | 17 | 21.4 | 18 | 17.8 | 22.1 | 16.2 | 21.2 | 19.8 | 18 | 14.7 | 21.3 | 21 | 21.6 | 20.6 | 20.7 | 24.4 | 23 | 19 | 23.3 | 23.6 | 17.5 | 25.2 | 15.2 | 20.9 | 21 | 22.6 | 19 | 22.9 | 24 | 23.4 | 20.3 | 20.4 | 25.1 | 13 | 17.4 | 22.4 | 23.8 | 25.5 | 21.4 | 16.8 | 21.8 | 24.6 | 0
7713 | 23.6 | 9.3 | 25.5 | 24.6 | 21 | 23 | 20 | 24 | 24.6 | 21.6 | 19.7 | 25.3 | 21.1 | 26 | 24.2 | 16.7 | 21.7 | 20.4 | 23.5 | 22.1 | 19.8 | 24 | 18 | 24.5 | 23.3 | 21.1 | 20.3 | 22.2 | 23.6 | 25 | 22.6 | 25.2 | 26.8 | 25.2 | 19.8 | 25.6 | 24.8 | 20.8 | 26.1 | 17.7 | 22.6 | 23.1 | 24.2 | 24.7 | 26.6 | 23.3 | 26.2 | 21.1 | 23.2 | 28.8 | 16.3 | 18.8 | 24.3 | 26.4 | 27 | 23.4 | 16.5 | 24.1 | 24.9 | 0
7714 | 26 | 13.3 | 27.4 | 27.5 | 23.8 | 24.7 | 21.2 | 25.7 | 27 | 25.1 | 21.6 | 28 | 25.2 | 28.3 | 24.4 | 19.1 | 24.2 | 24.5 | 25.7 | 25.1 | 22 | 25.8 | 20.6 | 27.5 | 25.5 | 26.2 | 25.6 | 22.4 | 26.1 | 27.5 | 24.5 | 27.4 | 28.5 | 27.1 | 22.4 | 28 | 26.2 | 24 | 26.9 | 21.1 | 24.1 | 25 | 26.3 | 29 | 27.7 | 22.6 | 29 | 22.1 | 25.8 | 28.5 | 19.6 | 19.4 | 25.7 | 28.7 | 28.5 | 25.5 | 20 | 25.8 | 25.2 | 0
7715 | 28.7 | 16.8 | 28.3 | 29 | 26.1 | 25.8 | 23.5 | 27.2 | 28.7 | 26.6 | 23.3 | 30.2 | 29.4 | 29.8 | 25.2 | 20.8 | 25.4 | 26.9 | 27.4 | 27.4 | 25 | 27.3 | 22.4 | 30 | 27.1 | 29 | 26.4 | 22.4 | 27.8 | 29.6 | 25.8 | 29.2 | 29.9 | 29 | 25.1 | 29.7 | 28.2 | 26.4 | 27.4 | 23.8 | 28.7 | 26.6 | 28 | 31.9 | 29.4 | 21.6 | 31 | 23 | 27.5 | 29.8 | 23 | 17.6 | 27.4 | 30.2 | 29.8 | 27 | 23.2 | 28.9 | 25.4 | 0
7716 | 29.7 | 19.8 | 28.5 | 31 | 27.3 | 26.8 | 24.6 | 28.5 | 28.2 | 27.6 | 25.6 | 31.9 | 31.5 | 29.7 | 26.5 | 23.1 | 27.2 | 28.4 | 28.5 | 28 | 26.9 | 28.1 | 24.9 | 31.4 | 29.7 | 30.7 | 28.6 | 21.5 | 28.9 | 30 | 26.8 | 29.2 | 31.4 | 29.7 | 26.7 | 32.3 | 29.6 | 27.2 | 29.1 | 25.6 | 30.2 | 27.6 | 29.4 | 33.7 | 30.2 | 21.3 | 32.4 | 24.1 | 28.8 | 31 | 25.5 | 17.2 | 27.9 | 30 | 30.8 | 28.4 | 25.4 | 32 | 26 | 0
7717 | 30 | 22 | 29.9 | 31.5 | 27.3 | 27.4 | 24.8 | 29 | 28.5 | 27.7 | 27.3 | 32.5 | 32.7 | 30.2 | 26.5 | 24.4 | 27.4 | 29.3 | 28.8 | 28.4 | 28.3 | 29.4 | 25.7 | 32 | 29.2 | 31.9 | 30.3 | 21 | 29.1 | 30.4 | 27 | 29.2 | 31.5 | 30.3 | 27.2 | 33.1 | 30.9 | 28 | 29.2 | 26.6 | 32.7 | 28.1 | 30 | 34.8 | 31.4 | 21.2 | 32.8 | 24.8 | 29.1 | 31.1 | 27.3 | 16.2 | 28.9 | 30.1 | 30.7 | 28.7 | 27.3 | 32.6 | 26.4 | 0
7718 | 30.5 | 23.6 | 30.1 | 32 | 27.2 | 28.5 | 24.1 | 29.5 | 28.4 | 28.7 | 29 | 32.2 | 32 | 30.8 | 27.2 | 25.2 | 27.2 | 29.5 | 28.2 | 28 | 28.7 | 29.3 | 26 | 31.6 | 29.1 | 32.1 | 32.2 | 20.4 | 28.8 | 30.2 | 26.6 | 29.6 | 32.2 | 30 | 27.7 | 33.3 | 31.2 | 28 | 29.1 | 27.3 | 33.3 | 28 | 30 | 35.4 | 32 | 21.8 | 32.6 | 25.2 | 29 | 32 | 27.6 | 16.8 | 29.4 | 30.1 | 31.9 | 28.4 | 27.7 | 31.5 | 26.8 | 0
7719 | 30.7 | 24.1 | 30.8 | 30.7 | 27.3 | 28.3 | 24.5 | 29.1 | 27.6 | 29.1 | 29.4 | 30.8 | 31.4 | 30.4 | 27.8 | 25.3 | 24.8 | 29.5 | 26.9 | 28 | 28.9 | 29.6 | 23.8 | 30.8 | 30.9 | 32.5 | 31 | 20.8 | 27.8 | 31 | 25.4 | 29.2 | 32 | 30.1 | 27.7 | 32.4 | 31.2 | 27.8 | 29 | 27 | 32.6 | 27.5 | 29.3 | 35.4 | 32 | 22.3 | 31.5 | 24.7 | 27.9 | 32.5 | 26.9 | 16 | 30.7 | 30.1 | 32.2 | 26.8 | 28.2 | 31.1 | 26.5 | 0
7720 | 30.7 | 24.1 | 30.5 | 29.6 | 27.3 | 28.1 | 24 | 28.5 | 26.5 | 28.5 | 29.5 | 28.9 | 29.7 | 29.4 | 27.9 | 23.8 | 22.5 | 28.5 | 25.2 | 26.9 | 28.7 | 28.6 | 21.5 | 29.5 | 30.7 | 32.5 | 31.3 | 21.3 | 26.7 | 31.1 | 24.1 | 29.1 | 31.9 | 29.6 | 27.3 | 31.9 | 30.2 | 27.3 | 29 | 26.7 | 31.8 | 26.2 | 28.5 | 35.2 | 31.2 | 23 | 30.2 | 23.8 | 26.5 | 32.1 | 24.9 | 16.2 | 31 | 29.6 | 31.9 | 25 | 28.1 | 30.6 | 25.8 | 0
7721 | 30.2 | 24.1 | 28.9 | 27.5 | 25.3 | 27.6 | 23.2 | 27.1 | 24 | 26.8 | 28.6 | 26.8 | 28.6 | 28.3 | 27.2 | 21.8 | 19.4 | 26.3 | 23.6 | 25.4 | 27.8 | 28.1 | 18.4 | 28 | 28.9 | 32 | 30.2 | 22 | 25.4 | 31.2 | 22.6 | 27.9 | 31.2 | 29.2 | 26.3 | 30.3 | 29 | 26.2 | 28.4 | 24.8 | 30.5 | 24.6 | 27.4 | 34.9 | 30.6 | 23.2 | 28.4 | 22.3 | 24.4 | 32 | 22.6 | 15 | 31 | 28.5 | 31.3 | 22.8 | 27.8 | 29.9 | 24.8 | 0
7722 | 28.5 | 24.1 | 26 | 26.3 | 23.8 | 25 | 22.4 | 25.3 | 22.4 | 25.3 | 27.7 | 25.1 | 26.6 | 27.3 | 26 | 19.3 | 18 | 24.3 | 22.4 | 22.2 | 26.1 | 26.6 | 16.9 | 26.1 | 27.1 | 29.9 | 27.8 | 21.8 | 24.4 | 29.5 | 21.7 | 25.7 | 29.7 | 27.9 | 23.8 | 28.5 | 27 | 23 | 27.7 | 20.7 | 28.9 | 22.5 | 26.5 | 33.1 | 28.7 | 23.4 | 26.6 | 21 | 22.4 | 30.5 | 20.1 | 15.1 | 29.1 | 27.8 | 29.4 | 21.3 | 25.6 | 28.6 | 24.1 | 0
7723 | 25.3 | 19.9 | 24.4 | 24.3 | 22.4 | 22 | 21.3 | 23.9 | 21.4 | 24.6 | 26.1 | 23.6 | 25.4 | 26.3 | 26 | 17.5 | 16.6 | 23.3 | 21.5 | 19 | 24.3 | 24.6 | 15.5 | 24.3 | 26 | 27.9 | 27 | 21.5 | 23.1 | 27.7 | 21.1 | 23.7 | 27.8 | 26.7 | 22.3 | 27.2 | 25.3 | 21.3 | 27.4 | 18.6 | 27.6 | 20.6 | 25.3 | 29.4 | 27.7 | 23.1 | 24.6 | 19.9 | 20.4 | 28.7 | 18.3 | 13.9 | 27.1 | 26.9 | 28 | 19.9 | 21.6 | 27.9 | 23.6 | 0
7724 | 24 | 17.7 | 23 | 23 | 21.8 | 19.8 | 20.5 | 22.9 | 20.4 | 24 | 24.8 | 22.6 | 23.6 | 25.8 | 25.4 | 16.6 | 16.6 | 22.1 | 21 | 15.6 | 23 | 24.1 | 15.4 | 22.4 | 25.2 | 26.3 | 26.2 | 20.6 | 22 | 25 | 21 | 22.7 | 26.8 | 25.2 | 21.4 | 26.5 | 23.6 | 20.2 | 27.1 | 17.2 | 27 | 19 | 24.2 | 27.2 | 26.7 | 22.8 | 22.8 | 19.4 | 18.8 | 28.5 | 17 | 13.8 | 24.4 | 26.4 | 27.3 | 19.4 | 20.6 | 27.5 | 23.8 | 0
7725 | 25 | 15.9 | 22.9 | 20.8 | 21.1 | 18.8 | 20.3 | 22.2 | 19.7 | 23.2 | 23.2 | 21.7 | 22.8 | 25.2 | 24.1 | 16.1 | 15.8 | 20.5 | 20.5 | 13.9 | 22 | 23.3 | 14.5 | 21 | 24.8 | 25.5 | 24.8 | 20.2 | 20.6 | 23.6 | 20.8 | 22.2 | 26.1 | 24.6 | 20.7 | 25.9 | 22.9 | 19 | 26.7 | 15.9 | 26.6 | 18.2 | 22.9 | 26.2 | 26.3 | 22.3 | 21.1 | 19.1 | 17.4 | 27.8 | 16.4 | 12.1 | 23.2 | 26 | 26.5 | 18.8 | 19.8 | 26.8 | 24.1 | 0
7726 | 24.5 | 14.6 | 21.2 | 19.8 | 20.4 | 18.5 | 19.9 | 21.9 | 19.3 | 22.6 | 22.7 | 21.1 | 21.4 | 24.8 | 24.1 | 15.3 | 15.8 | 20.4 | 20 | 12.8 | 21.2 | 22.7 | 14.3 | 19.7 | 23.4 | 24.6 | 23.6 | 19.9 | 19.5 | 22.3 | 20.6 | 21.4 | 25.5 | 24 | 20.2 | 24.1 | 22.5 | 17.5 | 26.2 | 15 | 25.6 | 17.8 | 22.1 | 26.7 | 25.6 | 22.3 | 20.2 | 19.1 | 16.8 | 27.5 | 15.4 | 11.6 | 22.4 | 25.4 | 25.7 | 18.6 | 19.3 | 26.1 | 24.6 | 0
7727 | 23.5 | 13.9 | 20.5 | 18.6 | 19.7 | 17.8 | 19.6 | 20.9 | 18.4 | 22 | 22.4 | 20.4 | 20.4 | 24.3 | 24.1 | 14.8 | 14.8 | 19.9 | 19.2 | 13 | 20.5 | 22.1 | 13.2 | 18.8 | 22.4 | 24 | 22.8 | 20.2 | 18.4 | 22.2 | 19.8 | 20.9 | 24.7 | 24 | 20 | 22.2 | 22.8 | 17 | 25.7 | 14.5 | 24.8 | 18 | 21.6 | 24.2 | 25.5 | 22.4 | 19.8 | 19 | 16.4 | 26.5 | 14 | 9.9 | 22.8 | 25.8 | 25.3 | 18.2 | 19 | 25.2 | 24.6 | 0
7728 | 22.5 | 12.8 | 20.1 | 18.9 | 19.1 | 17.6 | 19.4 | 20.9 | 18 | 21.7 | 23.2 | 19.9 | 18.4 | 24 | 22.9 | 14.3 | 14.6 | 19.4 | 18.3 | 12.6 | 20 | 22.1 | 13.1 | 17.7 | 21.6 | 22.6 | 21.6 | 20.3 | 17.7 | 21.4 | 18.8 | 20.2 | 24.1 | 23.5 | 19.2 | 21.9 | 23 | 16.5 | 25 | 14.2 | 24 | 18 | 21.8 | 23.2 | 24.5 | 23.1 | 20.1 | 18.9 | 16.3 | 25.8 | 11.6 | 9.5 | 22.6 | 24.5 | 24.9 | 18.1 | 18.6 | 24.6 | 24.4 | 0
7729 | 21.8 | 12.4 | 19.6 | 18.5 | 18.6 | 16.2 | 19.4 | 20.2 | 17.8 | 21.4 | 23.5 | 19.3 | 17.1 | 23.8 | 22.9 | 14.2 | 13.3 | 19.4 | 17.4 | 12.3 | 19.5 | 22.1 | 12.2 | 16.8 | 21.7 | 22.1 | 21 | 20.7 | 16.9 | 21 | 17.3 | 19.9 | 23.7 | 23.4 | 19 | 21.3 | 23.7 | 16.5 | 24.9 | 13.9 | 23.6 | 18 | 22.2 | 23.7 | 24.6 | 23.5 | 20.2 | 18.4 | 15.8 | 25.5 | 9.1 | 7.4 | 23 | 24.3 | 24.8 | 17.4 | 18.3 | 24.3 | 23.6 | 0
7730 | 21.1 | 11.8 | 18 | 18.4 | 18.2 | 17.4 | 19.4 | 19.9 | 17.4 | 21.1 | 23.6 | 18.8 | 15.4 | 23.7 | 22.9 | 13.8 | 12.6 | 18.9 | 16.6 | 11 | 19.2 | 21.8 | 12 | 15.8 | 20.9 | 21.5 | 20.2 | 20.6 | 16.2 | 19.6 | 16 | 19.5 | 23.3 | 22.6 | 18.7 | 21 | 24 | 15.8 | 24.9 | 14.2 | 23.1 | 17.6 | 22.6 | 21.2 | 23.6 | 24 | 20.2 | 18 | 15.2 | 25 | 6.6 | 6 | 22.4 | 23.9 | 24.5 | 17 | 18 | 24.3 | 22.8 | 0
7731 | 20.8 | 11.4 | 16.7 | 16.9 | 17.7 | 17.2 | 19.5 | 19.5 | 17 | 20.7 | 22.3 | 18.2 | 14.9 | 23.6 | 21.3 | 13.5 | 11 | 18.5 | 16.1 | 10.3 | 18.9 | 21.3 | 10.8 | 15.2 | 20.2 | 20.6 | 19.4 | 20.8 | 15.3 | 18.8 | 14.9 | 19.2 | 22.7 | 22.3 | 18.7 | 20.5 | 24.5 | 15.8 | 24.9 | 14 | 22.4 | 17.3 | 22.4 | 20.8 | 23 | 23.9 | 19.6 | 17.5 | 14.1 | 24.8 | 5.4 | 3.2 | 22.4 | 23.7 | 23.9 | 16.2 | 17.5 | 24.2 | 22 | 0
7732 | 20.3 | 11.1 | 16.1 | 16.2 | 17.3 | 17.6 | 19.5 | 18 | 16.7 | 20.2 | 20.9 | 17.9 | 14 | 23.6 | 21.3 | 13.3 | 10.9 | 18.4 | 16.1 | 9.5 | 18.2 | 21.1 | 10.6 | 14.8 | 20.3 | 20.7 | 17.6 | 20.5 | 14.9 | 17.5 | 14.6 | 19 | 22.5 | 21.6 | 18.6 | 20.1 | 24.5 | 16.5 | 24.8 | 14.2 | 22.1 | 17 | 22 | 20.2 | 23.1 | 24 | 19 | 17.4 | 13.5 | 24 | 5.1 | 3 | 21.6 | 23.4 | 23.7 | 16 | 17.3 | 23.6 | 21.9 | 0
7733 | 19.7 | 10.8 | 15.3 | 17.4 | 17.5 | 17.1 | 19.6 | 17.5 | 16.6 | 19.8 | 18.6 | 18.2 | 15 | 23.8 | 21.3 | 12.8 | 14.8 | 18 | 15 | 11.4 | 17.9 | 21.1 | 11.2 | 17.8 | 20.1 | 20.7 | 15.4 | 19.4 | 14.6 | 18 | 16.2 | 19 | 22.2 | 21 | 18.6 | 19.6 | 22.8 | 14.3 | 24.7 | 14.5 | 21.9 | 16 | 21.2 | 19.5 | 23.1 | 21 | 18.4 | 18.4 | 13.6 | 23.4 | 6 | 3.5 | 20.2 | 23.2 | 23.7 | 16.2 | 16.8 | 23 | 24.8 | 0
7734 | 19.3 | 10.6 | 14.6 | 19 | 17.5 | 16.3 | 19.6 | 17.4 | 16.2 | 19.6 | 17.8 | 18.7 | 14 | 24.3 | 20.9 | 12.6 | 16 | 17.7 | 16.6 | 12.5 | 17.7 | 21.1 | 12.6 | 18.3 | 19.5 | 20.8 | 15 | 19.2 | 15.5 | 17.4 | 17.1 | 18.7 | 21.9 | 21.3 | 18.3 | 19.4 | 23.2 | 14.3 | 24.4 | 14.5 | 21.9 | 16.7 | 21.9 | 19.2 | 23 | 20.9 | 20.1 | 19 | 14.1 | 23.6 | 5.7 | 7.3 | 20.3 | 23.2 | 23.3 | 17.1 | 16.6 | 22.5 | 24.7 | 0
7735 | 19.3 | 10.6 | 14.4 | 20.8 | 17.3 | 16.3 | 19.6 | 17.5 | 17.1 | 19.2 | 18 | 20.1 | 14.7 | 24.4 | 20.9 | 11.7 | 17.2 | 17.4 | 18.5 | 15 | 17.5 | 21.1 | 14.5 | 19.6 | 18.7 | 20.6 | 15 | 19.3 | 17 | 18.7 | 18.3 | 18.7 | 21.8 | 22 | 18.3 | 20 | 24.3 | 14.3 | 24.5 | 13.2 | 21.9 | 18 | 21.8 | 18.6 | 23 | 21.2 | 22.3 | 19.9 | 16 | 23 | 8.2 | 10.9 | 21.8 | 23.2 | 23.5 | 18.7 | 16.6 | 21.6 | 24.6 | 0
7736 | 19.4 | 10.4 | 18.4 | 22.3 | 17.9 | 19.3 | 20.1 | 20.1 | 20.3 | 19.4 | 19 | 22.4 | 16 | 25.4 | 21.4 | 12 | 19.2 | 17.5 | 21.6 | 18 | 17.6 | 22 | 17.4 | 21.4 | 21.5 | 20.3 | 14.8 | 20.2 | 19.6 | 20 | 20.4 | 20.5 | 24.1 | 23 | 18.7 | 22 | 25.4 | 16 | 25.4 | 13.5 | 22.3 | 20 | 23 | 18.2 | 23.1 | 21.8 | 25.2 | 21.1 | 18.6 | 25.2 | 12 | 15 | 23 | 23.9 | 25.2 | 21 | 19 | 21.1 | 25.2 | 0
7737 | 23.1 | 9.3 | 24.6 | 23.8 | 20.6 | 22.4 | 21.2 | 22.1 | 23.3 | 19.8 | 21.1 | 25.4 | 19.2 | 27.5 | 24 | 15.8 | 20.8 | 19.1 | 23.5 | 21.7 | 18.8 | 24.4 | 19.6 | 24 | 25.2 | 23 | 17.6 | 21.5 | 22.2 | 23.7 | 22.1 | 25.2 | 26.5 | 24.1 | 20.5 | 24.6 | 27.2 | 21 | 26.7 | 18.5 | 24.6 | 22.1 | 23.5 | 23.6 | 25.5 | 23 | 27.7 | 22.1 | 22.1 | 26.6 | 17.4 | 16.3 | 25.4 | 26.5 | 27.8 | 23.5 | 21.6 | 25 | 25.8 | 0
7738 | 25.7 | 14.6 | 25.8 | 25.4 | 23.3 | 24 | 22 | 23.1 | 26.3 | 21.2 | 23.3 | 28.4 | 22.3 | 29.2 | 24.2 | 19 | 23 | 22.6 | 25.5 | 24.9 | 21.4 | 27.3 | 21.8 | 26.7 | 27.1 | 26 | 20.1 | 23.2 | 24.8 | 26.6 | 24.1 | 26.6 | 28.3 | 25.3 | 23.4 | 27.5 | 28.8 | 24 | 27.6 | 23.2 | 26.4 | 24 | 25.7 | 26.3 | 26.9 | 24.5 | 29.9 | 23.2 | 25.1 | 28.4 | 21.7 | 17.2 | 26.8 | 28.8 | 28.9 | 25.9 | 25 | 27.9 | 26.9 | 0
7739 | 27.6 | 18.4 | 28 | 27.2 | 26.2 | 25.4 | 21.7 | 24.1 | 27.4 | 22.5 | 25.5 | 31 | 25.6 | 30.3 | 25.1 | 21 | 24.6 | 25.6 | 26.2 | 27.4 | 24.5 | 28.7 | 22.8 | 29.4 | 27.8 | 30.5 | 22 | 24.6 | 26.8 | 30 | 25.4 | 28.4 | 29.7 | 26.4 | 25.4 | 29.2 | 30.4 | 26.1 | 29.1 | 26.1 | 29.9 | 25.4 | 27.4 | 29.4 | 27.7 | 26.2 | 31.2 | 23.8 | 27.6 | 30.2 | 25.4 | 16.4 | 28.6 | 30.1 | 29.8 | 27.6 | 27.5 | 30 | 27.8 | 0
7740 | 29.1 | 20.3 | 29.3 | 29 | 27.6 | 26.7 | 22.2 | 25.6 | 29 | 24.6 | 26.9 | 32.6 | 27.3 | 30.9 | 26.6 | 23.2 | 26.4 | 27.8 | 27.4 | 28.4 | 27.4 | 29.3 | 23.6 | 31 | 28.1 | 31.5 | 23.6 | 25.7 | 28.3 | 31 | 26.7 | 29.2 | 30.1 | 27.4 | 26.9 | 32.1 | 31.2 | 27.4 | 29.2 | 27 | 32.6 | 26.3 | 30.1 | 32.5 | 29.3 | 27.5 | 32.2 | 24.4 | 28.7 | 31 | 26.8 | 17.1 | 29 | 30 | 31 | 28.5 | 29.5 | 31.9 | 28.9 | 0
7741 | 30 | 21.8 | 30.1 | 30.5 | 27.5 | 27.2 | 22.4 | 27.5 | 29.2 | 25.1 | 27.9 | 32.8 | 28.7 | 31.9 | 26.6 | 24.7 | 26.7 | 28.6 | 27.3 | 28.7 | 28.6 | 27.3 | 23.3 | 31.7 | 28.7 | 32.5 | 24.8 | 26.1 | 28.8 | 31.9 | 26.7 | 29.7 | 30.5 | 28.3 | 27.5 | 32.6 | 31.7 | 28 | 29.2 | 27.7 | 33.2 | 26.4 | 30.7 | 33.1 | 30.5 | 28.3 | 32.2 | 24.5 | 29 | 31.8 | 27.6 | 17.1 | 30.2 | 30.3 | 31.5 | 28.5 | 30 | 32.1 | 29.2 | 0
7742 | 30.2 | 22.7 | 30 | 31 | 27.5 | 28.2 | 22.6 | 28 | 28.7 | 25.5 | 28.2 | 32 | 28.8 | 31.9 | 26.8 | 25.9 | 26.4 | 28.8 | 27.4 | 28 | 28.9 | 26.7 | 22.8 | 31 | 29.6 | 33 | 25.4 | 26 | 28.6 | 31.2 | 26.2 | 29.7 | 30.6 | 28.9 | 27.5 | 33.5 | 31.4 | 28.4 | 29.6 | 28.3 | 32.1 | 26 | 30.4 | 33.8 | 31.3 | 28.4 | 32 | 24.4 | 28.4 | 32.4 | 27.4 | 18.2 | 30.8 | 30.5 | 31.8 | 27.6 | 30.5 | 32.6 | 29.2 | 0
7743 | 30.8 | 22.8 | 30.4 | 30.5 | 27.5 | 28.8 | 22.5 | 28 | 27.8 | 25.8 | 28.4 | 30.4 | 29.1 | 30.8 | 28.1 | 26 | 24.2 | 28.8 | 25.9 | 27.2 | 28.6 | 25.5 | 21.3 | 29.6 | 29.7 | 33 | 26.1 | 25.4 | 27.4 | 31.5 | 24.4 | 29.9 | 30.4 | 29.1 | 27.8 | 33.3 | 31 | 28.1 | 29.4 | 28.5 | 31.7 | 25.1 | 27.2 | 34 | 31.8 | 28 | 30.9 | 23.7 | 27.7 | 33 | 27.6 | 17.3 | 32.5 | 30.5 | 31.8 | 26.1 | 31 | 33 | 28.3 | 0
7744 | 30.5 | 22.6 | 30.5 | 28.8 | 27.9 | 28 | 22.5 | 27 | 26.3 | 26.2 | 28 | 28.5 | 28.1 | 29.4 | 28.5 | 23.8 | 21.9 | 27.7 | 24.7 | 25.7 | 27.6 | 25.6 | 20.1 | 27.5 | 29.4 | 33 | 26 | 24.8 | 25.9 | 30.5 | 22.8 | 29.2 | 30.3 | 28.8 | 27.4 | 32.4 | 29.9 | 27 | 29.3 | 27.7 | 31.8 | 24 | 24.2 | 33.9 | 31.8 | 27.2 | 29.7 | 22.9 | 26.4 | 32.8 | 26.4 | 16.8 | 32.9 | 30.3 | 31.9 | 24.4 | 31 | 33.2 | 27.6 | 0
7745 | 30 | 21.9 | 29.5 | 26.6 | 26 | 25.5 | 22.3 | 26.4 | 24.6 | 25.6 | 27.4 | 26.6 | 27 | 28.6 | 28 | 21.8 | 19 | 25.6 | 22.6 | 24 | 26.6 | 25.1 | 18.4 | 25.4 | 28.4 | 32.2 | 25.6 | 24 | 24 | 30 | 21 | 27.3 | 29.5 | 28 | 26.5 | 30.9 | 29 | 25.7 | 28.8 | 25.3 | 30 | 22.6 | 20.8 | 33.6 | 29.6 | 26.4 | 28 | 21.8 | 25 | 32.1 | 24.4 | 14.6 | 33 | 29.8 | 31.1 | 22.6 | 28.6 | 31.1 | 26.6 | 0
7746 | 28.2 | 20.4 | 25.5 | 24.4 | 23.9 | 24.3 | 22.1 | 24.5 | 23.1 | 24.7 | 26.1 | 25 | 24.3 | 26.9 | 26.9 | 18.8 | 17.3 | 24.1 | 21.6 | 21.6 | 25 | 20.7 | 17.4 | 23.4 | 25.5 | 29.1 | 23.8 | 23.4 | 22.3 | 27.7 | 20.4 | 25.4 | 28.5 | 27 | 24.5 | 28.3 | 27.7 | 22.6 | 27.7 | 21.4 | 28.6 | 21.2 | 20 | 32.2 | 28 | 25.7 | 26.5 | 20.9 | 22.9 | 31.3 | 20.2 | 13.7 | 30.8 | 28.5 | 29.5 | 21.1 | 24.4 | 28.5 | 26.2 | 0
7747 | 26.8 | 18 | 23.3 | 22.9 | 22.7 | 22.5 | 21.9 | 23.9 | 22.5 | 23 | 24.6 | 23.6 | 21.8 | 26.6 | 26.1 | 17.3 | 15.8 | 23.1 | 20.1 | 19.3 | 23.8 | 21 | 16 | 22.1 | 23.9 | 28 | 23 | 22.3 | 20.6 | 26.2 | 19.9 | 23.9 | 27.4 | 26 | 23.7 | 27.3 | 26.8 | 21.3 | 27.5 | 18.7 | 28 | 19.7 | 19.7 | 28.6 | 26.7 | 25.3 | 24.7 | 19.9 | 20.9 | 30 | 15.8 | 11.8 | 28.6 | 27.3 | 28.3 | 19.8 | 22.4 | 28.3 | 25.6 | 0
7748 | 26.1 | 16.8 | 21.8 | 22.2 | 21.9 | 20.2 | 21.7 | 23 | 21.1 | 22.2 | 22.8 | 22.4 | 19 | 26.1 | 25.6 | 16.6 | 15.4 | 22.2 | 19.6 | 17 | 22.7 | 21.6 | 15.2 | 21.2 | 22.6 | 26.9 | 21.9 | 21.2 | 19.2 | 24 | 20.2 | 23.1 | 26.5 | 25.2 | 22.8 | 26.7 | 26 | 19.4 | 26.8 | 17 | 27.6 | 18.4 | 21 | 26.9 | 24.9 | 25 | 23.4 | 19.2 | 18.8 | 29 | 11.2 | 11.4 | 25.8 | 26.8 | 27.5 | 19 | 21 | 27.2 | 25.2 | 0
7749 | 25 | 15.8 | 20.2 | 22 | 20.6 | 18.7 | 21.6 | 22 | 20.1 | 21.5 | 21.5 | 21.3 | 17.9 | 25.5 | 24.2 | 15.9 | 14.6 | 21.6 | 18.5 | 15.5 | 21.8 | 21.5 | 14 | 21 | 21.9 | 25.8 | 21.5 | 19.7 | 17.8 | 23.7 | 20 | 22.5 | 25.7 | 24.8 | 21.8 | 25.4 | 25.8 | 18.2 | 26.8 | 16 | 27 | 17.3 | 20.9 | 25.5 | 23.8 | 24.8 | 22 | 18.5 | 17.5 | 28.2 | 9 | 9.9 | 24.7 | 26.5 | 26.6 | 18.5 | 20.4 | 26 | 24.3 | 0
7750 | 23.6 | 14.3 | 18.8 | 21.7 | 20 | 18.2 | 21.2 | 22 | 19.3 | 21.3 | 20.7 | 20.4 | 17.1 | 25.4 | 24 | 15.3 | 14.5 | 21.1 | 18.5 | 14.4 | 20.9 | 21.4 | 13.5 | 20.7 | 20.6 | 24.3 | 19.9 | 18.7 | 17.1 | 22.8 | 20 | 22.2 | 25.2 | 24.7 | 21.2 | 23.8 | 25.3 | 17.3 | 26.8 | 15.1 | 26.7 | 16.7 | 21.3 | 24.8 | 23.4 | 24.5 | 21.2 | 18.2 | 16.5 | 27.4 | 8.3 | 9.7 | 23.8 | 26.3 | 26.1 | 18.2 | 20 | 24.7 | 23.9 | 0
7751 | 22.5 | 13.1 | 17.1 | 21 | 19.8 | 17.4 | 21 | 21.4 | 19 | 20.4 | 20.6 | 19.8 | 17.6 | 24.9 | 24 | 14.9 | 14 | 20.6 | 18.2 | 14 | 20 | 21.3 | 13 | 20.4 | 19.8 | 23.4 | 20.3 | 18 | 16.6 | 23 | 19.4 | 21.7 | 24.6 | 24.6 | 20.4 | 21.9 | 25 | 16.9 | 26.3 | 14.3 | 25.8 | 16.4 | 20.4 | 25.1 | 23.1 | 24 | 20.4 | 18 | 16.2 | 26.6 | 9.8 | 8.5 | 24 | 25.6 | 25.7 | 18 | 19.2 | 24.1 | 23.4 | 0
7752 | 21.3 | 12.2 | 16.4 | 19.6 | 18.9 | 18.2 | 20.7 | 20 | 18.6 | 19.8 | 20.7 | 19.4 | 17.5 | 24.9 | 22.3 | 14.6 | 14.4 | 24.6 | 19 | 13.4 | 19.3 | 21.1 | 13.2 | 19.6 | 19.5 | 22.8 | 18 | 18.2 | 16.6 | 21.5 | 19.2 | 20.9 | 24.1 | 24.3 | 19.7 | 21.5 | 24.1 | 16.7 | 25.5 | 14.2 | 25.2 | 16.5 | 20.8 | 24.8 | 22.8 | 23.3 | 20.1 | 18.3 | 15.8 | 25.9 | 10.9 | 8.5 | 23.1 | 25.3 | 25.3 | 17.8 | 18.6 | 23 | 23.8 | 0
7753 | 20.7 | 11.3 | 16.5 | 17.9 | 18.4 | 17.6 | 20.7 | 20 | 18.1 | 19.1 | 21.1 | 19.2 | 17.9 | 25.1 | 22.3 | 14.2 | 14.4 | 24.4 | 18.6 | 12.9 | 18.5 | 21.1 | 13 | 18.9 | 18.7 | 22.7 | 19.4 | 18.8 | 16.4 | 20.8 | 18.5 | 20.7 | 23.6 | 23.7 | 19 | 20.9 | 23.4 | 16.3 | 25.2 | 14.2 | 24.6 | 16.6 | 20.5 | 21.6 | 22.3 | 22.6 | 19.5 | 18.4 | 15.5 | 25.5 | 11.9 | 6.7 | 22.6 | 25.2 | 25.2 | 17.5 | 18.5 | 23 | 24.2 | 0
7754 | 20.1 | 11.2 | 15.9 | 16.4 | 17.6 | 17.8 | 20.7 | 19.5 | 17.7 | 18.3 | 21 | 19 | 17.2 | 25 | 22.3 | 13.3 | 14.8 | 24.2 | 18.4 | 12 | 17.7 | 21 | 12.8 | 18 | 18.5 | 21 | 18.4 | 19.6 | 16.2 | 19 | 18 | 20.7 | 23 | 22.8 | 18.3 | 20.2 | 22.6 | 15.9 | 25.2 | 13.4 | 23.7 | 16.6 | 21.4 | 21.9 | 22 | 22 | 19 | 18.6 | 14.8 | 25.1 | 11 | 5.6 | 21 | 24.8 | 24.8 | 17 | 18.5 | 23 | 25 | 0
7755 | 19.6 | 10.4 | 14.4 | 15.8 | 17 | 18.1 | 20.6 | 18 | 17.4 | 17.9 | 20.6 | 18.7 | 16.9 | 25 | 22.4 | 12.3 | 14.5 | 24.1 | 16.6 | 11.5 | 17.1 | 20.8 | 11.8 | 17.7 | 18.1 | 20.5 | 17.3 | 19.9 | 15.4 | 18.7 | 16.9 | 20.5 | 22.6 | 21.9 | 17.8 | 20.3 | 22.4 | 15.6 | 25.1 | 13 | 23.2 | 16.3 | 21.1 | 22.5 | 21.8 | 21.6 | 18.2 | 18.4 | 14.3 | 25 | 9.6 | 3.1 | 20.5 | 24.5 | 24.4 | 16.4 | 18 | 22.9 | 25.2 | 0
7756 | 18.8 | 10.3 | 14.3 | 16.1 | 16.5 | 16.8 | 20.3 | 17.7 | 17 | 17.5 | 19.6 | 18.3 | 15.6 | 25 | 22.1 | 11.7 | 14.8 | 23.8 | 15.7 | 10.9 | 16.5 | 20.8 | 11.4 | 17.4 | 18.1 | 20.5 | 16.1 | 19.9 | 14.9 | 17.7 | 16.5 | 20.3 | 22 | 21.2 | 16.9 | 19.8 | 22.3 | 15 | 24.9 | 12.9 | 23.1 | 16 | 21.7 | 21.1 | 22.1 | 21.2 | 18 | 18.4 | 13.6 | 24.5 | 7.2 | 2.9 | 19.7 | 24.5 | 23.8 | 16.1 | 17.5 | 22.1 | 25.2 | 0
7757 | 18.2 | 10 | 14.1 | 17.4 | 16.3 | 15.7 | 20.2 | 17.5 | 16.4 | 17.3 | 17.6 | 17.4 | 11.6 | 24.9 | 22.1 | 12.2 | 13.2 | 23.6 | 16.6 | 11.4 | 15.4 | 20.6 | 10.4 | 18 | 16.6 | 20 | 15.1 | 15.2 | 13 | 16 | 15.4 | 20.2 | 21.7 | 21.2 | 17 | 19.9 | 22 | 15.1 | 24.9 | 12.9 | 22.9 | 15.2 | 20.7 | 19.5 | 22.1 | 22.2 | 17.8 | 15 | 13.6 | 24 | 6 | 6.4 | 21.8 | 24.3 | 23.5 | 16.4 | 17.7 | 21.6 | 21.6 | 0
7758 | 17 | 9.5 | 13.7 | 18.7 | 16.1 | 15.6 | 19.6 | 17 | 16.1 | 16.7 | 16.7 | 18 | 10.6 | 24.5 | 21.6 | 11.3 | 15.1 | 23.1 | 17.9 | 12.8 | 14.7 | 20.3 | 12.5 | 17.7 | 16.2 | 19.7 | 13.9 | 16.1 | 14.1 | 16.1 | 17.3 | 19.7 | 21.6 | 20.9 | 17.1 | 19.6 | 23 | 14.4 | 24.8 | 12.3 | 22.2 | 15.9 | 20.9 | 19 | 21.8 | 21.9 | 19.3 | 16 | 15.5 | 23.6 | 6.1 | 9.3 | 20.9 | 24 | 23.2 | 18 | 17.7 | 21.4 | 21.9 | 0
7759 | 17.1 | 8.8 | 13.3 | 20.4 | 16.1 | 15.5 | 19.5 | 17 | 16.6 | 16.3 | 17.1 | 19.2 | 11.6 | 24.8 | 21.6 | 10.5 | 17 | 23 | 19.7 | 15.3 | 14.4 | 20.2 | 14.8 | 17.7 | 15.8 | 18.7 | 13 | 17.3 | 16 | 17.7 | 19.1 | 19.9 | 21.9 | 21 | 16.9 | 19.4 | 24.3 | 14.4 | 24.8 | 11.8 | 21.8 | 17.1 | 21.8 | 19.1 | 20.9 | 22 | 21.6 | 17.6 | 18 | 23.5 | 8 | 12.7 | 21.1 | 23.8 | 23.2 | 19.5 | 17.3 | 20.8 | 23 | 0
7760 | 17.6 | 8.8 | 15.5 | 22.9 | 18.3 | 17 | 20.7 | 21 | 19.8 | 16.8 | 18 | 21.4 | 14 | 26.1 | 22.1 | 10.8 | 19.4 | 22.9 | 22 | 18.6 | 14.4 | 20.8 | 17.4 | 17.8 | 16.2 | 18.8 | 13.1 | 19.6 | 18.6 | 20.2 | 22.4 | 21.3 | 23.7 | 21 | 17.3 | 22.1 | 26 | 16.4 | 25.2 | 11.8 | 22.1 | 18.8 | 22.3 | 19.1 | 21.6 | 22.8 | 24 | 19.8 | 21 | 25.1 | 11 | 16.2 | 22 | 24.3 | 24.8 | 21.8 | 18.6 | 20.8 | 24.8 | 0
7761 | 20.6 | 9.2 | 22.9 | 25.1 | 20.6 | 20.6 | 22.3 | 23.5 | 23.4 | 18.4 | 20.7 | 23.9 | 18.3 | 28 | 25.1 | 15.2 | 21.2 | 19.2 | 23.9 | 22.1 | 16.1 | 23.5 | 19 | 17.9 | 21.2 | 21.2 | 14.1 | 21.3 | 21.4 | 23.6 | 23.9 | 24.8 | 26.5 | 21.9 | 18.9 | 24.9 | 27.6 | 21 | 26.5 | 17 | 24.7 | 20.9 | 23.3 | 23.9 | 25.4 | 23.9 | 26.6 | 21.6 | 23.3 | 27.6 | 15.6 | 17.5 | 24.2 | 27.3 | 26.5 | 23.5 | 21.8 | 23.6 | 26.9 | 0
7762 | 23.8 | 14.5 | 25.8 | 27.1 | 23.5 | 23.8 | 24.2 | 26 | 25.8 | 20.6 | 23.3 | 26.8 | 22.6 | 29.4 | 26.2 | 18.3 | 23.3 | 23.3 | 25.7 | 25.2 | 18.7 | 25.3 | 20.6 | 17.9 | 24.2 | 25.7 | 16.9 | 23.3 | 23.9 | 26.5 | 25.9 | 27.8 | 28.2 | 22.9 | 21.1 | 28 | 29.2 | 23.5 | 27.4 | 21.2 | 25.8 | 23.3 | 23.9 | 27.6 | 27.7 | 25.3 | 28.6 | 23.4 | 25.4 | 29.1 | 20.3 | 17.5 | 26.2 | 29.5 | 28.5 | 25.8 | 24 | 26.5 | 28.8 | 0
7763 | 26.6 | 18.4 | 27.2 | 28.4 | 26.5 | 25.3 | 26.5 | 26 | 27.8 | 23.3 | 26.2 | 29.2 | 26.6 | 30 | 27.3 | 20.2 | 24.8 | 26 | 26.8 | 27.6 | 23 | 26.1 | 21.4 | 17.8 | 25.6 | 27.7 | 20.3 | 24.4 | 25.8 | 29 | 26.2 | 30 | 29.4 | 24.2 | 22.8 | 29.8 | 30.6 | 25.5 | 28.1 | 24.6 | 30.5 | 25.6 | 25 | 31.1 | 30.5 | 26.6 | 30.4 | 24.6 | 26.6 | 30.1 | 24.6 | 15.8 | 28.4 | 30.5 | 30.2 | 27.4 | 26 | 28.1 | 30 | 0
7764 | 28 | 20.6 | 28.5 | 29.3 | 28.5 | 26.7 | 27.4 | 26.8 | 28.8 | 23.6 | 27.5 | 31.1 | 28.7 | 29.9 | 27.5 | 22.7 | 26.4 | 27.3 | 27.7 | 29 | 26 | 27.6 | 22.6 | 17.7 | 26.2 | 29.7 | 23.7 | 25.7 | 26.9 | 30.3 | 27.6 | 30.6 | 30.4 | 24.8 | 24.5 | 31.7 | 31.9 | 27 | 28.5 | 26.2 | 32.3 | 27.3 | 25.7 | 32.9 | 30.5 | 27.7 | 31.3 | 25.7 | 27.7 | 31.1 | 27 | 14.7 | 29.5 | 29.6 | 30 | 29.2 | 28 | 29.6 | 30.4 | 0
7765 | 29.4 | 22.4 | 29.3 | 29.4 | 28.2 | 28.1 | 27.6 | 27.4 | 29.2 | 24.2 | 28.4 | 31.7 | 29.8 | 29.9 | 28.8 | 24.7 | 26.9 | 28.7 | 27.9 | 29.5 | 27.4 | 27.6 | 23 | 17.9 | 27 | 30.7 | 25.6 | 26.1 | 27.3 | 31.2 | 27.3 | 31.4 | 31.2 | 25.5 | 24.6 | 32.1 | 32.6 | 27.2 | 29 | 26.6 | 34 | 27.9 | 27.1 | 33.6 | 30.8 | 28.1 | 32 | 26.2 | 28 | 32.3 | 28.2 | 13.9 | 30.6 | 30.7 | 30.5 | 29.6 | 28.6 | 30.6 | 30.2 | 0
7766 | 29.8 | 22.5 | 29.7 | 29 | 28.2 | 28.6 | 26.8 | 28 | 28.9 | 24.2 | 28 | 31.2 | 29.4 | 30.9 | 29.4 | 25.3 | 26.6 | 28.8 | 27.8 | 29.2 | 27.4 | 27.8 | 23.2 | 18.4 | 27.4 | 31.2 | 26.9 | 26.4 | 27 | 31.4 | 27.4 | 31 | 31.7 | 25.4 | 24.2 | 32.5 | 32.8 | 27.2 | 29.2 | 27 | 33.6 | 27.4 | 28.2 | 34.6 | 31.3 | 28.2 | 32 | 26.4 | 28 | 32.8 | 27.4 | 14.4 | 31 | 30.8 | 30.8 | 29.2 | 29 | 30.7 | 29.4 | 0
7767 | 30 | 22.8 | 30.2 | 27.8 | 28.1 | 28.1 | 26.8 | 28.5 | 28.1 | 25.2 | 28 | 29.5 | 29 | 30.1 | 28.5 | 25.7 | 24.7 | 29 | 26.8 | 28.3 | 27.5 | 28.2 | 22 | 19.1 | 27.4 | 31.6 | 27.2 | 25.4 | 26.4 | 31.6 | 25.3 | 30.7 | 32 | 25.5 | 23.9 | 31.9 | 32.1 | 27.2 | 29 | 27.3 | 32.7 | 25.9 | 29.5 | 34.6 | 31.4 | 27.7 | 31.7 | 25.7 | 27 | 32.8 | 26 | 14.8 | 31.8 | 30.7 | 31.2 | 26.9 | 29 | 31.2 | 28.4 | 0
7768 | 30 | 23.1 | 30.2 | 26.5 | 28.8 | 27.8 | 26.6 | 28 | 26.9 | 25 | 27.2 | 27.5 | 27.6 | 29.5 | 28.4 | 23.2 | 22.4 | 27.4 | 25.6 | 26.6 | 27.4 | 28.3 | 20.6 | 19.8 | 27.4 | 31.6 | 27.4 | 24.3 | 25.3 | 31 | 23.8 | 29.9 | 31.8 | 25.1 | 22.9 | 31.3 | 30.9 | 27 | 29 | 27 | 32.2 | 23.9 | 29.6 | 34.5 | 31.7 | 27 | 30.5 | 24.7 | 25.7 | 32.3 | 23.5 | 15.3 | 31.7 | 30.7 | 31.2 | 24.5 | 28.8 | 31.1 | 27.4 | 0
7769 | 30 | 22 | 29.8 | 24.8 | 26.5 | 27.6 | 26.1 | 26.5 | 24.8 | 24.8 | 26.9 | 25.2 | 26 | 28.9 | 28.4 | 25.2 | 19.8 | 25.6 | 24 | 24.4 | 26.4 | 27.3 | 18.6 | 20 | 26.3 | 31.1 | 27.1 | 22.3 | 24 | 30 | 21.4 | 28.6 | 30.6 | 24.8 | 22 | 29.5 | 29.2 | 25.2 | 28.6 | 25.3 | 31.3 | 22 | 29 | 34.4 | 29.2 | 26 | 28.8 | 23 | 23.6 | 31.3 | 21 | 14.6 | 31.4 | 29.8 | 30.7 | 21.6 | 27.2 | 30.7 | 26.4 | 0
7770 | 29.4 | 20.3 | 26.3 | 23.3 | 23.7 | 26 | 24.8 | 24.2 | 23 | 23.8 | 25.7 | 23.5 | 23.1 | 27.9 | 26.8 | 18.1 | 18.4 | 24.1 | 22.7 | 21.7 | 24.4 | 26 | 17.4 | 19.6 | 23.4 | 28.9 | 26.3 | 20.8 | 22.4 | 28 | 20.9 | 27.5 | 28.9 | 23.9 | 22 | 27.5 | 27.7 | 21.5 | 27.9 | 21.3 | 28.7 | 20.7 | 26.9 | 32.1 | 27.5 | 25.1 | 26.4 | 21.4 | 21.8 | 30 | 17.9 | 13.6 | 29.6 | 28.6 | 29.2 | 20.1 | 24 | 30.2 | 25.3 | 0
7771 | 27.6 | 18 | 23 | 21.8 | 22 | 24 | 23.8 | 23 | 21.4 | 22.3 | 24.9 | 22.1 | 20 | 27.3 | 26.8 | 16.4 | 17.5 | 22.7 | 21.3 | 19 | 21.9 | 24.8 | 16.4 | 18.6 | 20.6 | 27.3 | 24.4 | 18.7 | 20.7 | 26 | 19.8 | 25.8 | 27.6 | 23.5 | 21.3 | 26.8 | 26.6 | 20 | 27.5 | 19 | 27.7 | 20.1 | 24.8 | 29.5 | 26.7 | 24.1 | 24.5 | 19.6 | 19.8 | 28.5 | 15.3 | 11.6 | 27.5 | 27.7 | 27.8 | 19.1 | 22.3 | 29.5 | 24.2 | 0
7772 | 25.4 | 16 | 22 | 20.6 | 21 | 22 | 22.7 | 21.5 | 20.7 | 21.5 | 23.5 | 21.2 | 16.6 | 27.3 | 27.4 | 15.8 | 17.8 | 21.9 | 20.4 | 16.6 | 20.2 | 23.8 | 16.4 | 17.4 | 18.7 | 26.2 | 22 | 17.4 | 19.2 | 24 | 20 | 24.5 | 26.6 | 22.8 | 20.2 | 26.4 | 26 | 18.8 | 27.4 | 17.8 | 26.7 | 20 | 22.7 | 27.7 | 25.8 | 23.2 | 23 | 18.4 | 18.6 | 27.4 | 12.8 | 10.2 | 24.8 | 27.6 | 26.8 | 19.2 | 21 | 27.5 | 23.2 | 0
7773 | 24.3 | 14.5 | 20.2 | 19.4 | 20 | 21.4 | 22.1 | 21 | 20 | 20.1 | 22.9 | 20.2 | 14.5 | 26.9 | 24.5 | 15.1 | 17.8 | 21.3 | 19.5 | 15.1 | 19 | 23 | 16.1 | 16.4 | 17.9 | 24.8 | 19.3 | 15.9 | 18 | 23 | 18.8 | 23.5 | 26 | 22.8 | 19.5 | 25.7 | 25.7 | 17.5 | 27.1 | 16.9 | 25.7 | 20 | 21.9 | 26.6 | 24.6 | 22.4 | 22.6 | 17.3 | 17.5 | 26.5 | 11.4 | 8.9 | 23.1 | 27.5 | 26.3 | 18.9 | 20.2 | 26 | 22.4 | 0
7774 | 23.1 | 13 | 18.5 | 18.9 | 19.6 | 21.1 | 21.6 | 20.3 | 19.6 | 19.7 | 21.9 | 19.6 | 13.1 | 26.4 | 24.5 | 14.5 | 17.9 | 20.8 | 19.1 | 14.2 | 18.5 | 22.2 | 16.1 | 16 | 18.2 | 23.9 | 17.6 | 15.5 | 17.1 | 22.5 | 18.9 | 22.8 | 25.3 | 22.4 | 18.5 | 24 | 25.7 | 16.7 | 26.7 | 16.2 | 24.7 | 19.7 | 21.4 | 26.6 | 23.6 | 22 | 22.4 | 17 | 17.1 | 25.6 | 10.3 | 9.1 | 21.9 | 27.2 | 25.8 | 18.9 | 19.5 | 24.9 | 22.1 | 0
7775 | 22 | 12.3 | 17.9 | 18.4 | 19.4 | 20.6 | 21.1 | 20 | 19.2 | 19.3 | 21.5 | 19 | 13.4 | 26 | 24.3 | 14 | 17 | 20.3 | 18.6 | 14 | 17.1 | 21.7 | 15.4 | 16.2 | 16.5 | 23.3 | 16.7 | 15.4 | 16.5 | 22.6 | 18.2 | 22.2 | 24.6 | 22.3 | 17.5 | 22.6 | 25.4 | 16 | 26.5 | 15.5 | 24.3 | 19 | 21.8 | 24.4 | 22.6 | 22 | 22.4 | 16.8 | 16.6 | 24.9 | 10 | 9.4 | 22 | 26.7 | 25.5 | 18.2 | 19 | 23.8 | 22.2 | 0
7776 | 20.9 | 12 | 17.1 | 18.4 | 18.6 | 19.1 | 20.7 | 19.5 | 18.8 | 18.4 | 20.4 | 18.8 | 13.9 | 25.4 | 22.9 | 13.5 | 16.1 | 20.2 | 18.4 | 13.8 | 16.4 | 21.2 | 14.7 | 16.9 | 15.5 | 21.8 | 15.8 | 16.4 | 15.8 | 22.2 | 19.1 | 21.6 | 24 | 21.6 | 16.6 | 22.3 | 24.9 | 15.8 | 26 | 15 | 24.1 | 18 | 21.6 | 23.5 | 21.7 | 22.5 | 21.4 | 17.1 | 16.3 | 24.2 | 9.3 | 10.2 | 22.3 | 26.4 | 25 | 18 | 18.6 | 22.2 | 22.5 | 0
7777 | 19.9 | 11.5 | 17.6 | 18.2 | 18.3 | 18.6 | 20.4 | 19 | 18.3 | 17.6 | 19.9 | 18.5 | 14.8 | 25.4 | 22.9 | 13.3 | 14.5 | 19.8 | 17.9 | 13.4 | 15.9 | 21 | 13.1 | 17.8 | 14.8 | 21.6 | 15.2 | 16.8 | 15.1 | 21.6 | 18.7 | 21.5 | 23.5 | 21.3 | 16.5 | 21.7 | 24 | 15.8 | 25.8 | 14.6 | 23.4 | 16.8 | 21.5 | 23.1 | 21.4 | 23 | 20.2 | 16.9 | 15.5 | 23.9 | 9 | 9.6 | 23.1 | 26 | 24.5 | 17.1 | 18.4 | 22.1 | 22.8 | 0
7778 | 19.1 | 11 | 17.6 | 18 | 17.7 | 18.5 | 20 | 18.8 | 18.1 | 18 | 19 | 18.4 | 14.8 | 25 | 22.9 | 13.1 | 13.4 | 19.6 | 17.4 | 12.6 | 15 | 20.4 | 11.8 | 18.4 | 14.1 | 21.3 | 15 | 17.2 | 14.1 | 20 | 18.8 | 20.9 | 22.7 | 20.8 | 15.4 | 21.2 | 23 | 15.5 | 25.7 | 14.1 | 23 | 15.8 | 20.8 | 21.9 | 21 | 23.4 | 18.4 | 16.6 | 14.6 | 23.4 | 8 | 8.6 | 23.2 | 25.7 | 24.4 | 16.8 | 18 | 21.5 | 22.8 | 0
7779 | 18.8 | 10.7 | 17.4 | 17.4 | 17 | 16.8 | 19.9 | 17.7 | 17.5 | 17.1 | 18.8 | 17.9 | 14.4 | 24.9 | 22.9 | 12.5 | 12.4 | 19.3 | 16.6 | 11.7 | 14.6 | 20.2 | 10.2 | 18.6 | 13.4 | 21.2 | 14.5 | 16.4 | 13.3 | 18.4 | 16.9 | 20.4 | 21.6 | 21 | 15.1 | 20.6 | 22.1 | 15 | 25.6 | 14.1 | 22.3 | 15.1 | 20.6 | 20.9 | 20.6 | 23.3 | 17.4 | 15.7 | 13.4 | 23 | 7.3 | 6.6 | 23.3 | 25.6 | 24.2 | 16 | 17.5 | 21 | 22.4 | 0
7780 | 18.2 | 10.3 | 17.4 | 17.2 | 16.9 | 17.1 | 19.6 | 17.5 | 17.3 | 17 | 18 | 17.6 | 12.9 | 24.9 | 21.7 | 12.5 | 12.5 | 19.1 | 16.4 | 11.1 | 14.3 | 19.8 | 9.9 | 18.4 | 13 | 20.7 | 13.5 | 15.8 | 12.8 | 16.7 | 16.3 | 20.3 | 21.1 | 20.9 | 15.2 | 20.4 | 21.8 | 14 | 25.3 | 13.7 | 22.1 | 15 | 20.3 | 20.1 | 20.4 | 22.9 | 16.9 | 15.2 | 13.1 | 22.5 | 6.3 | 5.9 | 22.5 | 25.3 | 24.3 | 16.2 | 17.4 | 21 | 21.9 | 0
7781 | 18.4 | 10.3 | 17.5 | 15.6 | 16.7 | 16.4 | 19.5 | 17.5 | 16.9 | 16.9 | 17.8 | 17.2 | 10 | 24.9 | 21.7 | 12 | 13.8 | 18.9 | 16.8 | 10 | 13.9 | 19.5 | 9.4 | 13.8 | 12.6 | 19.6 | 12.4 | 13 | 13 | 17.4 | 15.6 | 20 | 20.8 | 19.2 | 15.2 | 19.9 | 22.6 | 13.2 | 25.2 | 13.6 | 21.8 | 15 | 20.4 | 19.4 | 20.2 | 19.2 | 18.4 | 14.4 | 14.6 | 22 | 6.6 | 7.4 | 19 | 25.2 | 24.2 | 16.6 | 17.5 | 20.6 | 20.2 | 0
7782 | 18.5 | 10.5 | 17.7 | 17 | 16.4 | 17.1 | 19.5 | 16.5 | 16.6 | 16.1 | 17.3 | 18 | 10.8 | 25 | 19.4 | 11 | 16.2 | 18.4 | 18.5 | 12.1 | 13.5 | 19.3 | 10.3 | 14 | 12.3 | 19 | 13.2 | 13.9 | 14.6 | 16.9 | 17.4 | 19.5 | 20.2 | 18.9 | 15.1 | 19.6 | 23.2 | 12.8 | 24.9 | 13.1 | 21.3 | 15.1 | 20.1 | 19.1 | 19.9 | 18.8 | 19.3 | 16 | 15.3 | 22 | 7 | 10.1 | 19 | 25.2 | 24 | 18 | 17.5 | 20.2 | 21.6 | 0
7783 | 18.3 | 9.7 | 16.9 | 18.9 | 16 | 16.6 | 19.3 | 16.4 | 16.8 | 15.4 | 17.5 | 19.2 | 13.4 | 25.4 | 19.4 | 10.7 | 18.6 | 18.3 | 20.2 | 15.2 | 13.4 | 18.8 | 11.7 | 14.9 | 11.7 | 19.1 | 13.4 | 15.1 | 16.8 | 17.9 | 19.8 | 19.5 | 20.1 | 19.2 | 14.5 | 20.1 | 24.5 | 13.2 | 24.9 | 12.7 | 21.3 | 16.2 | 20.5 | 17.9 | 19.8 | 19 | 20.6 | 18 | 17.6 | 21.3 | 8.5 | 13 | 20.6 | 25.2 | 24.2 | 19.9 | 17.6 | 19.8 | 23.7 | 0
7784 | 18.8 | 9.8 | 18 | 21.3 | 17.4 | 17.1 | 19.8 | 19 | 20.1 | 16 | 18.2 | 21.4 | 16.8 | 26 | 20.2 | 10.7 | 21.8 | 18.4 | 22.6 | 19.2 | 13.4 | 20.6 | 14.2 | 16.4 | 14.3 | 19.4 | 14.1 | 17 | 19.5 | 19.6 | 22.2 | 21 | 23.3 | 20 | 15 | 23.2 | 26.2 | 16.2 | 25.5 | 12.6 | 21.3 | 18.6 | 21.4 | 18.9 | 20.2 | 20 | 23.2 | 20.4 | 20.2 | 22.5 | 11 | 16 | 22 | 25.5 | 25.5 | 22.4 | 18 | 20 | 26.2 | 0
7785 | 22.5 | 9.9 | 23.4 | 23.4 | 20 | 20 | 20.2 | 20 | 22.3 | 18 | 20.1 | 23.6 | 21.3 | 26.9 | 23.4 | 15.8 | 23.2 | 20.6 | 24.1 | 22.5 | 14.6 | 23.7 | 16.2 | 18.9 | 21.5 | 22 | 19.7 | 18.7 | 21.7 | 22.6 | 24.2 | 24.1 | 25.6 | 21.4 | 17.1 | 25.2 | 28.2 | 20.3 | 26.6 | 16.6 | 22.5 | 21.3 | 22.7 | 24 | 21.8 | 21.4 | 25.3 | 22.3 | 23.7 | 25.8 | 14.6 | 17.1 | 24.9 | 27.1 | 27 | 24.8 | 19.4 | 23.5 | 28.2 | 0
7786 | 25.6 | 13.4 | 24.8 | 25.4 | 23.5 | 22.4 | 23.4 | 22.7 | 25.2 | 20.5 | 22.3 | 26.1 | 25.1 | 29.4 | 24.6 | 18.7 | 24.8 | 19.2 | 25.7 | 25.2 | 17.2 | 25.2 | 18.6 | 21.6 | 28.9 | 26.4 | 22.3 | 20.6 | 23.7 | 25.5 | 25.4 | 26.1 | 27 | 23.1 | 20.6 | 28.3 | 30.2 | 23.1 | 28.6 | 22.8 | 23.5 | 24.2 | 24.1 | 28 | 24.7 | 23.2 | 27.8 | 24 | 26.3 | 27.8 | 18.7 | 17.4 | 26.8 | 28.9 | 27.4 | 26.9 | 21.3 | 26.8 | 29.7 | 0
7787 | 27.9 | 17.4 | 26.6 | 27 | 26 | 24.3 | 25.4 | 24.1 | 28 | 21.9 | 24.8 | 28 | 28.4 | 30.2 | 25.5 | 20 | 25 | 27.2 | 26.4 | 26.8 | 21.3 | 26.7 | 20.2 | 24.4 | 25.1 | 29.8 | 26 | 22.2 | 25 | 28.4 | 26 | 26.9 | 29 | 24.6 | 22.7 | 30.3 | 31.8 | 25.6 | 29 | 25.8 | 24.8 | 26.4 | 25.4 | 31 | 28.4 | 24.8 | 29.2 | 25 | 28.6 | 29.5 | 22.6 | 16.2 | 29 | 29.8 | 28.9 | 28.4 | 23.4 | 30.2 | 30.2 | 0
7788 | 29.7 | 19.7 | 28.3 | 28.4 | 28.9 | 25.2 | 27.1 | 25.3 | 29.2 | 23.4 | 26.6 | 29.6 | 30 | 31.1 | 26.3 | 22.3 | 26.2 | 28.6 | 27.5 | 28 | 24.8 | 27.7 | 22 | 26.5 | 26.5 | 30.5 | 28.2 | 23.9 | 26.1 | 30 | 26.3 | 28.3 | 30 | 25.6 | 24.3 | 33.1 | 32.8 | 27 | 29.7 | 28 | 28.5 | 28 | 26.4 | 32.5 | 30.7 | 26.1 | 30.7 | 26 | 29.4 | 30.4 | 25.4 | 15.5 | 29.4 | 31.2 | 29.6 | 29.2 | 24.8 | 30.5 | 30.2 | 0
7789 | 31.6 | 21.2 | 28.8 | 29.2 | 28.3 | 26 | 26.4 | 26.7 | 29.4 | 24.5 | 28 | 29.9 | 30.9 | 31.3 | 26.8 | 23.7 | 26.2 | 29.3 | 27.5 | 28.6 | 25.5 | 27.9 | 22.9 | 27.9 | 28.8 | 31.2 | 30 | 24.8 | 26.6 | 31.2 | 26.6 | 28.7 | 30.9 | 26.1 | 24.6 | 34.3 | 33.3 | 28 | 30.1 | 28.3 | 30.5 | 28.3 | 27.1 | 33.5 | 31.2 | 26.6 | 31 | 26.4 | 29.9 | 31.2 | 26.9 | 14.8 | 30.4 | 31.6 | 30.3 | 29.1 | 25.6 | 30.7 | 29.7 | 0
7790 | 32 | 22.4 | 30.3 | 29.4 | 27.9 | 26.4 | 26.6 | 27.3 | 29 | 25.5 | 28.4 | 29.6 | 30.8 | 31 | 27.2 | 25 | 26.6 | 29.7 | 27.6 | 29 | 26.6 | 28.7 | 23.4 | 28.2 | 27.4 | 32 | 30.8 | 25.2 | 26.8 | 31.4 | 27 | 28.8 | 31.1 | 26 | 24.9 | 33.4 | 33 | 28.8 | 29.9 | 28.7 | 30.5 | 28 | 27.6 | 34.2 | 31.2 | 26.6 | 31.4 | 26.6 | 29.6 | 32.3 | 26.6 | 15 | 30.4 | 31.6 | 30.6 | 28.2 | 27.2 | 30.6 | 29 | 0
7791 | 31.9 | 23.4 | 30.4 | 28.6 | 27.9 | 26.5 | 27.9 | 27.3 | 28.6 | 26.5 | 28.6 | 28.1 | 30.6 | 30.7 | 27.3 | 25.2 | 25 | 29.6 | 26.4 | 28.4 | 26.8 | 28.4 | 22.3 | 27.9 | 28.8 | 32.2 | 31.3 | 24.4 | 26.1 | 31.6 | 27.3 | 28.7 | 30.9 | 25.6 | 25 | 31.9 | 32.2 | 29 | 29.8 | 28.3 | 30 | 26.7 | 27.8 | 34.4 | 30.7 | 25.9 | 30.6 | 26 | 29.5 | 32.2 | 25.1 | 14.8 | 31.5 | 31.6 | 31.3 | 26.6 | 27.2 | 31 | 28.1 | 0
7792 | 31.9 | 23.4 | 30.5 | 27.4 | 28 | 26.2 | 27.1 | 26.8 | 27 | 26.4 | 28.1 | 26.5 | 29.3 | 30.2 | 27.2 | 23.2 | 23.6 | 27.9 | 25.3 | 27.1 | 26.1 | 27.9 | 20.9 | 26.8 | 28.1 | 31.7 | 30.2 | 23.2 | 25 | 30.8 | 27.1 | 27.9 | 30.8 | 25 | 24.9 | 31.5 | 31.1 | 27.8 | 29.7 | 27.3 | 28.8 | 25.3 | 27.4 | 34.5 | 29.7 | 25 | 30.1 | 25 | 28.5 | 31.9 | 22.6 | 15 | 31.5 | 31.4 | 31.6 | 24.9 | 26.4 | 30.7 | 27.3 | 0
7793 | 31.3 | 23.1 | 30.5 | 25.7 | 26.5 | 25.5 | 25.9 | 26.7 | 25.4 | 25.9 | 27.4 | 24.6 | 27.4 | 28 | 27 | 20.8 | 21 | 26 | 23.6 | 24.6 | 25 | 27.5 | 18.4 | 25.4 | 25.8 | 31.2 | 30.2 | 21.4 | 23.2 | 29.6 | 26.2 | 26.9 | 29.3 | 24.4 | 23.9 | 30.5 | 29.8 | 26.6 | 29.2 | 24.9 | 28.7 | 23.6 | 26.4 | 34.2 | 28.9 | 23.8 | 28.8 | 23.4 | 27 | 30.9 | 19.8 | 14.4 | 31.4 | 29.2 | 31.4 | 23.2 | 26 | 29.6 | 26.4 | 0
7794 | 29.1 | 18.1 | 27.2 | 24.3 | 24 | 23.7 | 25.1 | 24.7 | 23.2 | 24.1 | 26.1 | 23.3 | 24 | 27.7 | 25.5 | 17.7 | 19.7 | 25 | 22.8 | 21.6 | 23 | 26.1 | 16.5 | 23.6 | 21.7 | 28.4 | 25.1 | 19.9 | 21.5 | 27.3 | 24.7 | 25.4 | 28 | 23.7 | 20.9 | 27.8 | 28.5 | 22.8 | 28.5 | 21.1 | 28.2 | 22.2 | 24.8 | 32.5 | 27.2 | 22.8 | 27.8 | 21.8 | 24.2 | 28.9 | 17 | 14 | 29.3 | 28.2 | 29.9 | 22 | 24.4 | 28.5 | 25.8 | 0
7795 | 26.1 | 16.8 | 24.7 | 22.9 | 22.4 | 22.7 | 23.9 | 23 | 21.6 | 22.6 | 24.9 | 22 | 20.5 | 27.6 | 25.2 | 16 | 18 | 24.3 | 21.6 | 18.1 | 20.8 | 24.9 | 14.4 | 22 | 19.1 | 27.6 | 21.5 | 18.5 | 19.7 | 24.9 | 22.8 | 23.6 | 26.9 | 22.9 | 18.7 | 26.1 | 27.3 | 22 | 27.7 | 19.1 | 27.7 | 20.6 | 23 | 29.5 | 26.4 | 21.9 | 25.7 | 20.2 | 21.4 | 26.1 | 14.8 | 12.9 | 27.5 | 28.1 | 28.2 | 21.1 | 22.8 | 27.8 | 25.3 | 0
7796 | 24 | 14.9 | 23.1 | 22 | 21.5 | 21.2 | 23.1 | 21.8 | 20.5 | 21.4 | 23.4 | 21.2 | 16.8 | 27.2 | 24.5 | 15.7 | 17.6 | 22.9 | 21 | 15.4 | 19.2 | 23.8 | 13.4 | 20.4 | 17.7 | 26.8 | 19.8 | 17.6 | 18.4 | 22.4 | 21 | 22.4 | 26.1 | 22 | 17.5 | 25.5 | 26.4 | 21.2 | 27.4 | 17.8 | 27.4 | 19.4 | 21.4 | 27.6 | 25.7 | 21.2 | 23.8 | 19 | 18.5 | 25.3 | 13 | 12.2 | 25 | 27.8 | 27.4 | 20.8 | 22 | 27 | 25 | 0
7797 | 24.5 | 13.9 | 23.8 | 21.1 | 20.8 | 20.8 | 22.5 | 20.4 | 20 | 20 | 22.4 | 20.2 | 14.6 | 27 | 23.3 | 15.2 | 16.4 | 22.4 | 19.7 | 13.3 | 18.1 | 23 | 12.5 | 19.2 | 16.5 | 25.7 | 19.1 | 16.7 | 17.2 | 21 | 19.7 | 21.8 | 25.5 | 21.1 | 16.7 | 24.5 | 25.8 | 20.4 | 27.3 | 17 | 26.5 | 18.1 | 20.4 | 26.4 | 25.2 | 20.6 | 21.1 | 18 | 17 | 24.5 | 11.8 | 11.1 | 24.3 | 27.4 | 26.4 | 20.6 | 21 | 26.4 | 24.7 | 0
7798 | 24.1 | 13 | 23.8 | 20.6 | 19.6 | 20.5 | 22.3 | 19.8 | 19.5 | 19.4 | 21.3 | 19.6 | 13.1 | 26.9 | 23.2 | 14.7 | 16.5 | 22.4 | 19 | 12.8 | 17.1 | 22.3 | 12.8 | 17.9 | 15.8 | 23.5 | 18.3 | 16.2 | 16.6 | 20.2 | 18.9 | 21.9 | 24.6 | 20.4 | 16.1 | 23.5 | 25.3 | 19 | 26.8 | 16.1 | 26.1 | 17.5 | 20.2 | 25.2 | 24.4 | 20.5 | 19.4 | 17.5 | 16.1 | 24.3 | 10.9 | 10.9 | 23.4 | 27 | 25.7 | 20.4 | 20.4 | 25.5 | 24.5 | 0
7799 | 23.4 | 12.5 | 23.3 | 19.8 | 19.4 | 19.5 | 22.2 | 19.2 | 18.5 | 19.4 | 20.6 | 19 | 13 | 26.9 | 22.9 | 14.7 | 16 | 22.4 | 18 | 12.8 | 16.5 | 21.7 | 13 | 17 | 15.1 | 23.2 | 19.1 | 15.6 | 16 | 20.4 | 18.4 | 21.8 | 23.9 | 20 | 15.7 | 22.2 | 25 | 17.8 | 26.3 | 15.3 | 25.5 | 17.2 | 20.7 | 24.6 | 23.2 | 20.6 | 18.2 | 17 | 16.4 | 23.2 | 10.2 | 10.3 | 23.6 | 26.6 | 25.2 | 20 | 20.2 | 24 | 24.2 | 0
7800 | 22.4 | 11.9 | 20.6 | 19.1 | 18.4 | 18.9 | 21.8 | 18.8 | 18 | 19 | 19.7 | 18.9 | 12.7 | 26.8 | 21.3 | 13.4 | 16.6 | 21.4 | 17.9 | 13.4 | 16 | 21.2 | 13.7 | 15.9 | 14.3 | 21.6 | 17.4 | 15.3 | 15.6 | 20.4 | 17.9 | 20.6 | 22.8 | 19.9 | 14.7 | 22 | 24.6 | 17.2 | 25.2 | 14.8 | 24.7 | 17.7 | 21.4 | 22.6 | 22.8 | 21.1 | 18.6 | 16.7 | 16.3 | 22.4 | 9.5 | 10.3 | 22.5 | 26.3 | 25 | 19.4 | 19.8 | 23 | 23.8 | 0
7801 | 21.9 | 11.3 | 20.1 | 17.9 | 18 | 17.5 | 21.5 | 19 | 17.8 | 18 | 19.3 | 18.6 | 12.6 | 26.8 | 21.3 | 13.3 | 16 | 21 | 17.3 | 13.1 | 15.1 | 20.9 | 13.5 | 15.2 | 13.6 | 20.4 | 16.7 | 14.7 | 14.8 | 20.6 | 17 | 19.9 | 22.1 | 19.9 | 14.5 | 21.4 | 24 | 17.1 | 25.1 | 14.1 | 24 | 17.9 | 22.1 | 21.5 | 22.8 | 21.3 | 19 | 16 | 16.4 | 21.6 | 8.8 | 9.3 | 21.8 | 25.8 | 24.7 | 18.4 | 19.4 | 22.4 | 22.9 | 0
7802 | 21.2 | 10.8 | 20 | 16.8 | 17.5 | 17.7 | 21.5 | 19 | 17.2 | 18 | 18.7 | 18.4 | 11.6 | 26.4 | 21.3 | 13.5 | 15.8 | 20.3 | 17.2 | 12.4 | 14.7 | 20.3 | 13 | 14.4 | 12.7 | 20.7 | 17.3 | 14.2 | 14 | 20 | 16 | 19.9 | 21.5 | 20 | 14.2 | 21.4 | 23.4 | 17 | 25 | 13.6 | 23.5 | 18 | 22.2 | 21.9 | 22.1 | 21.4 | 19.8 | 15.2 | 15.6 | 21.4 | 8 | 8.4 | 20 | 25.4 | 24.2 | 17.4 | 19.2 | 22.2 | 21.8 | 0
7803 | 20.7 | 10.2 | 20.4 | 15.7 | 17.1 | 17.6 | 21.4 | 19 | 16.9 | 17 | 18.6 | 17.8 | 10.9 | 26 | 19.5 | 12.9 | 14.2 | 19.6 | 16.5 | 10.8 | 14.4 | 19.6 | 11.4 | 14.1 | 12.3 | 20.7 | 16 | 13.4 | 13 | 19.4 | 15.1 | 19.9 | 21.1 | 19.9 | 13.8 | 21.3 | 22.8 | 16.8 | 25 | 13.2 | 22.6 | 17.1 | 21.8 | 22 | 22 | 20.9 | 19.3 | 14.2 | 15.1 | 20.7 | 7.4 | 6.9 | 19.5 | 25.2 | 23.9 | 16.5 | 18.6 | 22.4 | 20.6 | 0
7804 | 20 | 9.9 | 20.4 | 15.3 | 16.5 | 16.9 | 21 | 18.8 | 16.4 | 16.4 | 18.1 | 17.4 | 9.9 | 25.7 | 19.5 | 12.3 | 13.9 | 19.1 | 16.6 | 9.9 | 14.2 | 19 | 10.2 | 13.7 | 11.5 | 19.3 | 16 | 13.1 | 12.6 | 18.1 | 14.8 | 19.8 | 20.6 | 19.6 | 13.5 | 21 | 22.5 | 15.8 | 24.7 | 12.9 | 22.4 | 16.1 | 21.1 | 21.5 | 21.7 | 20.1 | 19 | 14 | 14.3 | 19.8 | 6.8 | 6.7 | 18.5 | 25.2 | 23.6 | 16.2 | 18.4 | 21.8 | 20 | 0
7805 | 19.5 | 9.4 | 20 | 16.2 | 16.1 | 17 | 20.9 | 17.8 | 16.1 | 16 | 17.4 | 15.6 | 8.6 | 25.2 | 19.6 | 11.8 | 14.4 | 19 | 16.8 | 9.8 | 14 | 18.2 | 9.6 | 13.8 | 10.8 | 19.1 | 16 | 11.8 | 12 | 20 | 15.6 | 19.6 | 20.5 | 17.8 | 13.2 | 20.9 | 23.6 | 15.3 | 24.6 | 12.5 | 22 | 15.2 | 19 | 21.5 | 21.7 | 19 | 15.2 | 14.4 | 13 | 19.5 | 8.2 | 7 | 20 | 24.9 | 23.4 | 17.4 | 18.4 | 21.5 | 23 | 0
7806 | 19 | 9.3 | 19.5 | 17.7 | 15.6 | 15.9 | 20.7 | 17.3 | 15.8 | 15.9 | 16.8 | 16.5 | 9.2 | 25.2 | 17.8 | 10.8 | 16.5 | 18.9 | 18.7 | 11.7 | 13.9 | 17.9 | 11.2 | 13.8 | 10.9 | 19 | 15.5 | 13 | 13.7 | 19.1 | 16.7 | 18.9 | 20.3 | 17.6 | 12.8 | 21.5 | 23.5 | 15.2 | 24.3 | 12 | 21.5 | 15.7 | 19.1 | 21.5 | 21.4 | 19.3 | 17 | 14.9 | 14.3 | 19.3 | 8.9 | 9.1 | 19.7 | 24.7 | 23.4 | 18.8 | 18.2 | 21.4 | 24.1 | 0
7807 | 18.5 | 9.3 | 19.5 | 19.7 | 15.5 | 15.6 | 20.5 | 18.8 | 16.2 | 15 | 17.1 | 18 | 11.8 | 25.6 | 17.8 | 10.7 | 18.7 | 18.9 | 21 | 14.7 | 13.6 | 17.9 | 12.9 | 15.3 | 10.8 | 18.8 | 15.4 | 15.1 | 16.1 | 19.8 | 18.3 | 18.9 | 20.3 | 18 | 12.7 | 21.5 | 24 | 16.8 | 24.3 | 11.6 | 20.7 | 17 | 20 | 22 | 21.3 | 20.1 | 19.8 | 16.7 | 16.1 | 19 | 10.6 | 11.3 | 20.7 | 24.6 | 23.4 | 20.6 | 17.4 | 21 | 25.4 | 0
7808 | 18.9 | 8.8 | 19.7 | 22 | 16.4 | 17 | 21 | 20.3 | 19.5 | 15.1 | 18.1 | 20.6 | 15.6 | 27.3 | 18.4 | 11.5 | 21.8 | 18.8 | 23.4 | 18.4 | 13.4 | 19.7 | 15.4 | 17.2 | 13 | 19.2 | 15.9 | 18 | 19.2 | 21.2 | 20.8 | 20.4 | 23 | 19 | 13.2 | 23.8 | 25 | 20 | 24.6 | 13.1 | 21 | 18.8 | 21.2 | 22.4 | 22.3 | 21.8 | 23 | 20.6 | 19 | 20.5 | 13.2 | 14.2 | 22 | 25.1 | 25.4 | 22.6 | 17.4 | 21.4 | 27 | 0
7809 | 22.5 | 9.4 | 22 | 24.2 | 19.3 | 20 | 20.3 | 22.5 | 23.5 | 18.6 | 20.2 | 23.1 | 20.5 | 28.5 | 21.6 | 16.7 | 23.7 | 18.9 | 25.1 | 22.2 | 14.5 | 22.7 | 17 | 20.7 | 20.5 | 19.8 | 18.8 | 20.7 | 21.7 | 24.4 | 23 | 23.7 | 24.9 | 20.5 | 16.7 | 27.7 | 26.9 | 22.8 | 25.3 | 15.3 | 23.7 | 21.2 | 23.4 | 25 | 26.3 | 23.4 | 26 | 23.2 | 21.5 | 23.5 | 16.5 | 15.6 | 24.7 | 27.9 | 26.5 | 24.3 | 18.2 | 23.2 | 28.1 | 0
7810 | 24.6 | 13.8 | 23 | 26.2 | 21.8 | 21 | 21.5 | 24.1 | 27.3 | 21.2 | 22.5 | 26 | 25 | 29.4 | 22 | 19.3 | 25.8 | 21.8 | 26.5 | 25.5 | 17.1 | 24.9 | 18.9 | 23.7 | 23.4 | 23.6 | 22.2 | 23.3 | 23.9 | 27.1 | 25.2 | 25.4 | 26.8 | 22.1 | 21 | 30.9 | 29 | 25 | 26.8 | 19.1 | 27.1 | 23.8 | 25.3 | 28.1 | 28.8 | 25.2 | 28.3 | 25.5 | 24.2 | 26.5 | 20.1 | 16.6 | 26.8 | 29.1 | 26.7 | 25.7 | 19.2 | 26 | 29.1 | 0
7811 | 28.2 | 18.3 | 24.3 | 27.8 | 24.1 | 23.5 | 22.6 | 26.1 | 28.2 | 22.8 | 24.8 | 28.2 | 28.6 | 29.8 | 22.2 | 20.4 | 26.8 | 25.6 | 27.2 | 28 | 20.7 | 26.1 | 20 | 26.8 | 24.2 | 28.2 | 25.4 | 25 | 25.2 | 29.6 | 26.4 | 26.8 | 28.3 | 23.6 | 24 | 32.1 | 31 | 26.2 | 27.8 | 23 | 30.5 | 26.2 | 27.4 | 31.6 | 29.8 | 26.4 | 30 | 25.6 | 26 | 28 | 23.4 | 16.2 | 29.2 | 29.9 | 28.5 | 26.6 | 20.8 | 27.3 | 29.6 | 0
7812 | 31.1 | 20.1 | 24.9 | 29 | 26.1 | 24.5 | 23.4 | 28 | 29.3 | 24.1 | 26.3 | 30.1 | 30.6 | 30.7 | 23.9 | 22.5 | 28.2 | 27.3 | 27.9 | 29.5 | 24.6 | 26.7 | 21.7 | 28 | 25.2 | 29 | 28.6 | 26.2 | 26.5 | 29.9 | 27.2 | 27.7 | 29.6 | 24.7 | 25.4 | 33.3 | 32.1 | 27.2 | 29.2 | 25.1 | 33.1 | 27.8 | 28.5 | 34.1 | 31.8 | 27.4 | 31 | 26 | 27.7 | 29 | 25.8 | 16.1 | 30.2 | 30.6 | 30.1 | 27.2 | 24 | 30.7 | 30.1 | 0
7813 | 31.1 | 21.8 | 24.9 | 29.6 | 26.3 | 25.4 | 24.1 | 29.6 | 29.7 | 26 | 27.2 | 30.5 | 31.4 | 30.5 | 23.9 | 23.3 | 28.3 | 28.4 | 28 | 29.9 | 25.8 | 27.7 | 22.5 | 28.7 | 26.2 | 29.2 | 30.6 | 26.5 | 27 | 29.6 | 26.7 | 28.2 | 31 | 25.3 | 25.4 | 34.9 | 32.5 | 27.1 | 29 | 26 | 34.6 | 28.5 | 29.4 | 35.1 | 32.3 | 27.6 | 31.6 | 25.2 | 28.1 | 30 | 26.9 | 15.1 | 31.2 | 30.6 | 30.6 | 27.2 | 25.7 | 30.9 | 30 | 0
7814 | 31.7 | 23.2 | 24.9 | 29.6 | 26.3 | 25.7 | 21.7 | 26.6 | 29.1 | 27 | 27.4 | 30.2 | 31 | 30.1 | 23.9 | 24.5 | 28.2 | 28.8 | 28 | 29.4 | 26.8 | 27.8 | 23.2 | 28 | 26.8 | 30 | 32.6 | 26.4 | 27.4 | 28.2 | 25.8 | 28.4 | 30.9 | 25.4 | 25.5 | 35.4 | 32 | 27 | 29 | 25.9 | 34.9 | 28 | 29.4 | 35.3 | 32.9 | 27.6 | 31.6 | 25.4 | 28 | 30.1 | 26.6 | 14.6 | 31.4 | 30.6 | 30.9 | 26.8 | 26.2 | 30.9 | 29.8 | 0
7815 | 32.1 | 23.8 | 24.9 | 28.9 | 26.5 | 25.4 | 23.3 | 29.1 | 28.6 | 27.1 | 27.5 | 28.5 | 30.1 | 29.9 | 26.8 | 24.7 | 26.2 | 28.8 | 27.2 | 27.9 | 26.9 | 28.4 | 22.2 | 27.6 | 27.3 | 30.1 | 31.6 | 25.4 | 26.7 | 27.7 | 23.9 | 28.3 | 31 | 25.2 | 25.5 | 33.3 | 31.2 | 27.5 | 29 | 26 | 34.9 | 26.8 | 29.5 | 35.1 | 33.5 | 26.8 | 31 | 24.6 | 26.5 | 31 | 24.9 | 13.3 | 32.2 | 30.6 | 31.3 | 25.6 | 26.2 | 30.7 | 28.9 | 0
7816 | 32.1 | 23.8 | 24.8 | 27.9 | 26.5 | 25.3 | 22.8 | 29.1 | 27.3 | 26.6 | 27.3 | 26.6 | 28.4 | 29.7 | 26.7 | 22.2 | 24.3 | 27.8 | 26 | 25.7 | 25.5 | 28 | 21 | 26.2 | 27 | 30 | 31.8 | 24 | 25.6 | 27 | 22.2 | 27.5 | 31.1 | 24.9 | 25.1 | 33.1 | 30 | 24.5 | 28.8 | 24.7 | 35.1 | 25 | 28.9 | 35.1 | 32.3 | 25.9 | 29.4 | 24.6 | 24.9 | 30.8 | 22.2 | 12.6 | 32.1 | 29.9 | 31.3 | 24.3 | 26.2 | 29.9 | 27.9 | 0
7817 | 30.7 | 23.8 | 24.8 | 26.5 | 25.3 | 24.8 | 21.9 | 28.1 | 25.4 | 26.1 | 27 | 24.4 | 26.2 | 29 | 26.4 | 20.3 | 21.6 | 25.8 | 24.2 | 23 | 24.6 | 27.3 | 18.8 | 25 | 25.8 | 29.4 | 31.2 | 22 | 23.4 | 27 | 20.4 | 26.4 | 30.1 | 24.4 | 23.8 | 31.3 | 29 | 22.2 | 28.5 | 22.8 | 32.4 | 23.2 | 28.4 | 34.6 | 31.8 | 24.3 | 27 | 23 | 22.6 | 30.8 | 19 | 11.6 | 32 | 29.3 | 31 | 22.8 | 25.6 | 29.2 | 26.8 | 0
7818 | 29.1 | 22.1 | 24.5 | 25.3 | 23 | 23.3 | 21.8 | 25.5 | 23.3 | 24.3 | 26.1 | 23 | 23.1 | 28 | 25.8 | 17.3 | 20.2 | 23.3 | 22.6 | 20.2 | 22.5 | 25.7 | 17.5 | 22.7 | 21.9 | 27.5 | 25.8 | 20 | 21.1 | 26.1 | 19.6 | 24.6 | 28.8 | 23.8 | 20.1 | 29.7 | 27.9 | 21 | 27.5 | 19.8 | 30.4 | 21.5 | 27.1 | 32.5 | 28.9 | 22.8 | 24 | 21.6 | 21 | 28.8 | 15.8 | 11.6 | 30.3 | 28.2 | 29.6 | 21.8 | 24.2 | 27.4 | 26.2 | 0
7819 | 26.5 | 18.8 | 23.9 | 24.2 | 21.7 | 22.2 | 22 | 23.8 | 22.2 | 22.8 | 25.1 | 21.7 | 19.8 | 27.5 | 25.8 | 16.1 | 18.5 | 21.9 | 21.1 | 17.6 | 20.3 | 24.6 | 15.9 | 21 | 19.5 | 25.6 | 23 | 17.9 | 18.5 | 25.2 | 19 | 23.1 | 27.7 | 22.9 | 18.9 | 29.3 | 27.2 | 19.6 | 27.3 | 17.5 | 29.1 | 20.3 | 26.2 | 29.9 | 28 | 20.8 | 21.2 | 18.6 | 19.2 | 27 | 13.1 | 11.2 | 28.8 | 28 | 28.4 | 21.1 | 23 | 26.8 | 25.8 | 0
7820 | 25.2 | 16.7 | 22.8 | 23.4 | 20.5 | 21.7 | 21.1 | 23 | 21.4 | 22.1 | 23.6 | 21 | 16.6 | 27.4 | 25 | 15 | 18 | 20.8 | 20.2 | 15.6 | 18.9 | 23.8 | 15.4 | 19 | 17.7 | 24.5 | 21.6 | 16.2 | 16.5 | 23.4 | 19 | 22.3 | 26.2 | 22 | 18 | 28.8 | 26.4 | 18.4 | 27 | 16 | 28.6 | 19.4 | 25 | 28.1 | 27.3 | 19.2 | 19 | 16.2 | 18 | 25.5 | 11 | 11.4 | 26.6 | 28 | 27.7 | 21 | 21.8 | 26.7 | 25.8 | 0
7821 | 24.1 | 15.5 | 21.1 | 22.6 | 20 | 21.4 | 21 | 22.2 | 20.8 | 20.6 | 22.3 | 20 | 14.5 | 27.1 | 22.7 | 11.7 | 16.9 | 20 | 19.5 | 14.3 | 18 | 23.1 | 14.4 | 18.3 | 16.5 | 23.5 | 20.5 | 14.8 | 14.8 | 22.3 | 18.7 | 21.9 | 25.2 | 21.1 | 17.4 | 28 | 25.9 | 17.8 | 26.8 | 15.3 | 27.9 | 18.9 | 24.6 | 26.5 | 26.8 | 17.7 | 18 | 13.5 | 16.5 | 25 | 9.7 | 10.8 | 25.6 | 27.9 | 27.3 | 21 | 21 | 26.4 | 25.7 | 0
7822 | 23.6 | 14.5 | 19.7 | 21.9 | 19.4 | 21 | 20.8 | 21.6 | 20.3 | 20.1 | 20.9 | 19.4 | 13.2 | 27 | 22.7 | 14.5 | 16.7 | 19.3 | 19.2 | 13.6 | 17.1 | 22.6 | 14.3 | 17.5 | 15.2 | 23 | 19.4 | 14.2 | 14.3 | 21 | 18.9 | 21.4 | 24.5 | 20.3 | 16.4 | 26.8 | 25.3 | 17.6 | 26.5 | 14.5 | 27.4 | 18.5 | 23.8 | 25.4 | 26.5 | 17.1 | 17.9 | 13.5 | 15.8 | 24.3 | 9.1 | 10.7 | 24.4 | 27.1 | 26.9 | 21.1 | 20 | 25.3 | 25.7 | 0
7823 | 22.9 | 13.3 | 18.3 | 20.8 | 19 | 20.7 | 20.9 | 20.6 | 19.4 | 19.4 | 20 | 18.6 | 13 | 26.7 | 22.7 | 14 | 16 | 19.2 | 18.8 | 13.2 | 16.2 | 21.9 | 13.6 | 17.4 | 14.2 | 22.6 | 18.7 | 14 | 14 | 20.8 | 18.6 | 20.9 | 23.6 | 19.8 | 15.4 | 25.7 | 25 | 17.2 | 26.3 | 14 | 26.6 | 18 | 23.4 | 24.6 | 25.7 | 17.2 | 18.2 | 14.6 | 15 | 23.8 | 9 | 10 | 24.2 | 26.8 | 25.8 | 20.8 | 19.8 | 23.9 | 25.4 | 0
7824 | 22.4 | 13.1 | 18.6 | 19.6 | 18.7 | 20.2 | 20.7 | 20.1 | 19.1 | 19 | 19.2 | 18.4 | 12.9 | 26.5 | 21.4 | 14.1 | 16.3 | 19.2 | 18.4 | 12.7 | 15.6 | 21 | 13.6 | 16.4 | 14.6 | 21.4 | 18.3 | 14.2 | 14.3 | 20.4 | 18.6 | 20.4 | 22.8 | 19.5 | 15.1 | 23.9 | 24.5 | 17 | 25.6 | 13.5 | 25.7 | 17.3 | 22.2 | 24.6 | 24.4 | 18.3 | 18.2 | 18 | 15.1 | 23 | 9.1 | 10 | 23.2 | 26.3 | 25.5 | 20.3 | 18.2 | 22.9 | 25.1 | 0
7825 | 21.2 | 12.1 | 18.5 | 18.1 | 18.3 | 19.8 | 20.6 | 20.1 | 18.8 | 19.1 | 19 | 17.8 | 12.7 | 26.3 | 21.5 | 13.9 | 15.7 | 18.8 | 17.6 | 11.9 | 15.1 | 20.7 | 12.7 | 15.8 | 13.9 | 20.5 | 17.3 | 14 | 14.1 | 21 | 18.1 | 20.3 | 22.4 | 19.4 | 15 | 23.4 | 24.3 | 16.9 | 25.5 | 13 | 25.2 | 16.6 | 21.3 | 23.1 | 23.4 | 19.2 | 17.6 | 20 | 14.7 | 22 | 9.2 | 9.2 | 22.7 | 26.3 | 25.2 | 19.2 | 18 | 22.9 | 24.4 | 0
7826 | 19.6 | 11.5 | 18.5 | 16.8 | 17.7 | 19.8 | 20.6 | 20.1 | 18.5 | 19.3 | 18.6 | 17.4 | 11.8 | 26 | 21.3 | 13.6 | 15.6 | 18.8 | 16.8 | 10.8 | 14.5 | 20.2 | 12 | 14.6 | 12.9 | 19.7 | 16.7 | 13.6 | 13.6 | 20.9 | 17.6 | 20 | 22 | 19.2 | 14.6 | 22.9 | 24 | 16.5 | 25.3 | 12.8 | 24.9 | 15.8 | 20 | 22.1 | 22.9 | 20 | 16.4 | 21.2 | 14.6 | 21.2 | 9 | 8.6 | 21.4 | 26.1 | 25.3 | 18.2 | 17.5 | 22.7 | 23.8 | 0
7827 | 16.9 | 11.3 | 18.6 | 15.8 | 17.2 | 19.8 | 20.6 | 18.7 | 18 | 18 | 18.5 | 16.4 | 10.6 | 25.9 | 21.2 | 13.3 | 14.4 | 18.8 | 16 | 9.7 | 13.9 | 19.2 | 10.4 | 14.3 | 12.4 | 19 | 15.9 | 12.6 | 12.4 | 21.2 | 16.5 | 19.9 | 21.4 | 18.8 | 14.5 | 22.3 | 24 | 16 | 24.8 | 12.5 | 24.4 | 15.3 | 19.5 | 21.1 | 22.9 | 19.9 | 15.2 | 19.2 | 13.6 | 20.5 | 8.6 | 7.2 | 20.9 | 25.9 | 25.5 | 17.2 | 17.3 | 22.2 | 23 | 0
7828 | 15.6 | 11 | 18.4 | 15.6 | 17 | 19.8 | 20.6 | 18.1 | 17.9 | 17.9 | 17.9 | 16 | 9.1 | 25.8 | 21.3 | 13.3 | 14.3 | 18.6 | 16 | 9.2 | 13.6 | 18.9 | 9.9 | 13.5 | 11.9 | 18.6 | 15.3 | 11.9 | 11.9 | 20.5 | 15.9 | 19.1 | 20.9 | 18.3 | 14.2 | 22.3 | 23.7 | 15.8 | 24.5 | 12.6 | 24.3 | 15 | 18.8 | 20.3 | 23.3 | 19.5 | 14.6 | 16.9 | 13.2 | 20 | 8.2 | 6.9 | 20 | 25.9 | 25.2 | 17 | 17.2 | 22 | 22.8 | 0
7829 | 15.4 | 11 | 18.2 | 17.8 | 16.8 | 19.7 | 20.7 | 18.1 | 17.5 | 17 | 16.3 | 15.4 | 8.8 | 25.9 | 21.4 | 13.3 | 14.4 | 18.6 | 16.8 | 10.4 | 12.9 | 18 | 12 | 14.2 | 11.9 | 18.6 | 15.1 | 11 | 10.6 | 21 | 18.2 | 19.1 | 20.7 | 17.8 | 13.6 | 22.5 | 23.6 | 15.8 | 24.3 | 12.9 | 24.1 | 14.8 | 19.2 | 20.6 | 23.3 | 15.4 | 16.6 | 19.6 | 11.4 | 19.6 | 6.4 | 7.2 | 19.4 | 25.6 | 25 | 19.6 | 17 | 21.8 | 24 | 0
7830 | 15.2 | 10.9 | 17.3 | 19.2 | 16.3 | 19.4 | 20.7 | 17.4 | 17.3 | 17 | 15.8 | 15.5 | 9.6 | 25.5 | 21.4 | 13 | 16.8 | 18.6 | 18.3 | 11.5 | 12.8 | 17.6 | 12.9 | 14.9 | 12.6 | 17.8 | 14.3 | 11.9 | 11.9 | 20.4 | 19.4 | 19.1 | 20.4 | 17.9 | 13 | 22.5 | 24 | 15.5 | 23.9 | 13 | 24.1 | 15.8 | 19.1 | 20.6 | 23.4 | 16.3 | 18.5 | 19.5 | 12.7 | 19.5 | 7.4 | 9 | 18.1 | 25.6 | 24.7 | 19.9 | 16.6 | 21.6 | 24.2 | 0
7831 | 14.3 | 10.3 | 16.5 | 20.8 | 16.3 | 19.3 | 21.2 | 18.2 | 17.4 | 16.8 | 16.3 | 16.3 | 12.2 | 24.7 | 21.4 | 12.5 | 19.3 | 16.8 | 20.1 | 14.3 | 12.5 | 17.2 | 14.1 | 16.4 | 13 | 17.6 | 14.1 | 13.9 | 14.3 | 20.7 | 20.5 | 19.2 | 20.3 | 18.3 | 12.9 | 22.5 | 24.9 | 15 | 23.9 | 12.9 | 24.1 | 17.4 | 19.9 | 20.6 | 23.8 | 18 | 20.8 | 19.9 | 14.6 | 19.5 | 10.3 | 11.3 | 19.1 | 25.6 | 24.6 | 20.3 | 16.5 | 21.3 | 24.9 | 0
7832 | 15.1 | 10 | 18.6 | 23.1 | 17 | 19.7 | 21.7 | 18.5 | 19.9 | 17.1 | 17.3 | 18.4 | 15.6 | 26.4 | 21.5 | 13 | 22.2 | 17.3 | 22.4 | 17.6 | 12.5 | 18.9 | 16 | 18 | 15.4 | 17.5 | 14.5 | 16.6 | 17.4 | 21 | 21.8 | 20.9 | 22.3 | 19 | 13.6 | 25.2 | 26.4 | 16.8 | 24.3 | 13.2 | 24.1 | 19.8 | 21.2 | 21.1 | 24.7 | 20.4 | 23.4 | 21.2 | 17.2 | 22 | 13.2 | 13.8 | 20.4 | 25.9 | 25.1 | 21.8 | 16.7 | 21.1 | 26 | 0
7833 | 20.7 | 16.3 | 22.7 | 24.9 | 18.8 | 22.1 | 23.1 | 18.9 | 22.1 | 19.4 | 19.6 | 21.2 | 20 | 27.1 | 21.5 | 15.7 | 23.9 | 16.8 | 24.1 | 21.8 | 13.4 | 23.9 | 17.8 | 20.4 | 20 | 21.4 | 19.2 | 19.8 | 20.6 | 23.1 | 23 | 23.6 | 24.9 | 20 | 16.6 | 26.1 | 28.4 | 20.7 | 25.8 | 17 | 27 | 22 | 23.4 | 25.1 | 29.2 | 22.6 | 25.5 | 22.8 | 19.8 | 24.5 | 17.5 | 15.1 | 23.9 | 27.6 | 28.3 | 23.2 | 17.3 | 24.7 | 27.3 | 0
7834 | 24 | 17.6 | 24.3 | 27 | 21.7 | 25.2 | 24 | 20.9 | 25.1 | 21.5 | 21.9 | 24.7 | 23.9 | 28 | 23.2 | 18.5 | 25.6 | 17 | 25.8 | 25.1 | 15.8 | 26.1 | 20 | 22.6 | 22.6 | 24.8 | 22.3 | 22.7 | 23.6 | 25.3 | 24.5 | 25.4 | 26.5 | 21.2 | 20.1 | 28.8 | 30.4 | 23.1 | 26.9 | 19.6 | 30.2 | 24.3 | 25.4 | 28.1 | 30.2 | 24.6 | 27.5 | 24.4 | 22.5 | 27.4 | 20.7 | 15.5 | 26.4 | 27.5 | 29.4 | 25.2 | 20 | 27.2 | 28.5 | 0
7835 | 27.6 | 21.1 | 25 | 28.4 | 24.6 | 24.4 | 24.2 | 21.9 | 26.6 | 24.3 | 24.5 | 28 | 27.4 | 28.3 | 25 | 20.7 | 26.4 | 17 | 26.8 | 27.8 | 19.5 | 27.5 | 21.8 | 25 | 24 | 27.5 | 26.7 | 25.2 | 25.8 | 28.2 | 25.8 | 25.9 | 28.4 | 22.4 | 23.2 | 30.7 | 32.2 | 25.4 | 28.9 | 23.4 | 31.3 | 26 | 27.4 | 30.7 | 31.4 | 25.8 | 29 | 25.4 | 24.6 | 28.9 | 24 | 14.6 | 29 | 26.9 | 29.7 | 26.8 | 23.4 | 28.5 | 29.4 | 0
7836 | 29.1 | 21.8 | 26.3 | 30.1 | 25.7 | 24.5 | 24.2 | 23.3 | 28.9 | 25.4 | 26 | 30.7 | 29.4 | 29.2 | 25.1 | 21.7 | 27.6 | 20.5 | 27.8 | 28.8 | 24 | 28 | 23.4 | 26.7 | 25.4 | 28.5 | 29.1 | 26.6 | 27.3 | 29.6 | 27 | 27.4 | 29.8 | 23.5 | 25.2 | 32 | 33.3 | 27.4 | 29.2 | 25.4 | 32.5 | 27.5 | 28.4 | 33.1 | 33.9 | 26.8 | 30.4 | 25.7 | 26.3 | 29.4 | 25.3 | 13.7 | 29.2 | 27.5 | 30.9 | 28.4 | 25 | 29.2 | 29.8 | 0
7837 | 30 | 23 | 27.6 | 30.9 | 26.8 | 27 | 24.2 | 23.9 | 28.1 | 26.1 | 27 | 31.7 | 30.8 | 27.3 | 26 | 24.2 | 27.9 | 21.5 | 28 | 29.4 | 25.1 | 28.9 | 23.9 | 28 | 26 | 29.1 | 31 | 27.3 | 27.9 | 30.6 | 27.3 | 27.7 | 30 | 24.3 | 25.5 | 32.8 | 33.5 | 27.6 | 29.3 | 26.1 | 34.1 | 27.9 | 29.1 | 34.7 | 34.2 | 27.2 | 31.3 | 25 | 27.1 | 30.4 | 26.7 | 12.5 | 29.9 | 27.2 | 31.4 | 28.9 | 26 | 29.3 | 29.6 | 0
7838 | 31 | 23.4 | 29 | 31.4 | 26.3 | 26.6 | 24.2 | 24.6 | 27.9 | 27.4 | 27 | 31.4 | 31 | 27.9 | 25.9 | 24.2 | 28 | 22.8 | 28 | 29 | 25.5 | 29.4 | 23.6 | 28.4 | 26.5 | 29.6 | 30.8 | 27 | 27.8 | 30 | 26.8 | 27.9 | 30.9 | 24.8 | 25.6 | 33.2 | 33 | 27.9 | 29.3 | 27 | 35.3 | 27.8 | 29 | 34.5 | 34.5 | 27.4 | 31.6 | 24 | 27 | 30.8 | 26.6 | 12 | 29.6 | 27.9 | 31.5 | 28.8 | 27 | 29.8 | 29 | 0
7839 | 31.5 | 23.6 | 29.3 | 30.6 | 26.3 | 26.4 | 24.7 | 24.9 | 27.8 | 28 | 27 | 29.5 | 30.9 | 28.8 | 25.9 | 24.3 | 26.5 | 23.5 | 27 | 28.7 | 25.4 | 29 | 22.1 | 28.4 | 26.9 | 29.8 | 31.7 | 26.1 | 26.9 | 29.7 | 25.1 | 27.8 | 31.3 | 24.9 | 25.6 | 32.5 | 32 | 27.4 | 29.3 | 27 | 35.1 | 26.5 | 28.9 | 34.5 | 34.9 | 26.9 | 30.7 | 22.8 | 25.8 | 31.4 | 26.8 | 11.4 | 31.2 | 28 | 31.3 | 27.4 | 27.3 | 29.7 | 28.2 | 0
7840 | 31.5 | 23.6 | 29 | 29.5 | 26.3 | 26.4 | 23.8 | 24.7 | 26.4 | 27.4 | 26.3 | 27.2 | 29.6 | 28.5 | 26.2 | 22.7 | 24.9 | 23.2 | 25.7 | 27.1 | 24.7 | 28.5 | 20.5 | 27.3 | 26.3 | 29.8 | 31.5 | 24.3 | 25.4 | 28.5 | 23 | 27.4 | 31.2 | 24.6 | 25.1 | 31.7 | 30.8 | 26.8 | 28.9 | 26.8 | 35.4 | 25 | 28.2 | 34.6 | 32.8 | 26.1 | 29 | 22 | 24.2 | 30.9 | 25.2 | 11.2 | 31.7 | 28.3 | 31.4 | 25.8 | 27.3 | 29.2 | 27.4 | 0
7841 | 30.3 | 22.4 | 28.2 | 27.8 | 25.8 | 25.8 | 21.9 | 23.8 | 24.8 | 27 | 25.8 | 24.6 | 27.6 | 24.8 | 26.2 | 20.8 | 22.4 | 22.2 | 24 | 25 | 23.9 | 28.2 | 18.8 | 25.8 | 25.5 | 29.2 | 30.8 | 22 | 23.4 | 28 | 21 | 26.3 | 30.2 | 24 | 23.2 | 30.5 | 29.6 | 25.7 | 28.7 | 24.8 | 32 | 22.8 | 27.4 | 33.6 | 30.7 | 24.4 | 26.4 | 21.2 | 22.2 | 30.5 | 23 | 10.6 | 32.4 | 27.8 | 31.5 | 23.6 | 26.3 | 29.2 | 26.6 | 0
7842 | 27.5 | 19.6 | 26.8 | 26.6 | 23.3 | 24.4 | 21.5 | 21.4 | 23.2 | 25 | 24.6 | 22.7 | 24.3 | 23.8 | 25.4 | 18.3 | 20.8 | 21.4 | 22.7 | 21.4 | 22.3 | 26.1 | 18 | 23.6 | 22 | 28.4 | 26.4 | 19.1 | 21.2 | 26.8 | 19.9 | 24.2 | 28.5 | 23.1 | 20.6 | 29.1 | 28.6 | 24.1 | 27.9 | 20.7 | 30.3 | 21 | 25.8 | 31.4 | 29 | 22.5 | 23.8 | 20.6 | 20.6 | 29.4 | 18.7 | 10.2 | 30.4 | 27.3 | 27 | 22 | 24 | 27.5 | 26 | 0
7843 | 25 | 19.1 | 25.6 | 25.1 | 21.8 | 24.1 | 21.4 | 19.9 | 22.1 | 23.3 | 23.4 | 21.3 | 20.9 | 24.1 | 25.4 | 16.7 | 19.1 | 20.5 | 21.4 | 18 | 20.2 | 24.2 | 17.4 | 21.8 | 19.4 | 25.6 | 23.2 | 16.5 | 18.9 | 26.5 | 19.4 | 23.1 | 27.6 | 22 | 18.6 | 28.2 | 27.8 | 21.5 | 27.7 | 18.4 | 29.3 | 19.2 | 24.2 | 29.7 | 28.4 | 20.1 | 21.2 | 19.6 | 19.1 | 27.4 | 14.9 | 9.4 | 28.5 | 27 | 26.5 | 20.4 | 23 | 26.8 | 25.5 | 0
7844 | 23.7 | 15.8 | 24.9 | 24.2 | 20.4 | 23.6 | 21.2 | 18.8 | 21.5 | 22.5 | 21.9 | 20.4 | 17.4 | 23.8 | 25.2 | 16.2 | 18.4 | 20 | 20.8 | 14.6 | 18.8 | 22.9 | 17.4 | 20 | 17.5 | 24.4 | 21.8 | 14.4 | 17 | 25.6 | 19.6 | 22.3 | 27 | 21 | 17.5 | 27.8 | 27 | 20.8 | 27.6 | 17.4 | 28.8 | 18 | 22.4 | 28.5 | 28 | 18.2 | 19.6 | 18.4 | 18.2 | 26.9 | 11 | 9 | 25.4 | 26.7 | 26.4 | 19.4 | 21.5 | 26.7 | 25.2 | 0
7845 | 22.2 | 14.9 | 23.5 | 22.8 | 19.8 | 22.9 | 22 | 17.9 | 21 | 22.6 | 20.8 | 19.5 | 15.2 | 23.9 | 23.4 | 15.2 | 17.4 | 19.4 | 20.1 | 13.1 | 17.7 | 21.7 | 16.9 | 19.1 | 17 | 23.4 | 20.8 | 13.4 | 15.6 | 25.5 | 19.7 | 21.3 | 26.1 | 20.1 | 16.5 | 27.5 | 26.3 | 18.8 | 27.4 | 16.5 | 27.9 | 16.8 | 21.2 | 27.1 | 27.9 | 16.7 | 18.6 | 17 | 17.4 | 26.2 | 9.5 | 8.4 | 24.4 | 26.5 | 26.4 | 18.3 | 20.6 | 26.6 | 25 | 0
7846 | 22.2 | 13.8 | 22.5 | 21.9 | 18.9 | 22.4 | 22 | 16.9 | 20.6 | 21 | 19.6 | 18.9 | 13.8 | 23.9 | 23.4 | 15.6 | 17.2 | 18.8 | 19.9 | 12.3 | 17.2 | 21 | 16.4 | 18.2 | 16.6 | 22.6 | 20.6 | 13.1 | 14.9 | 24.5 | 19.7 | 20.4 | 25 | 19.4 | 15.7 | 26.1 | 25.6 | 17.9 | 27 | 15.4 | 27.8 | 16.4 | 20.2 | 26.9 | 27.2 | 16.3 | 18.3 | 16.2 | 16.8 | 25.1 | 8.5 | 8.6 | 23.4 | 26.2 | 26.1 | 18 | 20 | 26.6 | 25 | 0
7847 | 23 | 12.9 | 21.6 | 20.8 | 18.3 | 22.4 | 20.2 | 15.9 | 20.5 | 20.5 | 18.9 | 18.2 | 13.4 | 24 | 23.4 | 15.8 | 16.4 | 18.8 | 19.4 | 12.8 | 16.9 | 20.1 | 15.4 | 17.6 | 15.3 | 21.6 | 20.5 | 13.4 | 14.4 | 23.8 | 19 | 20.4 | 24.4 | 19 | 15.2 | 24.9 | 25 | 17.4 | 26.8 | 14.5 | 27.3 | 16 | 20 | 27.1 | 27.1 | 16.4 | 18.2 | 16 | 16 | 24.9 | 9 | 8.8 | 24.2 | 26 | 25.9 | 18 | 19.4 | 24.2 | 25 | 0
7848 | 24 | 12.8 | 19.1 | 20.3 | 17.3 | 20.4 | 19.7 | 15.4 | 20.1 | 21 | 18 | 17.9 | 12.8 | 24 | 22 | 15.7 | 16.2 | 18.3 | 19.1 | 12.7 | 16.5 | 19.8 | 14.7 | 16.4 | 14.2 | 21.6 | 19.1 | 13.4 | 14 | 22.1 | 18.3 | 20.3 | 23.5 | 18.7 | 15.1 | 24.7 | 24.6 | 17.2 | 25.4 | 14 | 26.8 | 16.2 | 19.7 | 27 | 25.5 | 17.2 | 18.1 | 16.9 | 15.2 | 23.9 | 8.3 | 9.3 | 23.7 | 25.5 | 25.5 | 18.9 | 18.8 | 23 | 25 | 0
7849 | 23.6 | 11.9 | 18.1 | 19.5 | 16.8 | 20.1 | 19.7 | 14.7 | 19.9 | 20.8 | 17.6 | 17.5 | 12.3 | 23.8 | 22 | 15.3 | 15.2 | 18 | 18.3 | 12.7 | 16 | 19.2 | 13.6 | 15.4 | 13.5 | 20.7 | 19.4 | 13.2 | 13.4 | 21.2 | 17.4 | 20.2 | 22.9 | 18.5 | 15.1 | 24.3 | 24.2 | 17.2 | 25.4 | 13.2 | 26.6 | 16.1 | 19.8 | 26.6 | 25.5 | 17.5 | 17.5 | 18.1 | 14.1 | 22.8 | 7.9 | 9.1 | 23.9 | 25.5 | 25.5 | 19.6 | 18.8 | 22.9 | 25 | 0
7850 | 23 | 11.4 | 17.5 | 19 | 16.8 | 19.1 | 19.7 | 14.8 | 19.4 | 19.5 | 17.1 | 17.2 | 11 | 23.8 | 22 | 15 | 14.6 | 17.4 | 17.6 | 11.6 | 15.1 | 19 | 13 | 14.2 | 12.8 | 20.6 | 19.1 | 12.4 | 12.4 | 20.2 | 17 | 20 | 22.3 | 18.3 | 14.7 | 24.1 | 24 | 17 | 25 | 12.7 | 26.3 | 16 | 19.6 | 26 | 25.5 | 17.4 | 16.8 | 19.4 | 13 | 21.8 | 6.4 | 8.6 | 22.4 | 25.5 | 25.6 | 20.4 | 18 | 22.3 | 24.8 | 0
7851 | 22.1 | 10.6 | 16.4 | 18 | 16.3 | 19 | 19.5 | 13.9 | 19.4 | 18.6 | 17 | 16.6 | 9.9 | 24.2 | 21.6 | 14.7 | 13.5 | 17 | 16.7 | 10.9 | 14.9 | 18.8 | 12.2 | 13.8 | 13.2 | 20 | 20.6 | 11.6 | 11.2 | 20.6 | 16.9 | 19.4 | 21.7 | 18.1 | 14.5 | 24 | 23.8 | 16.4 | 25 | 12.4 | 26.3 | 15.3 | 19.6 | 25.3 | 25.8 | 16.5 | 16 | 20 | 11.8 | 21.6 | 6 | 7.4 | 21.9 | 25.2 | 25.5 | 20.3 | 17.5 | 22.2 | 24.5 | 0
7852 | 21.5 | 10.6 | 16.6 | 17.8 | 15.9 | 19.2 | 19.2 | 13.9 | 18.9 | 18 | 16.5 | 16 | 8.8 | 24.3 | 21.7 | 14.5 | 13.7 | 17 | 16.5 | 10 | 14.9 | 18.8 | 12 | 13.6 | 12 | 19.5 | 20.2 | 10.9 | 10.5 | 20.5 | 17.4 | 19 | 21.1 | 17.9 | 14.1 | 23.2 | 23.6 | 16.4 | 25.2 | 12.6 | 26.2 | 14.9 | 19.2 | 25.1 | 25.7 | 15.8 | 15.9 | 20 | 11.3 | 21.9 | 5.4 | 7 | 20 | 25.1 | 25.6 | 20.1 | 17.2 | 22 | 24.1 | 0
7853 | 20.1 | 10 | 16.5 | 18 | 15.8 | 19.3 | 19.1 | 13.9 | 18.4 | 17.7 | 15.2 | 14.4 | 9.6 | 24.3 | 21.8 | 14.5 | 17.4 | 17 | 17.4 | 9.4 | 14.6 | 18.4 | 12.8 | 14.4 | 11.6 | 19.6 | 19 | 12 | 11 | 22.4 | 17.4 | 17.9 | 20.7 | 18 | 13.7 | 22.8 | 23 | 16.4 | 25.4 | 12.9 | 25.8 | 14.2 | 17 | 24.6 | 25.2 | 13.2 | 15 | 18.4 | 13 | 22.2 | 5.8 | 5 | 21.4 | 25 | 25.5 | 17.6 | 17.2 | 21.7 | 24.4 | 0
7854 | 20.2 | 9.6 | 15.8 | 19.2 | 15.8 | 19.5 | 19.2 | 13.4 | 18.4 | 17 | 14.5 | 15.1 | 10 | 24.2 | 20.9 | 14.6 | 17.9 | 17 | 18.8 | 10.4 | 14.1 | 17.9 | 13.6 | 14.9 | 11 | 18.6 | 17.3 | 13 | 12 | 21.6 | 18.1 | 17.4 | 20.2 | 17.4 | 13.8 | 22.1 | 24.1 | 16.3 | 25 | 12.4 | 25.8 | 14.9 | 16.7 | 24.3 | 24.9 | 15.1 | 16.8 | 18 | 14.2 | 22.4 | 5.8 | 7.6 | 21.1 | 25 | 25.4 | 17.6 | 16.8 | 21.8 | 24.5 | 0
7855 | 20.5 | 9.2 | 15.3 | 20.8 | 15.8 | 19.5 | 19.2 | 13.4 | 18.9 | 17.5 | 15.4 | 16.7 | 12.3 | 24.3 | 20.9 | 14.5 | 18.4 | 16.7 | 20.4 | 13 | 13.7 | 18.2 | 14.9 | 16.4 | 10.9 | 18.9 | 16 | 14.8 | 14.1 | 22 | 18.9 | 16.9 | 19.7 | 17.3 | 13.9 | 23.1 | 25.3 | 16.4 | 24.9 | 12.2 | 25.5 | 16.4 | 17.6 | 24.1 | 24.5 | 17.5 | 19.5 | 17.6 | 16.1 | 21.9 | 7.7 | 10.8 | 22.1 | 25 | 25.5 | 17.8 | 16.2 | 21.8 | 24.9 | 0
7856 | 20.7 | 8.8 | 17.5 | 22.9 | 15.9 | 21.2 | 20 | 15.3 | 20.1 | 18.2 | 16.4 | 19.4 | 15.4 | 24.9 | 20.9 | 14.8 | 18.8 | 16.6 | 22.6 | 16.4 | 13.4 | 20.7 | 17 | 18.2 | 12.5 | 18.6 | 17 | 17 | 17 | 23 | 20.4 | 20.4 | 21.1 | 17.6 | 14.4 | 24.8 | 26.8 | 18.4 | 25.3 | 13.4 | 25.3 | 18.6 | 19.2 | 24.1 | 25.3 | 20.2 | 22.4 | 17.4 | 18.8 | 22.4 | 10.8 | 14 | 23 | 25.7 | 26.3 | 18.6 | 17.2 | 21.5 | 26 | 0
7857 | 22.9 | 10.2 | 23.2 | 24.8 | 18.6 | 24.5 | 21.3 | 15.2 | 22.6 | 20.4 | 19.2 | 22.2 | 20.3 | 26.8 | 21.6 | 18.5 | 19.1 | 17.5 | 24.1 | 20.6 | 14.8 | 23.6 | 19 | 20.8 | 18.5 | 21.1 | 21.3 | 19.8 | 20.1 | 25.4 | 21.1 | 23.3 | 23.7 | 19.1 | 15.3 | 26.9 | 28.1 | 20.7 | 26.2 | 18.3 | 29 | 21.3 | 21.5 | 24.4 | 28.9 | 22.2 | 24.9 | 18.2 | 21.3 | 25.6 | 15 | 15.5 | 25.1 | 27.3 | 27.4 | 19.7 | 20.2 | 24 | 27.3 | 0
7858 | 26 | 13.4 | 25.4 | 26.5 | 21.7 | 25 | 23 | 17.1 | 24.9 | 23 | 21.5 | 25.3 | 24.8 | 27.5 | 22.4 | 17.8 | 19.2 | 20.7 | 25.6 | 24.3 | 16.9 | 25.4 | 21.2 | 23.3 | 21.8 | 27.6 | 22.9 | 22.3 | 22.9 | 27.5 | 22 | 24.7 | 26.9 | 21.1 | 19.4 | 30.1 | 29.5 | 23.5 | 26.2 | 21.1 | 31 | 24.1 | 23.6 | 24.8 | 29.4 | 24 | 26.9 | 19.5 | 23.7 | 27.6 | 18.9 | 15.9 | 26.6 | 27.6 | 27.9 | 21.2 | 22.6 | 26.4 | 28.7 | 0
7859 | 28 | 17.7 | 27 | 27.8 | 24 | 26.5 | 24.8 | 19.2 | 26.7 | 25.3 | 24.4 | 27.6 | 29 | 28.1 | 22.6 | 18.6 | 19.2 | 22.5 | 26.4 | 27.4 | 21.3 | 27.4 | 22.8 | 25.8 | 23.8 | 27.1 | 25.7 | 24.6 | 25 | 29.6 | 22 | 25.3 | 28.4 | 23.6 | 23.4 | 31.8 | 30.8 | 24.9 | 27.3 | 25.6 | 31.5 | 26.4 | 25.4 | 26.3 | 30.1 | 25.2 | 28.2 | 21.4 | 25.4 | 29.1 | 22.2 | 14.8 | 28.4 | 28.7 | 29 | 22.4 | 20 | 29.2 | 29.6 | 0
7860 | 29.2 | 20.1 | 28.8 | 28.9 | 25.6 | 27.3 | 26.3 | 22.2 | 28.2 | 26.8 | 25.6 | 29.4 | 30.9 | 28.9 | 24.6 | 20.2 | 19.1 | 24.4 | 27.5 | 29.1 | 23.5 | 28.6 | 24.1 | 27.4 | 24.8 | 28.7 | 27.7 | 26 | 26.3 | 30.3 | 22.3 | 26.3 | 29.6 | 25.4 | 25.4 | 33.6 | 32.3 | 25.4 | 28.3 | 26.2 | 33.6 | 27.8 | 26.5 | 28.8 | 32.7 | 26.6 | 29.3 | 22.8 | 26.8 | 29.7 | 24.1 | 14 | 29.1 | 29.8 | 30.1 | 23.3 | 27.2 | 29.7 | 30 | 0
7861 | 31.4 | 22.3 | 29.9 | 29.3 | 25.7 | 28 | 25.5 | 22.7 | 28 | 27.6 | 27 | 29.9 | 31.5 | 29 | 25.2 | 20.3 | 19 | 24.7 | 27.8 | 29.8 | 24.4 | 29.8 | 24.4 | 28.4 | 25.6 | 28.8 | 28.9 | 26.8 | 26.7 | 30.6 | 21.9 | 26.8 | 30.5 | 26.6 | 25.4 | 33.4 | 33.4 | 26 | 28.3 | 27.2 | 35 | 28.2 | 27.2 | 30.2 | 33.4 | 27.4 | 30 | 23.5 | 27.1 | 30.9 | 25 | 13.3 | 30.3 | 30 | 30.4 | 23.5 | 28.2 | 30 | 29.7 | 0
7862 | 31.5 | 23.9 | 29.3 | 29.4 | 25.8 | 28.3 | 27 | 23.2 | 28.5 | 27.6 | 27 | 29.6 | 30.2 | 29 | 25.7 | 20.6 | 18.8 | 25.1 | 28 | 29.4 | 24.9 | 29.6 | 24 | 28.4 | 26.4 | 29.3 | 29.4 | 26.6 | 26.5 | 30 | 21.6 | 27.3 | 31.1 | 26.8 | 25.4 | 32 | 34 | 26.4 | 28.5 | 27.7 | 35.2 | 27.4 | 27.6 | 30.6 | 32.9 | 28 | 30.6 | 23 | 27 | 31.2 | 25 | 13.4 | 30.8 | 30.3 | 31.4 | 23.2 | 28.6 | 30.2 | 29 | 0
7863 | 32.3 | 24.6 | 29.6 | 28.7 | 25.8 | 28.1 | 27.4 | 23.7 | 27.9 | 27.9 | 27.6 | 28.2 | 28.7 | 29.4 | 25.6 | 21.5 | 18.6 | 25.1 | 27 | 28.4 | 25.4 | 29.8 | 22.5 | 28 | 26.9 | 29.2 | 29.6 | 25.9 | 25.8 | 29.9 | 20.4 | 27 | 31.2 | 26.7 | 25.2 | 31.8 | 33.6 | 26 | 28.6 | 27.7 | 34 | 25.9 | 27.8 | 30.9 | 33.3 | 27.4 | 30.5 | 21.9 | 25.7 | 31.4 | 24.7 | 13.1 | 32 | 31 | 31.5 | 22.4 | 29 | 30.2 | 28 | 0
7864 | 31.7 | 24.7 | 29.4 | 27.8 | 25.8 | 28 | 26.8 | 23.7 | 27.3 | 27.4 | 26.7 | 26.7 | 26.2 | 29.6 | 25.5 | 20.9 | 18.4 | 23.7 | 25.9 | 26.4 | 25.3 | 29.5 | 20.9 | 26.7 | 26.6 | 29.1 | 29.3 | 24.4 | 24.6 | 29.4 | 19.6 | 26.6 | 31.1 | 25.9 | 24.4 | 31.2 | 32.4 | 25.5 | 28.6 | 27.4 | 33 | 24 | 27.4 | 30.6 | 32.7 | 26.2 | 29.7 | 20.3 | 24.2 | 30.7 | 23.6 | 12.8 | 31.9 | 29.6 | 30.9 | 21.4 | 28.8 | 30 | 27.3 | 0
7865 | 31.1 | 24.4 | 29 | 26.4 | 24.2 | 28 | 25.6 | 23.3 | 25.8 | 27.2 | 26 | 24.8 | 24.3 | 29.3 | 25.6 | 18.7 | 18.2 | 22.2 | 24.2 | 24 | 24.6 | 28.2 | 19 | 25.4 | 25.3 | 28.2 | 28.3 | 22.6 | 23 | 29 | 18.4 | 25.1 | 30.5 | 25.2 | 23 | 30.6 | 30.6 | 24 | 28 | 24.7 | 31.5 | 22 | 26.2 | 28.9 | 31.3 | 24 | 27.8 | 19 | 22 | 30.6 | 22 | 11.4 | 31.4 | 29.3 | 31.1 | 20.4 | 26.8 | 29.2 | 26.8 | 0
7866 | 29 | 22.1 | 28.4 | 25.2 | 22 | 27 | 24 | 21.2 | 23.9 | 25.9 | 23.7 | 23.4 | 21.8 | 27.8 | 26.3 | 17.6 | 18 | 21.2 | 23.1 | 20.8 | 22.5 | 26 | 17.7 | 23.6 | 21.9 | 26.1 | 25.1 | 20.3 | 21.1 | 27.7 | 18 | 22.3 | 28.5 | 24 | 21.5 | 28.6 | 28.9 | 21.8 | 27.6 | 20.4 | 30 | 20.2 | 24 | 27.4 | 29.3 | 21.9 | 25.4 | 17.9 | 20.2 | 28.6 | 19.5 | 9.8 | 29 | 28.2 | 29.9 | 19.6 | 24.2 | 27.6 | 26.6 | 0
7867 | 27.5 | 18.7 | 25 | 24.1 | 20.4 | 25.5 | 22.6 | 19.1 | 23 | 24 | 22.1 | 21.8 | 20.2 | 26.5 | 25.6 | 15.7 | 17.9 | 20.2 | 21.8 | 17.8 | 20.7 | 24.6 | 16.3 | 22.3 | 19.2 | 23.7 | 23.5 | 18.4 | 19 | 26.3 | 17.2 | 20.8 | 27.4 | 23.1 | 21 | 27.4 | 27.3 | 20 | 27.2 | 17.9 | 29.4 | 18.9 | 21.1 | 26.9 | 28.8 | 19.7 | 22.7 | 17.5 | 18.2 | 26.6 | 16.8 | 7.6 | 26.7 | 27.5 | 28 | 19 | 23.2 | 27.4 | 26.1 | 0
7868 | 27 | 16.7 | 22.1 | 23.4 | 19.5 | 24.8 | 21.6 | 16.8 | 22.7 | 23.5 | 20.2 | 20.6 | 18.4 | 26.2 | 24.6 | 15.2 | 17.8 | 19.7 | 21.2 | 15 | 19.4 | 23.1 | 15.6 | 21 | 16.4 | 23.1 | 22.6 | 16.6 | 17 | 24.4 | 17 | 19.6 | 26.1 | 21.8 | 20.4 | 27.1 | 26.4 | 18.8 | 27 | 16.5 | 29 | 18 | 18.2 | 25.7 | 28.2 | 18.4 | 20.6 | 17.2 | 16.8 | 26.1 | 14 | 6.2 | 24 | 27.1 | 27.5 | 18.4 | 22.4 | 27.2 | 25.6 | 0
7869 | 26.5 | 15.4 | 21.2 | 22.7 | 19 | 24 | 21.6 | 14.7 | 21.4 | 22.9 | 20.2 | 19.2 | 17.6 | 25.8 | 23.6 | 14.9 | 17.7 | 19.2 | 20.3 | 13.4 | 18.5 | 22.5 | 14.7 | 20.4 | 15.6 | 22 | 24.2 | 15.6 | 15.4 | 23.2 | 16.3 | 19 | 25.3 | 20.8 | 19.7 | 26.7 | 25.8 | 18.1 | 26.7 | 15.4 | 28.5 | 17.5 | 16.1 | 25 | 27.6 | 17.4 | 19.2 | 17.1 | 15.5 | 26 | 12.2 | 5.2 | 23 | 26.8 | 27.4 | 17.8 | 22 | 27.2 | 24.7 | 0
7870 | 25.3 | 14.3 | 20.8 | 22.4 | 18.3 | 24 | 21.1 | 14.5 | 21 | 22.6 | 20 | 18.4 | 16.5 | 25.5 | 23.6 | 14.9 | 17.6 | 18.7 | 20.1 | 12.5 | 17.6 | 21.6 | 14.4 | 19.6 | 14.8 | 21.9 | 24.2 | 14.8 | 14.5 | 22.3 | 16.5 | 18.6 | 24.6 | 19.5 | 19.3 | 26.2 | 25.6 | 17.6 | 26.6 | 14.9 | 27.8 | 17.1 | 15.2 | 24.5 | 27.4 | 17.2 | 18.6 | 16.6 | 15 | 25.3 | 11.1 | 5.7 | 22.4 | 26.3 | 22.9 | 17.4 | 21.6 | 27.2 | 23.9 | 0
7871 | 24.5 | 13.4 | 20.8 | 21.8 | 17.9 | 23.9 | 20.4 | 14.2 | 20.2 | 22.1 | 20.6 | 17.6 | 15.8 | 25 | 23.6 | 14.5 | 17.4 | 18 | 19.6 | 12.4 | 17 | 21.1 | 14 | 19 | 13.7 | 20.9 | 23.9 | 14.4 | 14 | 22.4 | 16.6 | 18.3 | 24 | 18.6 | 17.8 | 24.2 | 25.2 | 17.7 | 26.4 | 13.9 | 27.3 | 16.8 | 15.6 | 23 | 26.4 | 16.8 | 18.4 | 16.2 | 14.6 | 24.1 | 11 | 6.4 | 23 | 26.1 | 23.2 | 17.2 | 20.6 | 27.2 | 23.4 | 0
7872 | 22.9 | 13.1 | 20.5 | 21.3 | 17.3 | 23.5 | 19.8 | 14.2 | 20 | 22.1 | 19.7 | 17.4 | 14.2 | 24.7 | 22.4 | 14.4 | 17.2 | 17.4 | 19.7 | 12.2 | 16.2 | 20 | 14.2 | 17.8 | 14.4 | 20.6 | 23.2 | 13.7 | 13.8 | 22.5 | 17.7 | 17.4 | 23.3 | 17.7 | 16.8 | 23.8 | 24.8 | 17.7 | 25.9 | 13.7 | 26.3 | 16.3 | 16.7 | 22.4 | 26 | 16.5 | 18.1 | 15.8 | 14.8 | 23 | 10.9 | 7.4 | 22.9 | 25.8 | 23.4 | 17.3 | 20.2 | 27.3 | 23.5 | 0
7873 | 22.4 | 12.7 | 18.8 | 20.3 | 16.8 | 22.9 | 19.4 | 13.3 | 19.6 | 21.5 | 19.1 | 17 | 12.9 | 24.4 | 22.4 | 13.8 | 16.9 | 17.3 | 19.2 | 11.9 | 15.9 | 19.1 | 14 | 16.7 | 13.4 | 20.5 | 22.7 | 13.1 | 13.4 | 23.2 | 18.2 | 17.3 | 22.8 | 17.5 | 16.5 | 23 | 24.1 | 17.7 | 25.7 | 13.2 | 26.1 | 15.7 | 18 | 22 | 25.7 | 15.5 | 17.4 | 15.9 | 14.6 | 22.6 | 10.8 | 7.3 | 23.2 | 25.6 | 23.3 | 17.5 | 19.2 | 27.2 | 23.8 | 0
7874 | 21.5 | 11.9 | 18.8 | 19.4 | 16.3 | 22.5 | 18.9 | 13.2 | 19.5 | 21.2 | 17.3 | 16.6 | 11.2 | 24.2 | 22.4 | 13.4 | 16.8 | 17.1 | 18.8 | 11 | 15.1 | 18.4 | 14 | 15.4 | 13.8 | 20.4 | 21.9 | 12.2 | 12.8 | 23.4 | 18.8 | 17.1 | 22.1 | 17.4 | 16 | 22.5 | 23.4 | 17.6 | 25.5 | 12.7 | 25.8 | 15 | 18.6 | 21.4 | 25.1 | 14.4 | 16.2 | 16.4 | 14.4 | 22.1 | 9.8 | 6.6 | 22.4 | 25.3 | 23.3 | 17.8 | 19 | 27.1 | 24.4 | 0
7875 | 21.4 | 11.8 | 19.1 | 18.3 | 16 | 21.1 | 18.5 | 12.5 | 19.6 | 20.6 | 16.6 | 15.6 | 10.4 | 24 | 21.6 | 13.1 | 16.8 | 16.7 | 17.7 | 10.1 | 14.3 | 17.6 | 13.4 | 14.7 | 13 | 19.8 | 20.8 | 11.7 | 11.9 | 23.6 | 18.2 | 17.1 | 21.3 | 17.9 | 15.9 | 22.3 | 22.7 | 17 | 25.2 | 12.4 | 24.7 | 14.4 | 18.5 | 21.4 | 24.7 | 13.1 | 15 | 17.4 | 13.5 | 22.1 | 8.5 | 5 | 22.2 | 25.3 | 23.2 | 17.9 | 18.2 | 27 | 24.6 | 0
7876 | 21.8 | 11.2 | 17.6 | 17.9 | 16.1 | 20.5 | 17.9 | 12.2 | 19 | 20.3 | 15.3 | 14.9 | 9.4 | 24 | 21.6 | 12.5 | 17 | 15.8 | 17.4 | 9.3 | 13.6 | 17.5 | 13 | 14.1 | 11.9 | 19.5 | 19.5 | 11.5 | 11.1 | 22.9 | 17.9 | 17 | 20.5 | 18 | 15.4 | 21.8 | 22.6 | 15.8 | 25.2 | 12.2 | 24.5 | 14.1 | 17.7 | 20.9 | 24.2 | 12.7 | 14.5 | 18.1 | 13.1 | 21.6 | 6.7 | 4.5 | 21.4 | 25.3 | 23.3 | 17.8 | 18 | 25.6 | 24.6 | 0
7877 | 21.4 | 10.9 | 17.1 | 18.4 | 15.2 | 20 | 17.4 | 11.4 | 18.5 | 19.8 | 16.2 | 14.6 | 10.4 | 24.2 | 21.6 | 12.6 | 17.2 | 15.5 | 17.6 | 9.4 | 13.2 | 17.1 | 12.4 | 14 | 12.2 | 19.3 | 18.7 | 11.2 | 11 | 22 | 14 | 17 | 20 | 16.4 | 14.9 | 21.1 | 23.4 | 15 | 25.2 | 11.9 | 24 | 13.6 | 12.4 | 20.4 | 24 | 15.2 | 16.4 | 13.4 | 12.2 | 21 | 4.2 | 2.8 | 20.4 | 25.1 | 23.2 | 14.8 | 18.2 | 24.6 | 23.4 | 0
7878 | 21.3 | 10.9 | 16.2 | 19.5 | 14.7 | 19.8 | 17 | 11.2 | 18.5 | 19.6 | 14.8 | 14.9 | 10.8 | 24.1 | 21.1 | 12.3 | 17.4 | 15.5 | 18.2 | 10.9 | 12.8 | 16.5 | 13.8 | 14.2 | 12.1 | 18.9 | 18.1 | 11.8 | 12.4 | 21.4 | 15.3 | 16.8 | 19.5 | 15.9 | 14.6 | 21.2 | 24.2 | 14.2 | 25.2 | 11.7 | 23.6 | 14.1 | 12.9 | 19.4 | 24.1 | 16.4 | 17.2 | 13.5 | 13.8 | 20.1 | 4.8 | 5.1 | 19.8 | 25 | 23.2 | 15.8 | 18.2 | 23.6 | 23.9 | 0
7879 | 20.8 | 10.9 | 16.2 | 21.4 | 14.8 | 18.8 | 17.2 | 12.2 | 19 | 18.7 | 14.6 | 16.4 | 12.5 | 24.5 | 21.1 | 11.9 | 17.2 | 15.2 | 19.5 | 13.9 | 12.4 | 16.1 | 15 | 15.4 | 11.7 | 18.8 | 17.7 | 13.8 | 14.5 | 21.3 | 16.9 | 16.8 | 19.4 | 16 | 14.4 | 21.1 | 25.5 | 14.5 | 25.2 | 11.4 | 23 | 15.5 | 15 | 19.4 | 24.1 | 18.1 | 19.1 | 14.4 | 16 | 20 | 6.5 | 8.2 | 20.9 | 24.8 | 23.4 | 17.1 | 17.6 | 23.1 | 24.4 | 0
7880 | 20.5 | 10.8 | 16.2 | 24.4 | 15.8 | 20.8 | 18.8 | 14.2 | 22 | 18.3 | 15.2 | 18.8 | 14.8 | 25.9 | 21.3 | 13 | 18 | 15.2 | 21 | 17.8 | 12.4 | 17.7 | 16.8 | 17.4 | 14.7 | 18.1 | 17.3 | 17.6 | 17.8 | 21.4 | 19 | 19.1 | 21.1 | 16.8 | 14.8 | 22.9 | 27 | 16.8 | 25.2 | 11.4 | 22.7 | 18 | 17.4 | 19.4 | 25.1 | 20.2 | 21.6 | 16.4 | 18.8 | 21.1 | 10 | 11.4 | 22 | 25.3 | 24 | 19.4 | 18 | 22.6 | 25 | 0
7881 | 23.2 | 9.3 | 21.8 | 27 | 16.2 | 23.2 | 20.8 | 20.4 | 25.4 | 19.3 | 17.7 | 22 | 18 | 27.6 | 21.9 | 16.9 | 18.2 | 16.9 | 22.9 | 22.1 | 13.6 | 22 | 17.9 | 20.2 | 17.8 | 20 | 19 | 21 | 20.7 | 22.6 | 20.7 | 23.2 | 23.8 | 18.5 | 16.5 | 25.8 | 28.6 | 20.2 | 24 | 15.1 | 25 | 20.6 | 20.6 | 23.9 | 27 | 22.2 | 24.6 | 18.3 | 21.3 | 25 | 13.7 | 13.5 | 24.6 | 27.9 | 25.6 | 21 | 20.2 | 24.8 | 25.8 | 0
7882 | 25.3 | 12.1 | 24.6 | 29.3 | 19.6 | 25 | 23.1 | 21.6 | 26.3 | 21.3 | 20.5 | 25.2 | 21 | 27.7 | 22.4 | 18.9 | 19.4 | 20 | 24.7 | 25.8 | 16.2 | 25.3 | 19.7 | 22.8 | 20.8 | 22.7 | 21.1 | 24.3 | 23.7 | 24 | 22.4 | 24.7 | 26.5 | 20.4 | 19.9 | 28.5 | 30.3 | 23 | 24.1 | 20.4 | 28.1 | 23.3 | 23 | 25.7 | 29.4 | 24.2 | 27.2 | 20.2 | 23.5 | 27.5 | 17.8 | 14.5 | 26.2 | 29 | 26.5 | 22.7 | 22.2 | 26.9 | 26.7 | 0
7883 | 27.2 | 15.9 | 26 | 30.4 | 21.9 | 25.8 | 24.9 | 21.7 | 28.1 | 23.5 | 23.9 | 27.8 | 24 | 29.1 | 22.4 | 20.1 | 20 | 22.2 | 26.2 | 28.6 | 21.2 | 27 | 21 | 25.2 | 22.6 | 26 | 23.5 | 26 | 25.6 | 25.8 | 23.4 | 25.9 | 27 | 22.6 | 22.2 | 30.6 | 31.8 | 24.5 | 24.6 | 24.5 | 31.3 | 25.2 | 25.2 | 27.9 | 30.8 | 25.8 | 29.4 | 21.4 | 25 | 28.5 | 21 | 14.2 | 28 | 30.2 | 27.4 | 23.4 | 25 | 28.4 | 27.6 | 0
7884 | 29.6 | 19.2 | 27 | 31 | 24.3 | 27.5 | 26.4 | 22.4 | 29.4 | 25 | 26 | 29.2 | 26 | 30.1 | 24.8 | 21.5 | 21.3 | 23.5 | 27.1 | 30 | 24 | 27.6 | 22.9 | 26.6 | 24.2 | 28.8 | 25.1 | 27.4 | 27.1 | 26.9 | 24.3 | 27.4 | 28 | 24.3 | 23.9 | 33.1 | 33 | 25.9 | 25.8 | 25.8 | 34.2 | 26.6 | 26.1 | 30.7 | 33.2 | 27.2 | 30.5 | 22.5 | 26.1 | 29.5 | 23.7 | 13.7 | 28.2 | 30.7 | 28.6 | 24.3 | 26.5 | 28.9 | 28.1 | 0
7885 | 30.9 | 20.2 | 28.1 | 30.5 | 25 | 28.2 | 27 | 23.7 | 29.9 | 26.3 | 27.5 | 29.5 | 27.7 | 30.4 | 24.8 | 23.4 | 21.5 | 24.8 | 27.5 | 30.3 | 25.8 | 28.3 | 23.4 | 27.5 | 25.4 | 29.6 | 26.4 | 27.3 | 27.2 | 27.8 | 24.2 | 27.9 | 28.8 | 25.6 | 24.5 | 32.9 | 33.7 | 26.7 | 25.8 | 26 | 33.1 | 26.9 | 27.1 | 32.4 | 33.7 | 27.9 | 31.1 | 23 | 26.5 | 30.5 | 24.6 | 13 | 29.2 | 30.7 | 29.9 | 24.2 | 27.5 | 29.2 | 28.3 | 0
7886 | 31.7 | 20.8 | 28.8 | 30 | 25.1 | 28.8 | 27.9 | 23.9 | 29.8 | 27.4 | 27.6 | 28.6 | 28.4 | 25.1 | 24.9 | 24.2 | 21.6 | 24.9 | 27.2 | 29.6 | 26.3 | 28.6 | 23.4 | 27.4 | 26.2 | 29.9 | 26.8 | 27.2 | 27 | 28 | 23.6 | 28.2 | 28.7 | 26.2 | 24.7 | 31.3 | 33.6 | 26.8 | 25 | 26.8 | 32.3 | 26.6 | 27.4 | 33.4 | 33.9 | 28.2 | 31 | 23.4 | 26.4 | 30.3 | 24.6 | 12.8 | 29.8 | 30.2 | 31 | 24 | 28 | 29.4 | 28 | 0
7887 | 31.9 | 21.5 | 28.6 | 28.9 | 25.2 | 29 | 27.7 | 24.2 | 29 | 28 | 27.7 | 27.2 | 28.7 | 24.8 | 25.5 | 24.7 | 20.2 | 24.6 | 26.6 | 28.3 | 26.5 | 28.6 | 21.5 | 27 | 26 | 29.4 | 27.3 | 25.9 | 25.7 | 28.2 | 22.1 | 28.1 | 28.8 | 26.5 | 25 | 31.2 | 32.8 | 26.8 | 24.7 | 26.4 | 30.9 | 25.3 | 28.1 | 33.4 | 33.9 | 27.5 | 30.6 | 22.9 | 25.4 | 30.5 | 22.9 | 12.5 | 31.8 | 30 | 31.3 | 22.7 | 28.2 | 28.8 | 27.4 | 0
7888 | 31.7 | 23 | 28.8 | 28.3 | 25.5 | 28.3 | 26.3 | 23.7 | 28.2 | 27.9 | 26.9 | 25.5 | 27.8 | 25 | 25.6 | 23.2 | 19.2 | 23.3 | 25.6 | 26.3 | 25.6 | 28.2 | 19.7 | 26.1 | 25.7 | 29 | 27.1 | 24.9 | 24.5 | 27.8 | 20.6 | 27.5 | 29 | 26.2 | 24.8 | 31.4 | 31.3 | 25.8 | 24.8 | 25.9 | 31.3 | 23.9 | 27.5 | 33.4 | 32.9 | 26.3 | 29.5 | 22 | 24 | 30.9 | 20.8 | 12 | 32.6 | 29.2 | 31.3 | 21.6 | 28.2 | 28.4 | 26.7 | 0
7889 | 31.1 | 23 | 28.1 | 27.5 | 24.2 | 28.3 | 25.2 | 23.2 | 26.4 | 27.5 | 26.2 | 24 | 26 | 24.9 | 25.4 | 21.2 | 17.6 | 21.8 | 24.6 | 24 | 24.4 | 27.2 | 17.4 | 25 | 24.9 | 28.9 | 26.8 | 23 | 22.8 | 27.4 | 19 | 25.3 | 29 | 25.8 | 23.3 | 31 | 29.6 | 24.5 | 24.8 | 23.4 | 30.3 | 22 | 26.2 | 32.6 | 30.2 | 24.3 | 28 | 20 | 22 | 30.2 | 18 | 10.8 | 33 | 28.9 | 31.2 | 20 | 26.5 | 27.9 | 26 | 0
7890 | 29.5 | 21 | 26.5 | 27.1 | 21.7 | 26.4 | 23.5 | 20.7 | 24.9 | 26.8 | 24.5 | 22.5 | 23 | 25 | 24.8 | 19.2 | 17.2 | 20.3 | 23.4 | 21.3 | 22 | 25.3 | 16.6 | 23.5 | 21.4 | 26.5 | 23.2 | 21.6 | 21.7 | 26.4 | 18.4 | 22.1 | 28.6 | 24.9 | 20.8 | 29.2 | 28 | 22.2 | 24.9 | 19.9 | 29.1 | 20.3 | 23.1 | 29.8 | 28.6 | 22.3 | 25.7 | 17.6 | 20.1 | 27.5 | 15.9 | 9.2 | 30.7 | 27.9 | 29.9 | 19.2 | 23.5 | 27.3 | 25.4 | 0
7891 | 26.6 | 18 | 24.7 | 26 | 20.7 | 19.2 | 21.3 | 18.7 | 23.4 | 25.3 | 23.1 | 21.3 | 19.9 | 24.8 | 24.8 | 17 | 16.3 | 19.3 | 22.5 | 18.7 | 19.6 | 24.1 | 16 | 22.1 | 18.5 | 24.2 | 20.6 | 19.4 | 20.2 | 25.5 | 18 | 20.2 | 28.2 | 24 | 19.6 | 28.2 | 26.8 | 20.6 | 24.7 | 17.9 | 28.2 | 18.4 | 19.8 | 26.9 | 28 | 20.2 | 23.3 | 14.6 | 18.1 | 25.5 | 13.7 | 7.2 | 28.2 | 27.3 | 28.8 | 17.9 | 21.5 | 26.4 | 25 | 0
7892 | 24.8 | 16.2 | 22.1 | 25 | 19.7 | 22.5 | 20.1 | 15.7 | 22.4 | 24.3 | 21.2 | 20.2 | 17 | 24.8 | 24.7 | 15.9 | 16 | 18.4 | 21.6 | 16.4 | 18.2 | 22.6 | 16.4 | 20.8 | 16.3 | 23 | 19.3 | 18 | 19 | 24.4 | 18.4 | 18.9 | 27.9 | 22.8 | 18.8 | 27.9 | 26.2 | 18.8 | 24.4 | 16.4 | 27.5 | 17 | 16.4 | 24.9 | 27.4 | 18.6 | 21 | 12.2 | 16.8 | 24.8 | 12.4 | 5.6 | 24.6 | 26.7 | 28.1 | 17.4 | 20.5 | 26 | 24.6 | 0
7893 | 23.5 | 15.3 | 21.1 | 23.4 | 18.6 | 22 | 19.4 | 15 | 21.4 | 23.3 | 20.1 | 19.4 | 15.4 | 24.8 | 23 | 15.5 | 14.8 | 18.4 | 21 | 14.8 | 17 | 22 | 15.9 | 20 | 15.3 | 21.5 | 18.7 | 16.4 | 17.3 | 23.9 | 18.4 | 18.4 | 24.4 | 21.8 | 17.6 | 27.5 | 26.1 | 17.5 | 24.2 | 15.7 | 26.8 | 15.6 | 14.7 | 23.6 | 26.5 | 17.4 | 19.6 | 10.4 | 15.7 | 24.5 | 11 | 4.5 | 23 | 26.5 | 27.4 | 16.4 | 19.2 | 25.6 | 24.3 | 0
7894 | 22.8 | 14.5 | 19.3 | 22.2 | 17.8 | 20.9 | 18.8 | 14 | 20.8 | 22.8 | 18.9 | 18.7 | 14.4 | 24.8 | 22.9 | 15.2 | 14.3 | 17.5 | 20.5 | 13.9 | 16.1 | 21.4 | 15.6 | 19.4 | 14.8 | 21 | 18 | 16.4 | 16.1 | 23.2 | 18.5 | 17.4 | 23.8 | 20.9 | 17.1 | 26.2 | 26.1 | 17 | 24 | 15.4 | 26.3 | 15.1 | 13.8 | 23.4 | 25.5 | 16.8 | 18.6 | 10.4 | 15.3 | 23.8 | 10.5 | 4.5 | 21.8 | 26.2 | 27.1 | 16.3 | 18.6 | 25.4 | 23.7 | 0
7895 | 22.3 | 13.6 | 18.5 | 21.2 | 17.2 | 20.6 | 18.3 | 13.7 | 20 | 21.7 | 18.6 | 18.2 | 14.4 | 24.8 | 22.9 | 14.3 | 13.8 | 16.9 | 20 | 13.4 | 15.1 | 21 | 14.4 | 19 | 13.8 | 20.5 | 17.2 | 16.6 | 14.8 | 23 | 18 | 16.7 | 22.4 | 20.2 | 16.9 | 25 | 26 | 17 | 23.9 | 14.4 | 25.6 | 15 | 14.4 | 22.1 | 24.5 | 16.4 | 18.4 | 11.4 | 15 | 23.3 | 10 | 4.7 | 22.4 | 25.7 | 26.9 | 16 | 17.4 | 23.9 | 23.2 | 0
7896 | 21.4 | 13.7 | 18.1 | 21 | 16.6 | 19.2 | 18.1 | 13 | 19.8 | 21.4 | 18 | 17.6 | 14.1 | 24.7 | 21.6 | 14 | 14.8 | 15.9 | 19.3 | 12.9 | 14.3 | 20.6 | 13.9 | 18.3 | 12.9 | 20 | 16.6 | 17.9 | 14.3 | 22.5 | 17.5 | 16.3 | 20.7 | 19.5 | 16.5 | 23.8 | 25.6 | 16 | 22.8 | 14.2 | 25.1 | 15.6 | 14.6 | 20.6 | 23.7 | 16.3 | 18.1 | 13.5 | 14.8 | 21.5 | 10.1 | 5.1 | 22.2 | 25.1 | 26.6 | 16.6 | 16.7 | 23.2 | 22.6 | 0
7897 | 21.1 | 12.7 | 17.7 | 20.7 | 16.5 | 19 | 17.4 | 11.2 | 19.1 | 20.4 | 18.1 | 17.1 | 13.7 | 24.6 | 21.5 | 13.7 | 15.7 | 15.5 | 18.7 | 12.1 | 14.1 | 19.8 | 12.8 | 17.6 | 12.2 | 19.6 | 16.2 | 18.1 | 13.5 | 22.5 | 16.3 | 16.2 | 20.3 | 19 | 16.2 | 23.2 | 24.8 | 14.8 | 22.8 | 13.7 | 24.7 | 15.9 | 14.8 | 20.2 | 22.9 | 16 | 17.9 | 15.1 | 14.2 | 20.6 | 9.6 | 4.7 | 22.7 | 25 | 26.5 | 16.7 | 16 | 22.5 | 22.3 | 0
7898 | 21.9 | 12.7 | 16.9 | 20.4 | 15.9 | 18.8 | 16.9 | 10.5 | 18.8 | 19.9 | 17.8 | 16.4 | 12.6 | 24.4 | 21.4 | 13.9 | 17.2 | 15.3 | 18 | 11 | 13.5 | 18.9 | 12.6 | 16.4 | 11.6 | 19.1 | 15.3 | 17.6 | 13 | 22.2 | 15.4 | 15.9 | 19.8 | 18.4 | 15.8 | 22.9 | 24 | 15.2 | 22.8 | 13.2 | 23.9 | 16 | 14 | 18.9 | 22.1 | 15.6 | 17.2 | 16 | 13.4 | 20.4 | 8.8 | 3.8 | 21.8 | 24.9 | 26.4 | 16.8 | 15.4 | 22.1 | 22.2 | 0
7899 | 21.6 | 12.6 | 16.9 | 19.4 | 15.8 | 17.5 | 16.6 | 10.4 | 18.9 | 19.7 | 17.8 | 15.7 | 11.7 | 24.3 | 21 | 13.7 | 17.5 | 15 | 17.6 | 9.9 | 13 | 17.6 | 11.9 | 15.4 | 11.4 | 18.2 | 14.8 | 15.2 | 11.8 | 22.4 | 14.2 | 15.9 | 19.5 | 17.8 | 15.3 | 22.5 | 23.3 | 14.7 | 22.8 | 12.7 | 23.4 | 15.2 | 13.3 | 18.4 | 21.6 | 15 | 16.7 | 15.4 | 12.4 | 19.8 | 7 | 2.6 | 21.6 | 24.7 | 26.3 | 15.8 | 14.8 | 21.9 | 22.5 | 0
7900 | 21.4 | 12.6 | 16.4 | 18.8 | 15.5 | 17.5 | 16.3 | 10.6 | 19 | 19.4 | 17 | 14.9 | 10.6 | 24.2 | 21 | 13 | 17.8 | 14.9 | 17.3 | 9.1 | 12.8 | 17.2 | 12.2 | 14.4 | 11.1 | 17.1 | 14.1 | 13.1 | 11.2 | 22.1 | 13.9 | 16.4 | 19 | 17 | 14.8 | 22.2 | 23.1 | 14.5 | 22.8 | 12.4 | 23.2 | 14.3 | 12.3 | 18.2 | 21.3 | 14.9 | 16.2 | 14.5 | 11.9 | 19.4 | 5.4 | 2.1 | 20.5 | 24.2 | 25.9 | 15.3 | 14.5 | 21.4 | 22.9 | 0
7901 | 21.3 | 12.3 | 16.5 | 18.8 | 15.2 | 17.5 | 15.9 | 10.8 | 19 | 18.6 | 15 | 15 | 11 | 24.1 | 21 | 12.7 | 12.6 | 14.4 | 18 | 16 | 12.4 | 17.1 | 10.2 | 16.6 | 10.5 | 17.8 | 14.2 | 12.2 | 12 | 15.2 | 13 | 15.9 | 18.5 | 16.6 | 14.1 | 22.1 | 23.2 | 14.3 | 22.8 | 11.8 | 22.3 | 11.8 | 10.7 | 17.6 | 21.2 | 14.2 | 16.6 | 14 | 13 | 19 | 4 | 0 | 20.2 | 24.2 | 25.9 | 14.6 | 14.3 | 20.4 | 22.8 | 0
7902 | 20.5 | 11.3 | 15.3 | 20.2 | 14.6 | 17.3 | 15.5 | 11.4 | 19 | 18 | 14.3 | 15.5 | 11.7 | 24.1 | 20.7 | 12.5 | 14.6 | 14.4 | 18.7 | 17 | 11.5 | 16.6 | 11.7 | 17.2 | 10.1 | 16.4 | 13.8 | 12.8 | 12.9 | 15.9 | 14.4 | 15.8 | 18.2 | 16.9 | 13.1 | 21.7 | 23.6 | 13.6 | 22.6 | 11.4 | 22 | 12.3 | 11.5 | 16.9 | 21 | 15.7 | 18 | 15.2 | 13.9 | 19 | 4.4 | 3.1 | 20.2 | 24 | 25.6 | 15.8 | 13.7 | 20 | 22.6 | 0
7903 | 20.5 | 10.5 | 14.8 | 22.1 | 14.4 | 17.5 | 15.2 | 11.5 | 19.1 | 17.8 | 14.7 | 16.8 | 13.6 | 24.2 | 20.8 | 12 | 16.4 | 14.2 | 19.6 | 18.7 | 11.2 | 16.1 | 13.6 | 17.7 | 9.9 | 15.7 | 14.2 | 14.5 | 14.8 | 17.7 | 16 | 15.6 | 17.8 | 17.8 | 12.7 | 21.6 | 24.7 | 13.5 | 22.7 | 11.1 | 21.8 | 13.7 | 13.8 | 16.3 | 20.7 | 17.6 | 20.4 | 16.7 | 15.4 | 18.9 | 6 | 7.1 | 21.3 | 23.7 | 25.8 | 17.2 | 13.2 | 19.7 | 22.2 | 0
7904 | 20.8 | 10.2 | 16 | 24.3 | 14.7 | 18.2 | 17.9 | 12.1 | 22 | 18.2 | 15.7 | 18.8 | 15.6 | 25.3 | 20.9 | 12.1 | 18.8 | 14.1 | 21.4 | 20.2 | 11.3 | 18.2 | 16.2 | 18.2 | 11 | 15.5 | 14.7 | 17.4 | 17.4 | 20.2 | 19.4 | 18.7 | 19.7 | 18.4 | 13 | 22.1 | 26.2 | 15 | 22.8 | 12 | 21.8 | 16.2 | 16.6 | 16.6 | 21.2 | 20 | 23 | 19 | 17.6 | 21.2 | 9 | 11.4 | 22.2 | 24.2 | 26.4 | 19 | 14.6 | 19.8 | 22.2 | 0
7905 | 24.2 | 13 | 20.8 | 26.4 | 18.2 | 22.7 | 21.9 | 18.7 | 25.5 | 20.3 | 18 | 21.5 | 18.7 | 26.5 | 21.5 | 15.5 | 20 | 16 | 23 | 23.1 | 12.8 | 22.3 | 18.1 | 18.9 | 20 | 18.4 | 18.5 | 21 | 20.3 | 22.9 | 21.3 | 22.1 | 22.8 | 19.7 | 15.7 | 25.4 | 28.2 | 19.7 | 25.2 | 15.5 | 23.9 | 19 | 20.1 | 22.7 | 24.8 | 21.8 | 25.7 | 20.3 | 19.9 | 23 | 12.3 | 14 | 24.1 | 27.1 | 26.6 | 20.6 | 19 | 22.2 | 22 | 0
7906 | 26.8 | 16.1 | 24.3 | 28.3 | 20.9 | 25.3 | 23.9 | 22.6 | 27.5 | 22.9 | 20.4 | 24.5 | 21.3 | 27.5 | 22 | 18.3 | 21.5 | 19.6 | 24.8 | 25.6 | 15.1 | 24.7 | 20 | 20.1 | 24.1 | 23.5 | 22.5 | 24.5 | 23 | 25.2 | 23.5 | 24.2 | 25.1 | 20.9 | 19.8 | 28.3 | 30 | 22.7 | 26.7 | 19 | 26.4 | 21.9 | 22.8 | 26.1 | 27.7 | 23.7 | 27.8 | 21.6 | 22.2 | 26.1 | 15.9 | 15.2 | 25.3 | 28.2 | 28 | 22.4 | 22.2 | 24.7 | 22.2 | 0
7907 | 29.1 | 19.5 | 26.3 | 29.8 | 23.4 | 27.2 | 26.2 | 23.8 | 29 | 25 | 23 | 27.4 | 24.2 | 28.8 | 22.5 | 20.3 | 22.2 | 21.9 | 26.2 | 28.6 | 19.6 | 26 | 21 | 22 | 26.6 | 26.2 | 25.5 | 27.4 | 25 | 27 | 24 | 25.4 | 26.9 | 22.6 | 22.2 | 30.9 | 31.6 | 25 | 27.2 | 21.6 | 30.1 | 24 | 25.2 | 29.7 | 29.9 | 25 | 29.4 | 22 | 24 | 28.1 | 19 | 14.6 | 27 | 29.6 | 28.7 | 23.8 | 24 | 26.2 | 22.2 | 0
7908 | 30.8 | 21.8 | 28.3 | 30.9 | 24.9 | 27.7 | 26.7 | 24.8 | 29.4 | 27.6 | 24.8 | 29.6 | 25.9 | 30 | 24.9 | 21.7 | 23.7 | 23.1 | 27.6 | 30 | 24.4 | 26.6 | 22 | 24.3 | 27.8 | 28.2 | 28.5 | 29.1 | 26.2 | 28.1 | 25.2 | 26.4 | 28.6 | 23.7 | 24 | 32.5 | 32.5 | 26.4 | 27.4 | 23.5 | 31.7 | 25.4 | 26.2 | 31.8 | 31.4 | 26.5 | 30.2 | 22.9 | 25.4 | 29.6 | 21.7 | 13.9 | 27.7 | 30.1 | 30 | 25.1 | 26 | 27.2 | 22.6 | 0
7909 | 32.5 | 22.4 | 28.8 | 31.3 | 25.2 | 28.3 | 27.8 | 24.3 | 30.4 | 29.1 | 26.1 | 30.7 | 27.5 | 28.8 | 25 | 24.3 | 24.2 | 24.1 | 28 | 30.9 | 26.4 | 27.7 | 22 | 26.5 | 27.2 | 28.4 | 30 | 29.5 | 26.4 | 28.7 | 24.6 | 28.1 | 29.7 | 25.1 | 24.2 | 34 | 33 | 27 | 27.4 | 24.8 | 31.9 | 25.8 | 27.2 | 32.7 | 31.5 | 27.4 | 30.7 | 23.3 | 26.1 | 30 | 23.1 | 12.7 | 29.2 | 30 | 31.1 | 25.4 | 26.6 | 28.5 | 22.7 | 0
7910 | 31.7 | 22.7 | 29.4 | 31.2 | 25.4 | 28.3 | 28 | 25.8 | 30.4 | 29.6 | 26.6 | 30.4 | 28 | 29.4 | 24.9 | 24.6 | 24.6 | 24.5 | 28 | 30 | 26.7 | 27.8 | 21.8 | 28 | 28.4 | 29 | 29.5 | 28.8 | 26 | 29 | 24.4 | 27.9 | 30.1 | 25.6 | 24.3 | 32.9 | 32.8 | 27 | 27.7 | 25 | 31.9 | 25.4 | 27.4 | 33.7 | 31.7 | 28 | 30.8 | 24 | 26.2 | 30.5 | 23.4 | 12.5 | 30.2 | 30.1 | 31.4 | 25 | 27 | 29 | 22.8 | 0
7911 | 32.2 | 22.9 | 29.6 | 30.5 | 25.4 | 28.5 | 27.9 | 26.2 | 29.5 | 29.6 | 26.9 | 28.9 | 28.3 | 29 | 24.9 | 24.6 | 23.1 | 24.4 | 26.8 | 29 | 27.5 | 28 | 20.4 | 28.4 | 28 | 29.1 | 30 | 27.4 | 25.1 | 29.2 | 22.2 | 27.6 | 30.3 | 26.1 | 24.3 | 32.3 | 32.4 | 27.4 | 27.7 | 25.2 | 30.9 | 24.3 | 27.8 | 33.8 | 31.4 | 27.3 | 30.6 | 23.4 | 25.6 | 30.8 | 22 | 12.1 | 32 | 30 | 31.7 | 23.5 | 27 | 30 | 22.5 | 0
7912 | 32 | 22.7 | 29.8 | 29.5 | 25.4 | 28 | 26.5 | 26.1 | 28.5 | 29.6 | 26.3 | 26.8 | 27.2 | 28.5 | 23.4 | 22.5 | 21.4 | 23.4 | 25.4 | 26.6 | 26 | 27.8 | 18.9 | 27.6 | 27.6 | 29.2 | 29.1 | 25.7 | 24 | 29 | 20.9 | 27.1 | 30.1 | 25.5 | 24 | 31.7 | 31.5 | 27 | 27.7 | 24.7 | 30.9 | 22.8 | 26.9 | 33.8 | 31.1 | 26.1 | 29.7 | 22.4 | 24.4 | 30.5 | 19.7 | 12 | 32.3 | 29.8 | 32 | 21.6 | 27 | 29.7 | 22.3 | 0
7913 | 31.6 | 22.5 | 28.8 | 28.3 | 23.4 | 27.6 | 25.2 | 25.3 | 26.2 | 29.1 | 25.4 | 24.4 | 25.4 | 28 | 22.6 | 20.9 | 18.8 | 21.2 | 23.4 | 24.4 | 24.8 | 26.8 | 16.8 | 26 | 26.5 | 28.2 | 28.5 | 24 | 22.8 | 28.4 | 18.6 | 24.8 | 29.5 | 24.8 | 21.4 | 30.6 | 30.6 | 25.8 | 27.7 | 22.4 | 29.9 | 21 | 25.4 | 32.8 | 29.6 | 24 | 28 | 20 | 22.6 | 30 | 16.2 | 11.2 | 32.2 | 29.4 | 31.3 | 19.6 | 25.6 | 28.2 | 22 | 0
7914 | 29.8 | 19.5 | 25.4 | 27.2 | 21.4 | 26.1 | 22.8 | 21.3 | 24.4 | 27 | 23.6 | 22.4 | 22.2 | 27 | 20.4 | 18 | 17.5 | 19.6 | 22 | 21.3 | 22.3 | 24.6 | 15.4 | 24.2 | 22.6 | 26 | 26.1 | 22.4 | 21.5 | 27.3 | 18.1 | 22.2 | 27.6 | 23.4 | 19.2 | 28.6 | 29.4 | 21.5 | 27.2 | 18.8 | 28.4 | 19.1 | 22.2 | 30.5 | 28.2 | 22.1 | 25.4 | 17.6 | 20.6 | 28.1 | 12.8 | 10.4 | 30 | 27.9 | 29.4 | 18.3 | 22.2 | 27.8 | 22.1 | 0
7915 | 26.7 | 17.1 | 22.9 | 26.2 | 20 | 23.9 | 20.8 | 18.8 | 23.4 | 24.8 | 21.8 | 20.9 | 19.3 | 26.5 | 20.4 | 16.5 | 16.1 | 18.2 | 20.5 | 19.2 | 20.2 | 22.3 | 13.9 | 22.6 | 20.1 | 24 | 23.5 | 20.9 | 20 | 25.8 | 16.8 | 20.3 | 26.2 | 22.7 | 17.5 | 27.4 | 28.4 | 19.2 | 26.5 | 16.7 | 27.7 | 17.2 | 19 | 27.8 | 27.7 | 20 | 22.7 | 14.5 | 18.5 | 26.5 | 9.5 | 8.7 | 27.8 | 27.6 | 28.6 | 17.4 | 20 | 27.2 | 21.9 | 0
7916 | 25.4 | 15.6 | 21 | 25.4 | 19.2 | 22.3 | 19.7 | 18.3 | 23 | 23.7 | 19.8 | 20 | 16.4 | 26.4 | 20.4 | 15.5 | 16 | 17.6 | 19.6 | 17 | 18.6 | 20.5 | 13.4 | 21.4 | 18.4 | 22.2 | 21.7 | 19.4 | 18.6 | 24.2 | 16.8 | 19.3 | 25.3 | 22.1 | 16.3 | 27.3 | 27.4 | 18.3 | 26.2 | 15.5 | 27.4 | 15.6 | 15.6 | 25.2 | 27.2 | 18.6 | 20.2 | 12.4 | 16.8 | 26.5 | 7.4 | 7.4 | 25.2 | 27.5 | 27.8 | 17.2 | 18.6 | 26.2 | 22 | 0
7917 | 23.9 | 15.2 | 20.3 | 24.6 | 18 | 20.9 | 19.7 | 14.3 | 22 | 22.1 | 18.6 | 19.4 | 15.2 | 25.8 | 20.4 | 15 | 15.4 | 16.6 | 18.6 | 16.1 | 17.6 | 19.3 | 12.8 | 20.6 | 17.2 | 21.8 | 20.6 | 18 | 17.2 | 22.9 | 15.6 | 18.8 | 24.1 | 22.4 | 15.3 | 26.9 | 26.9 | 17.3 | 25.7 | 14.7 | 26.4 | 14.4 | 13.8 | 24.5 | 26.3 | 17.3 | 18.7 | 10.6 | 15.4 | 26.1 | 6.2 | 5.9 | 24.3 | 27.4 | 27.2 | 17 | 17.6 | 25 | 21.7 | 0
7918 | 22.7 | 15 | 19.5 | 23.7 | 17.6 | 20.8 | 19.6 | 14.3 | 21.4 | 22.1 | 17.6 | 19 | 14.2 | 25.5 | 20.4 | 14.6 | 15.5 | 16.1 | 18.4 | 14.9 | 16.7 | 18.1 | 13 | 19.9 | 17.4 | 21.2 | 20 | 16.9 | 16.1 | 21.8 | 15.9 | 18.4 | 23.2 | 22.3 | 14.6 | 26.7 | 26.5 | 16.5 | 25.2 | 14.3 | 26.4 | 13.9 | 12.9 | 23.8 | 24.8 | 16.9 | 18 | 10.8 | 14.7 | 25.3 | 6.3 | 5.3 | 23.6 | 26.8 | 26.9 | 16.9 | 17 | 24.2 | 21.7 | 0
7919 | 22.7 | 14.5 | 19.5 | 22.6 | 16.9 | 20.3 | 18.9 | 14.3 | 20.5 | 21.5 | 17.5 | 18.4 | 14.2 | 25.2 | 20.4 | 14.3 | 14.8 | 15.6 | 18.2 | 14.4 | 15.8 | 17.4 | 13 | 19 | 16 | 21 | 21.6 | 16 | 15.2 | 21.1 | 15.6 | 17.8 | 22.5 | 22.1 | 13.7 | 24.6 | 26.2 | 16.5 | 24.9 | 13.5 | 25.9 | 13.8 | 13.2 | 22.3 | 23.7 | 16.4 | 18 | 11.6 | 14.4 | 24.1 | 7 | 4.7 | 24 | 26.6 | 26.7 | 16.4 | 16 | 23.2 | 21.6 | 0
7920 | 23.2 | 13 | 18.5 | 21.4 | 16.1 | 19.8 | 18.5 | 12.8 | 20.4 | 20.2 | 17.3 | 17.8 | 13.4 | 24.7 | 20.6 | 13.8 | 14.8 | 15 | 18.7 | 13.1 | 15.1 | 16.8 | 13.3 | 18 | 14.5 | 20.6 | 21.9 | 15.4 | 14.5 | 20.3 | 17 | 16.9 | 21.4 | 20.6 | 13.3 | 24.2 | 25.6 | 16.5 | 24.1 | 13 | 25.4 | 14.1 | 13.2 | 21.7 | 22.9 | 16.4 | 17.9 | 13.7 | 14.4 | 23.5 | 8.1 | 4.5 | 23.3 | 26.1 | 26.3 | 15.9 | 15.4 | 22.3 | 22.1 | 0
7921 | 22.5 | 12.5 | 18.4 | 20.1 | 16 | 19.6 | 17.6 | 13.6 | 19.9 | 20.6 | 17.4 | 17 | 12.7 | 24.5 | 20.6 | 13 | 13.8 | 14.6 | 18.8 | 12.6 | 14.9 | 16.1 | 12.8 | 17 | 13.6 | 19.4 | 20.5 | 14.8 | 13.9 | 19.3 | 17.1 | 16.8 | 20.6 | 19.1 | 13.2 | 23.2 | 25 | 16 | 23.9 | 12.6 | 25 | 14.2 | 13.2 | 20.7 | 22.6 | 15.9 | 17.7 | 14.9 | 14.3 | 22.4 | 8.4 | 3.4 | 22.9 | 26 | 26.3 | 15.1 | 14.7 | 21.3 | 22.6 | 0
7922 | 20.4 | 12.5 | 18.4 | 19 | 15.9 | 18.4 | 16.7 | 13.1 | 19.6 | 20.4 | 17 | 16.2 | 11.4 | 24.5 | 20.6 | 12.8 | 13.4 | 14.1 | 19 | 12.2 | 13.9 | 15.3 | 12.2 | 16.2 | 12.9 | 18 | 21.3 | 14.2 | 13.2 | 18 | 17.4 | 16.6 | 20.1 | 17.2 | 12.8 | 22.7 | 24.2 | 15.8 | 23.9 | 12.1 | 24.8 | 14 | 12.2 | 20.8 | 22 | 15.4 | 17 | 15.8 | 14 | 22 | 8 | 2 | 21.4 | 25.8 | 26.3 | 14.6 | 14.4 | 21.2 | 23.2 | 0
7923 | 21.5 | 12.5 | 17.3 | 18.2 | 15.9 | 17.6 | 15.7 | 12.4 | 19 | 19.8 | 16.6 | 15.5 | 10.9 | 24.5 | 20.6 | 12.9 | 12.2 | 14 | 18.5 | 13.3 | 13.6 | 14.8 | 10.9 | 15.9 | 12.3 | 18.4 | 21.1 | 13.4 | 12.5 | 16.6 | 15.5 | 16.4 | 19.6 | 16.4 | 12.5 | 21.9 | 23.6 | 14.8 | 23.8 | 11.6 | 23.9 | 13.2 | 11.4 | 20.8 | 21.6 | 14.4 | 16.4 | 15.1 | 13.4 | 21.6 | 6.5 | 0 | 20.8 | 25.4 | 26.1 | 14.1 | 13.7 | 21.2 | 23.3 | 0
7924 | 20.2 | 12.5 | 16.5 | 18.2 | 15.5 | 17.6 | 15.2 | 11.6 | 19.6 | 19.4 | 15.7 | 15.1 | 10.4 | 24.5 | 20.6 | 12.4 | 12.3 | 13.6 | 18.3 | 14.2 | 13.2 | 14 | 10.3 | 16.1 | 11.9 | 18 | 21.1 | 12.6 | 12 | 15.5 | 14.4 | 16.9 | 18.8 | 16 | 12.2 | 21 | 23.1 | 14.8 | 23.5 | 11 | 23.8 | 12.3 | 10.5 | 20.1 | 21.2 | 14.1 | 16 | 14.5 | 13 | 21.5 | 5.1 | 0.7 | 19.9 | 25.1 | 26 | 14.2 | 13.5 | 21 | 23.3 | 0
7925 | 18.9 | 12.3 | 16.1 | 18.8 | 15.4 | 16.1 | 14.8 | 10.8 | 19.4 | 18.1 | 14.4 | 15.4 | 9.2 | 24.5 | 20.7 | 11.7 | 12.4 | 13.2 | 16.8 | 12.4 | 12.6 | 13.5 | 11.4 | 16.5 | 11.6 | 18 | 21 | 13.4 | 13.5 | 15.6 | 12.6 | 16.9 | 18.4 | 16 | 11.9 | 20.5 | 23.8 | 14.5 | 23.5 | 10.7 | 23.4 | 11.8 | 9.6 | 19.6 | 21.1 | 13.2 | 16 | 14.6 | 12.6 | 21.5 | 2.2 | 0.5 | 19.4 | 24.9 | 25.9 | 13.6 | 13.3 | 21 | 20.8 | 0
7926 | 18.2 | 12.2 | 15.6 | 20 | 15.4 | 16.2 | 14.5 | 12 | 18.2 | 17.8 | 13.9 | 15.8 | 9.3 | 24.5 | 20.9 | 11.4 | 14 | 13.1 | 17.2 | 13.9 | 12.2 | 13.3 | 11 | 17.4 | 11.5 | 17.3 | 21 | 14.1 | 13.7 | 16.1 | 14.1 | 16.9 | 18 | 15.9 | 11.6 | 20.1 | 23.8 | 14.5 | 23.4 | 10.6 | 22.7 | 12.5 | 10.4 | 19 | 20.9 | 14.9 | 17.6 | 14.8 | 13.7 | 21.1 | 2.9 | 2.2 | 19.5 | 24.7 | 25.7 | 14.4 | 12.7 | 20 | 21.7 | 0
7927 | 17.7 | 12.2 | 15.9 | 21.6 | 14.8 | 15 | 14.2 | 14.1 | 18.8 | 17.5 | 14.7 | 17.3 | 11.2 | 24.6 | 20.9 | 11.2 | 15.8 | 13 | 17.8 | 16.3 | 12 | 12.8 | 11.2 | 19.4 | 11.1 | 17.3 | 21 | 15.9 | 15.1 | 17.8 | 15.8 | 16.9 | 17.8 | 16.3 | 11.3 | 21.5 | 24.4 | 14 | 23.3 | 10.5 | 22.4 | 14.3 | 12.9 | 18.3 | 20.7 | 17.2 | 20.1 | 15.6 | 15.6 | 21.1 | 5.1 | 5.8 | 20.4 | 24.6 | 25.8 | 15.7 | 12.4 | 19.4 | 23.5 | 0
7928 | 18.6 | 12.2 | 17 | 24.1 | 15.4 | 17.9 | 17.7 | 16.7 | 21.6 | 17.5 | 15.8 | 19.6 | 13.4 | 25.8 | 20.9 | 10.8 | 18.2 | 13 | 19.4 | 19.4 | 11.7 | 16 | 12.5 | 22 | 13.1 | 17.3 | 20.9 | 18.4 | 17 | 20 | 18 | 19.2 | 20.2 | 17.8 | 11.6 | 23.1 | 25.6 | 16 | 23.8 | 10.5 | 22.4 | 16.4 | 15.6 | 18.3 | 20.9 | 20 | 22.8 | 17.6 | 18 | 23.1 | 8 | 9.8 | 21.6 | 25.1 | 24.9 | 17.8 | 14.3 | 19.2 | 25 | 0
7929 | 22.2 | 12.5 | 19.3 | 26.1 | 17.4 | 22.9 | 21.8 | 19.4 | 25 | 21.4 | 18.3 | 23 | 17.7 | 27.4 | 21.1 | 14.3 | 20 | 14.5 | 21.2 | 22.6 | 12.9 | 22.3 | 14.5 | 24.4 | 19.1 | 19.2 | 20.2 | 21.7 | 20.1 | 22.8 | 19.8 | 22.9 | 22.6 | 19.5 | 13.7 | 26 | 27.6 | 19.8 | 24.7 | 14.1 | 23.5 | 19.3 | 19.5 | 21.3 | 24.3 | 22.6 | 25.4 | 19.4 | 20.7 | 25.6 | 12 | 12.3 | 23.5 | 27.5 | 24.1 | 19.6 | 18.3 | 21.5 | 26.5 | 0
7930 | 24.6 | 14 | 22.4 | 28.1 | 20.2 | 25 | 23.9 | 21.8 | 26.5 | 21.4 | 20.6 | 26.3 | 21.2 | 28.5 | 21.4 | 17.7 | 22 | 24.5 | 23.7 | 25.5 | 15.3 | 24.2 | 16.9 | 26.1 | 23.1 | 21.6 | 19.8 | 24.8 | 23.1 | 25.2 | 21.7 | 24.7 | 24.7 | 21.5 | 18.2 | 29.1 | 29.8 | 22.8 | 26.2 | 18.5 | 26.2 | 21.8 | 22.3 | 24.2 | 27.6 | 25 | 27.4 | 21.3 | 23.3 | 27.3 | 16 | 13.6 | 25.3 | 29.8 | 26.5 | 21.5 | 21 | 24.4 | 27 | 0
7931 | 27.2 | 16 | 26.6 | 29.4 | 23.5 | 25.6 | 24.8 | 23.8 | 27.7 | 23.4 | 23.2 | 29.4 | 25 | 29.4 | 21.8 | 20.4 | 23.2 | 22.5 | 26 | 27.6 | 19.5 | 24.9 | 19 | 27 | 25.3 | 24.1 | 18.9 | 27.4 | 26 | 27.4 | 23 | 26 | 26.3 | 23 | 20.9 | 30 | 32 | 24.8 | 27.2 | 22 | 28.8 | 24.2 | 25 | 26.4 | 29.8 | 26.8 | 29 | 22.4 | 25.4 | 28.6 | 19.8 | 13.2 | 27.2 | 30.4 | 27.8 | 22.6 | 23 | 26 | 27.2 | 0
7932 | 28.7 | 18.3 | 28.3 | 30.8 | 25 | 27.1 | 25.8 | 25.2 | 29.3 | 25.5 | 24.6 | 31 | 26.6 | 28.4 | 23.3 | 21.8 | 24.5 | 24 | 28.1 | 29 | 23.9 | 25.8 | 20.5 | 27.4 | 26.4 | 26.1 | 20.3 | 28.7 | 27.5 | 28.6 | 24.3 | 27.2 | 27.6 | 24.3 | 22.6 | 32.8 | 33.3 | 27 | 27.6 | 24.7 | 31.3 | 25.4 | 25.9 | 29.1 | 32 | 28.2 | 30.2 | 23.3 | 26.7 | 29.3 | 22.3 | 12.6 | 28.4 | 30.9 | 29.9 | 23.6 | 24.3 | 26.8 | 26.7 | 0
7933 | 30.4 | 19.3 | 29 | 31.3 | 25 | 27.9 | 26.8 | 26 | 29.7 | 28 | 25.8 | 31.5 | 28 | 28.9 | 23.3 | 23.3 | 24.8 | 24 | 28.9 | 29.4 | 26.3 | 26.8 | 20.8 | 27.7 | 27.9 | 28 | 22.7 | 29 | 28.4 | 29.4 | 24.5 | 27.9 | 27.9 | 24.6 | 22.6 | 33.2 | 34 | 27.5 | 27.6 | 25.2 | 33 | 26.1 | 26.9 | 31.3 | 31.6 | 28.8 | 31.4 | 23.5 | 27.3 | 30.5 | 24 | 11.7 | 29.2 | 30.9 | 30.1 | 23.6 | 25.5 | 28 | 26.8 | 0
7934 | 31.2 | 19.2 | 29.5 | 31.6 | 25.2 | 28.7 | 27.4 | 26.3 | 29.8 | 28.5 | 26 | 30.6 | 27.8 | 28.3 | 24.1 | 24 | 24.6 | 25 | 28.6 | 29.2 | 27 | 27.3 | 20.2 | 28 | 29.6 | 28.2 | 23.8 | 28.2 | 28 | 29.6 | 24.2 | 27.4 | 27.9 | 24.8 | 22.7 | 33.3 | 33.6 | 28 | 27.7 | 25.5 | 32.7 | 25.8 | 27 | 31.7 | 31.3 | 28.8 | 32.2 | 23.6 | 27 | 29.2 | 24 | 11.6 | 29.2 | 30.9 | 29.6 | 23.2 | 25.8 | 29.6 | 27 | 0
7935 | 31.7 | 19.2 | 30.1 | 30.8 | 25.4 | 28.7 | 27.5 | 26 | 29.5 | 30 | 26.4 | 29.3 | 28.1 | 28.4 | 24.7 | 23.7 | 23.1 | 25 | 26.9 | 28.2 | 26.7 | 27 | 18.8 | 28.3 | 28.4 | 27.8 | 25.9 | 27.1 | 27.5 | 29.7 | 22.6 | 27.9 | 28.8 | 24.4 | 22.8 | 32.2 | 32.8 | 28.8 | 27.7 | 25.3 | 31.2 | 25.3 | 27.7 | 31.9 | 31.2 | 27.8 | 32.5 | 22.9 | 26 | 30.5 | 23.1 | 11.2 | 29 | 30.8 | 30.1 | 21.7 | 26 | 30.2 | 27.9 | 0
7936 | 31.6 | 19.2 | 29.9 | 29.7 | 25.3 | 28.7 | 26.4 | 25.4 | 28.5 | 29.2 | 25.8 | 27.3 | 26.7 | 27.9 | 25 | 23 | 21.4 | 23.5 | 24.9 | 26.6 | 25.8 | 26.8 | 17.1 | 28.2 | 27.8 | 28.1 | 24.7 | 25.4 | 26.2 | 29.3 | 20.9 | 27 | 28.7 | 24.3 | 22.6 | 31 | 31.4 | 28.8 | 27.5 | 24.9 | 31.2 | 23.7 | 26.9 | 31.9 | 30.8 | 26.4 | 31.6 | 21.9 | 24.5 | 30.5 | 20.9 | 11.1 | 28.3 | 30.4 | 30.3 | 20.4 | 26 | 30 | 28.2 | 0
7937 | 31.2 | 19.2 | 29.5 | 28 | 23.7 | 28.2 | 24.3 | 24.4 | 26.3 | 28.1 | 25 | 25.6 | 25.2 | 27.4 | 24.7 | 20.7 | 19.2 | 21 | 22.8 | 24.4 | 24.5 | 25.8 | 15.4 | 27.4 | 26 | 27.2 | 24.6 | 23.6 | 25 | 28.6 | 19 | 26 | 28 | 23.8 | 21 | 29.9 | 30 | 28 | 26.9 | 22.4 | 30.4 | 21.8 | 25.6 | 30.9 | 29.2 | 24.5 | 29.6 | 20 | 22.6 | 30 | 18 | 10 | 27.7 | 29.8 | 30.1 | 18.6 | 23.5 | 29.8 | 28 | 0
7938 | 28.9 | 18.6 | 27.6 | 26.7 | 21.4 | 26.5 | 22.5 | 23.3 | 24.2 | 25.6 | 23 | 23.7 | 21.6 | 26.9 | 24.6 | 17.7 | 17.8 | 19 | 21.6 | 22 | 22.2 | 23.5 | 13.9 | 25.8 | 22.3 | 25.6 | 21.9 | 21.4 | 23.1 | 27.2 | 18.1 | 23.6 | 26.2 | 23.5 | 18.6 | 28.2 | 28.5 | 24 | 25.8 | 19 | 28.9 | 19.1 | 22.1 | 28.6 | 27.8 | 22.8 | 26.5 | 17.9 | 20.6 | 28.9 | 14.4 | 8.8 | 26.9 | 28.4 | 27.8 | 17.5 | 21.5 | 28.5 | 26.5 | 0
7939 | 25.9 | 16.5 | 25.5 | 25.2 | 19.9 | 23.7 | 20.6 | 22.3 | 22.5 | 23.6 | 21.2 | 22.4 | 18.5 | 26.4 | 24.6 | 16.3 | 16.6 | 18 | 20.9 | 19.6 | 20 | 21.8 | 12.5 | 23.8 | 20.3 | 23.6 | 19.2 | 19.5 | 21.6 | 25.9 | 17.5 | 22.3 | 24.2 | 22.3 | 16.6 | 27.9 | 27.4 | 21.5 | 25.6 | 16.8 | 27.8 | 16.9 | 18.7 | 25.9 | 27.1 | 21.1 | 23.3 | 15.1 | 18.7 | 27.2 | 11.3 | 6.9 | 26.5 | 27.9 | 26.4 | 16.4 | 19 | 26.6 | 24.8 | 0
7940 | 23.4 | 13.5 | 24.4 | 24.4 | 18.7 | 23.6 | 20 | 21.3 | 21.7 | 22.6 | 19.1 | 21.2 | 15 | 26.4 | 24.5 | 15.7 | 16.2 | 16.5 | 20.8 | 17.6 | 18.5 | 20.4 | 11.2 | 21.8 | 19.1 | 22.6 | 17.6 | 17.6 | 19.8 | 24.4 | 17.8 | 21.4 | 23.3 | 20.8 | 15.4 | 27.3 | 26.4 | 19.5 | 25.1 | 15.8 | 26.8 | 15 | 15 | 24.1 | 26.5 | 19.8 | 20.6 | 12.8 | 17.2 | 26 | 8.6 | 5.4 | 26.2 | 27.4 | 26 | 15.8 | 18 | 25.5 | 22.8 | 0
7941 | 22.8 | 14.3 | 23.3 | 23.5 | 17.8 | 20.9 | 19.2 | 20.3 | 21 | 21.6 | 18.2 | 20.6 | 13.7 | 25.9 | 23.4 | 15 | 15.7 | 14 | 20.4 | 16 | 17.3 | 19.2 | 10 | 20.4 | 17.4 | 21.1 | 17.4 | 16.4 | 18.8 | 23.5 | 17.7 | 20.9 | 22.2 | 18.6 | 14.6 | 26.7 | 26 | 18.5 | 24.3 | 14.7 | 25.9 | 14.4 | 13.4 | 22.9 | 25.8 | 18.6 | 19.1 | 11 | 16.2 | 25 | 7.3 | 4 | 26.2 | 27.4 | 25.9 | 15 | 17.3 | 24 | 21.9 | 0
7942 | 23 | 13.6 | 23.1 | 23.4 | 17.6 | 19.6 | 18.5 | 19.2 | 20.3 | 21.5 | 17.5 | 19.9 | 12.4 | 25.4 | 23.3 | 14.2 | 15.6 | 15.2 | 20.1 | 15.1 | 16.3 | 17.6 | 9.5 | 20 | 16 | 19.7 | 16.6 | 15.4 | 17.6 | 22.6 | 17.7 | 20.3 | 21.2 | 17 | 14 | 25.5 | 25.5 | 18.5 | 23.9 | 14.4 | 25.5 | 14.1 | 12.2 | 21.8 | 25.1 | 17.8 | 18.5 | 10.8 | 15.5 | 25.5 | 6.5 | 3.8 | 25.9 | 27.2 | 25.7 | 14.8 | 16.5 | 23.4 | 21.6 | 0
7943 | 22.9 | 13.3 | 22.4 | 23 | 17.3 | 19 | 18.3 | 18.1 | 19.7 | 20.5 | 17.6 | 19.4 | 12.6 | 24.9 | 23.2 | 14.1 | 15 | 14.5 | 19.4 | 14.6 | 15.5 | 16.8 | 9.4 | 20.2 | 15.2 | 19.2 | 16 | 15 | 17 | 22 | 17 | 20.1 | 20.7 | 15.8 | 13.6 | 24.1 | 25.4 | 18 | 23.5 | 13.8 | 25.3 | 14.4 | 12.6 | 20.6 | 25.1 | 16.8 | 18.6 | 11.6 | 15 | 25 | 6.4 | 3.7 | 25.4 | 27.1 | 25.6 | 14.6 | 15.8 | 22.4 | 22 | 0
7944 | 21.7 | 12.1 | 22 | 23 | 16.7 | 20.5 | 18.5 | 17.3 | 19.3 | 20 | 17.1 | 18.4 | 11.5 | 24.5 | 22.1 | 13.4 | 14.7 | 14 | 19 | 14.3 | 14.6 | 16.2 | 10.1 | 20.5 | 14.2 | 19 | 16.4 | 14.5 | 15.9 | 20.9 | 16.2 | 19.9 | 19.3 | 16 | 12.9 | 23.5 | 25 | 17.5 | 22.3 | 13.2 | 24.6 | 14 | 12.1 | 20.1 | 24.2 | 16 | 18.5 | 13.7 | 14.5 | 24.6 | 5.9 | 4 | 24.3 | 26.7 | 25.4 | 15.1 | 14.8 | 21.6 | 22 | 0
7945 | 21.8 | 12 | 22.6 | 22.2 | 15.5 | 19.6 | 17.9 | 16.8 | 18.6 | 18.7 | 17 | 17.7 | 11.1 | 24.4 | 21.8 | 12.9 | 13.8 | 14 | 18.3 | 13.8 | 14.4 | 15.5 | 11.1 | 20.4 | 13.4 | 18 | 16.2 | 14.3 | 15.2 | 19.7 | 14.9 | 19.9 | 18.6 | 16.4 | 12.3 | 22.5 | 24.8 | 17 | 22.1 | 12.7 | 24 | 13.7 | 11.8 | 19.6 | 22.8 | 14.8 | 18.1 | 15.4 | 13.9 | 24.8 | 5.2 | 3.2 | 23.1 | 26.5 | 25 | 15.1 | 14 | 21.2 | 22 | 0
7946 | 21.4 | 12.1 | 22.5 | 21.4 | 15.1 | 20.3 | 17.5 | 16.3 | 18.2 | 18.6 | 16.1 | 16.6 | 9.6 | 24.2 | 21.7 | 12.9 | 13.2 | 13.5 | 18 | 13.2 | 14 | 15.3 | 12 | 19.5 | 12.9 | 17 | 15.8 | 13.8 | 14.2 | 18 | 13.8 | 19.4 | 17.8 | 17.2 | 11.7 | 22 | 24.4 | 16.6 | 21.8 | 12.7 | 23.7 | 12.6 | 10.4 | 18.9 | 22.2 | 13.8 | 17 | 16.6 | 13.2 | 24.4 | 4 | 2 | 21.6 | 26.3 | 24.6 | 15.2 | 13.7 | 20.8 | 21.2 | 0
7947 | 19.1 | 11.8 | 22.4 | 19.9 | 14.6 | 19.4 | 16.9 | 15.4 | 17.7 | 18.9 | 15.7 | 16 | 9.4 | 24.1 | 21.7 | 12.6 | 12.2 | 13.4 | 17.4 | 12.4 | 13.7 | 14.8 | 12.3 | 18.1 | 12.6 | 16.5 | 15.4 | 13.5 | 13.8 | 16.7 | 12.6 | 19.4 | 17.3 | 17.1 | 11.3 | 21.9 | 24.2 | 16.5 | 21.7 | 12.6 | 23.2 | 12 | 9.8 | 19.1 | 21.6 | 12.8 | 16 | 16.3 | 12.6 | 24.1 | 3 | 0 | 20.5 | 26 | 24.6 | 14.4 | 13.4 | 20.5 | 20.7 | 0
7948 | 18.6 | 11.9 | 22 | 19.1 | 14.2 | 19 | 16.3 | 14.2 | 17.5 | 18.8 | 14.7 | 15.4 | 8.6 | 24 | 21.7 | 12 | 12.1 | 13.2 | 17.1 | 12.1 | 13.2 | 14.6 | 12.1 | 16.9 | 12 | 15.6 | 15.1 | 13.2 | 13.3 | 15.7 | 12.4 | 18.9 | 17.3 | 16.8 | 11.2 | 21.1 | 23.9 | 16.5 | 21.7 | 12.3 | 22.7 | 11.4 | 9 | 19.3 | 21.2 | 12.7 | 15.4 | 15.6 | 12.3 | 23.9 | 2.1 | 0.9 | 19.6 | 25.9 | 24.6 | 14 | 13.3 | 20.8 | 20.3 | 0
7949 | 17.9 | 12.3 | 21.8 | 19 | 13.7 | 19 | 16.1 | 13 | 17.3 | 18.6 | 13.8 | 15.6 | 9 | 24 | 21.7 | 12 | 12.6 | 13 | 19 | 11.4 | 12.6 | 14.3 | 7 | 18.8 | 11.8 | 15.2 | 14.3 | 14 | 13.4 | 13 | 11 | 18.6 | 16.7 | 13.8 | 11.1 | 20.5 | 21.8 | 16.5 | 21.7 | 11.8 | 22.4 | 11.4 | 9 | 19.2 | 21.3 | 14.2 | 15.6 | 14 | 12.6 | 23.6 | 4.4 | 1.6 | 21.2 | 25.4 | 24.5 | 12.6 | 13.2 | 21.2 | 20.6 | 0
7950 | 17.6 | 12.6 | 21.2 | 20.4 | 13.2 | 19 | 15.7 | 13.1 | 17 | 18.3 | 13.3 | 16 | 8.9 | 24.4 | 21.6 | 11.3 | 14.1 | 13 | 19.1 | 13.9 | 11.9 | 14.3 | 8.6 | 19 | 11.4 | 14.6 | 13.9 | 13.9 | 14.6 | 12.6 | 11.6 | 18 | 16.1 | 14.2 | 10.6 | 20.2 | 22 | 16 | 21.5 | 11.3 | 22 | 12.3 | 9.2 | 18.9 | 21.6 | 16 | 16.8 | 14.8 | 13.6 | 23.5 | 5.1 | 4.9 | 20 | 25.1 | 24.1 | 14.1 | 13.2 | 21 | 21.8 | 0
7951 | 17.2 | 13 | 21.1 | 21.9 | 13.2 | 19 | 15.3 | 14.3 | 16.7 | 17.5 | 14.1 | 17.1 | 10.3 | 24.6 | 21.6 | 11 | 15.7 | 12.9 | 19 | 16.5 | 11.8 | 14.2 | 10.4 | 19.8 | 11.2 | 14.2 | 13.8 | 15.2 | 16.3 | 14.1 | 12.8 | 18.1 | 15.8 | 14.9 | 10.3 | 20.1 | 22.9 | 14 | 21.3 | 11.1 | 21.9 | 14 | 11.7 | 18.9 | 20.8 | 18.2 | 18.7 | 16.1 | 15.4 | 23.2 | 7.2 | 8.4 | 19.4 | 24.9 | 24 | 15.8 | 13.5 | 21 | 23.4 | 0
7952 | 18.5 | 13 | 20.9 | 24.3 | 14.2 | 20.5 | 17.5 | 16.4 | 19.8 | 18.1 | 15.4 | 19.4 | 12.4 | 25.8 | 21.5 | 11 | 18.4 | 12.9 | 19.2 | 20 | 11.7 | 17.3 | 12.8 | 21.4 | 13 | 14.1 | 13.9 | 17.8 | 19 | 16.6 | 15.4 | 20.4 | 18.4 | 15.8 | 10.6 | 22.9 | 24.4 | 15.5 | 22.1 | 10.8 | 21.9 | 16.6 | 14.2 | 18.5 | 20.9 | 20.8 | 21.2 | 18.4 | 17.8 | 23.4 | 10 | 12 | 20 | 25.8 | 25 | 18.4 | 15 | 21 | 25.2 | 0
7953 | 22.3 | 13.8 | 21.3 | 26.2 | 17.4 | 23.1 | 20.7 | 19 | 23.2 | 20.2 | 18.1 | 22.1 | 16 | 26.9 | 21.5 | 14.6 | 20.4 | 16 | 19.3 | 21.7 | 13 | 21.9 | 14.8 | 23.7 | 17.8 | 14.5 | 18.2 | 21.1 | 21.3 | 20.3 | 17.7 | 23.6 | 21.7 | 17 | 16.9 | 25.6 | 26.4 | 19.8 | 24.1 | 15.4 | 24.1 | 19.2 | 18.6 | 20.9 | 26.3 | 22.7 | 23.9 | 20 | 20.4 | 24.9 | 14.2 | 13.4 | 21.9 | 27.6 | 27.2 | 20.2 | 18.2 | 21.5 | 26.5 | 0
7954 | 25 | 14.9 | 22.8 | 28.3 | 19.7 | 25 | 23 | 21.6 | 25.8 | 24.6 | 20.8 | 25.4 | 19.4 | 28.4 | 21.8 | 18.3 | 22.7 | 20 | 19.7 | 23.4 | 15.6 | 23.9 | 16.9 | 26.4 | 23 | 16.5 | 21.5 | 24.2 | 23.9 | 23.6 | 20.6 | 25.4 | 23.8 | 18.3 | 20.4 | 28.6 | 28.7 | 22.5 | 25.3 | 18.2 | 26.7 | 21.8 | 21.8 | 22.2 | 27.3 | 24.6 | 26.6 | 21.6 | 22.9 | 26.3 | 18.4 | 13.6 | 24.5 | 29.7 | 28.2 | 22.3 | 19.3 | 23.7 | 27.4 | 0
7955 | 27.6 | 17.9 | 25.1 | 29.6 | 22.7 | 26.8 | 25.2 | 23.7 | 27.6 | 26.9 | 23.8 | 28.2 | 23 | 29.5 | 22.3 | 20.6 | 24 | 22.5 | 20 | 23.8 | 20 | 25.1 | 18.4 | 29 | 25.3 | 19.4 | 25 | 26.6 | 25.6 | 26.4 | 22.4 | 26.9 | 26.1 | 19.8 | 23 | 30.6 | 30.8 | 24.6 | 26.6 | 20.5 | 30 | 23.6 | 25.2 | 24.5 | 28.9 | 25.8 | 29 | 22.2 | 25 | 26.9 | 22.4 | 12.2 | 27 | 30 | 29.4 | 23.4 | 20.8 | 26.1 | 27.8 | 0
7956 | 29.9 | 17.3 | 27.4 | 31.1 | 25 | 27 | 25.5 | 25.2 | 29 | 28.3 | 25.6 | 30.6 | 25.2 | 29.9 | 23.8 | 22.5 | 25.4 | 24.9 | 20.6 | 25.2 | 23.6 | 26.3 | 19.9 | 30.9 | 26.6 | 21.1 | 25.4 | 27.8 | 27.2 | 27.6 | 24.2 | 27.6 | 27.1 | 21.3 | 22.9 | 32.4 | 32.3 | 27 | 26.8 | 22.2 | 30.9 | 24.9 | 26.3 | 26.5 | 30 | 27.2 | 30.9 | 23 | 26.7 | 28.4 | 24.8 | 11.3 | 28.7 | 30.4 | 29.9 | 24.7 | 22.2 | 28.7 | 28.1 | 0
7957 | 29.8 | 18.2 | 28.3 | 31.5 | 25.2 | 28.4 | 27 | 26 | 29.5 | 28.7 | 27.1 | 31.5 | 27 | 29.9 | 23.6 | 24.2 | 25.4 | 25.6 | 20.8 | 25.7 | 25.2 | 26.9 | 20.4 | 32 | 27.8 | 22.2 | 26.1 | 28.1 | 27.7 | 28.2 | 24.4 | 27.9 | 28.1 | 22.8 | 23.1 | 33.1 | 32.9 | 28.4 | 27.2 | 23.5 | 31.3 | 25.1 | 27.6 | 29.3 | 30.1 | 28 | 31.9 | 22.9 | 27.6 | 29.3 | 26 | 10.5 | 29.4 | 30.6 | 30.5 | 24.7 | 23.8 | 29.3 | 28 | 0
7958 | 30.2 | 20.4 | 28.8 | 31.8 | 25.2 | 28.9 | 26.2 | 26.2 | 29.5 | 30.5 | 27.4 | 31.2 | 27.4 | 29.9 | 24.3 | 23.7 | 25 | 26.3 | 20.8 | 26.8 | 26.7 | 27.6 | 20.4 | 32 | 27.4 | 22.6 | 26.6 | 27.6 | 27.8 | 28 | 24.2 | 27.9 | 28.7 | 23.8 | 23.8 | 32.2 | 32.6 | 29.1 | 27.3 | 24.1 | 31.8 | 24.6 | 27.6 | 30 | 30 | 28.4 | 32 | 23 | 27.8 | 29.8 | 25.2 | 10.8 | 29.2 | 30.4 | 30.6 | 24.4 | 24.2 | 29.7 | 27.8 | 0
7959 | 30.8 | 19.8 | 28.8 | 30.9 | 25.4 | 29.5 | 26.3 | 26 | 28.7 | 30.2 | 27.6 | 29.3 | 27.6 | 29.9 | 25 | 23.8 | 23.1 | 26.3 | 20.2 | 26 | 26.7 | 27.3 | 19.1 | 31.1 | 27.9 | 23 | 26.8 | 26.8 | 26.6 | 28.3 | 22.4 | 27.6 | 29.3 | 24.4 | 23.9 | 31.4 | 31.6 | 29.2 | 27.3 | 24.2 | 30.7 | 23.1 | 28.5 | 29.7 | 29.6 | 27.5 | 31 | 22 | 27 | 28.9 | 23.5 | 10.6 | 28.7 | 30.1 | 30.7 | 22.6 | 24.2 | 29.7 | 27.1 | 0
7960 | 30.9 | 19.6 | 28.6 | 30.2 | 25.7 | 29.3 | 25.4 | 25.5 | 27.5 | 29.7 | 26.7 | 27.2 | 26.4 | 29.3 | 25 | 22.5 | 21.4 | 24.4 | 19.5 | 25 | 25.9 | 26.9 | 17.5 | 29.5 | 28.1 | 23 | 26.3 | 25.7 | 25.3 | 28.1 | 20.9 | 26.9 | 29.1 | 24.1 | 23.4 | 30.5 | 30.1 | 28.5 | 27.3 | 24.1 | 30.4 | 21.4 | 27.7 | 29.5 | 28.2 | 26 | 29.3 | 21 | 25.4 | 27.9 | 20.5 | 10.6 | 28.4 | 29.6 | 30.6 | 20.9 | 24.2 | 28.2 | 26.4 | 0
7961 | 30.7 | 17.3 | 28.1 | 28.9 | 23.3 | 28.5 | 24.3 | 24.7 | 24.6 | 29.2 | 25.6 | 24.8 | 24.6 | 28.4 | 24.9 | 20.7 | 19.2 | 22 | 18.6 | 22.2 | 24.8 | 26 | 15.4 | 27.6 | 27.3 | 22.4 | 25.1 | 24.2 | 23.4 | 28 | 19 | 26.1 | 28.8 | 23.2 | 22.3 | 29.6 | 28.6 | 27 | 26.9 | 22.6 | 29 | 19.4 | 26.5 | 29.5 | 27 | 23.6 | 27 | 19 | 23.2 | 27.9 | 17.4 | 9.4 | 28.4 | 29.3 | 29.5 | 18.6 | 23.2 | 28.1 | 25.4 | 0
7962 | 28.2 | 17 | 27.4 | 28.2 | 21.2 | 26.1 | 22.5 | 23.6 | 22.1 | 26.9 | 23.3 | 23.3 | 21.3 | 27.4 | 24.6 | 18.3 | 18.1 | 20 | 18 | 19.8 | 22.3 | 24.1 | 13.9 | 25.5 | 23.7 | 21.6 | 22.9 | 22.2 | 22.1 | 26.8 | 18.4 | 23.7 | 26.2 | 21.8 | 19 | 27.4 | 27.3 | 23.2 | 26.3 | 18.6 | 27.6 | 18 | 22.7 | 27.5 | 26.2 | 21.5 | 24.7 | 17.2 | 20.9 | 27.4 | 13.9 | 8.2 | 28.6 | 28.2 | 28.3 | 17.4 | 21.8 | 28.2 | 24.8 | 0
7963 | 24 | 15.3 | 26.6 | 27 | 20 | 24.4 | 21.3 | 22.3 | 20.1 | 24.5 | 21.3 | 21.9 | 18.2 | 26.9 | 24.5 | 16.5 | 16.9 | 18.5 | 17.3 | 16.6 | 20.2 | 22.4 | 12.5 | 23.6 | 20.7 | 20.4 | 21.9 | 19.8 | 20.6 | 25.4 | 17.6 | 22.4 | 24.5 | 20.5 | 17 | 26.8 | 26.2 | 20.8 | 25.9 | 16.3 | 27.3 | 16.7 | 19.4 | 25.4 | 26.3 | 19.5 | 22.6 | 14.9 | 18.8 | 26.9 | 11.2 | 6.2 | 28.4 | 28.1 | 27.4 | 16.1 | 19.8 | 27.9 | 24.2 | 0
7964 | 21.7 | 14.6 | 25.3 | 26 | 19.2 | 23.9 | 21 | 20.9 | 19.1 | 23.2 | 19.2 | 21.2 | 15 | 26 | 23.9 | 15.5 | 16.4 | 17.5 | 17 | 14.6 | 18.8 | 21.3 | 11.8 | 22 | 19.7 | 19.9 | 21 | 17.4 | 19.6 | 23.4 | 17.6 | 21.5 | 23.2 | 19.4 | 15.6 | 26.2 | 25.4 | 19.8 | 25.7 | 14.8 | 26.7 | 16 | 15.6 | 23.5 | 25.9 | 18.4 | 21.2 | 13.2 | 17.4 | 26 | 9 | 5 | 27.6 | 28 | 26.7 | 15.8 | 18.8 | 27.7 | 24 | 0
7965 | 20.4 | 14.1 | 24.4 | 24.3 | 17.8 | 22 | 20.8 | 19.7 | 18.3 | 22.7 | 18.2 | 20.2 | 13.3 | 25.4 | 22.4 | 14.8 | 15.2 | 16.5 | 16.5 | 12.4 | 17.6 | 20.9 | 10.9 | 20.9 | 18.3 | 18.9 | 20.4 | 15.6 | 18.2 | 22.1 | 16.8 | 21 | 22.3 | 18.8 | 14.8 | 25.4 | 24.8 | 18.8 | 25.3 | 14.1 | 26.1 | 15.3 | 14.4 | 23 | 25.4 | 17.5 | 20.3 | 11.6 | 16.6 | 25.8 | 8 | 3.8 | 26.1 | 27.2 | 26.4 | 15 | 17.4 | 26.7 | 23.8 | 0
7966 | 19.2 | 13.4 | 24.3 | 23 | 16.8 | 21.7 | 20.7 | 18.8 | 18.6 | 22.2 | 17.5 | 19.6 | 12 | 24.9 | 22.4 | 14.1 | 14.7 | 16 | 16.5 | 12.1 | 16.8 | 20.4 | 10.4 | 20.1 | 18.1 | 18 | 19.6 | 14.8 | 17.4 | 20.8 | 16.7 | 20.4 | 20.9 | 18.4 | 13.9 | 23.6 | 24.4 | 18 | 24.8 | 13.2 | 25.3 | 15 | 13.4 | 22.2 | 25.2 | 17.4 | 19.8 | 11.5 | 16.3 | 25.3 | 7.2 | 3.9 | 24.4 | 27 | 25.8 | 14.9 | 17.2 | 26 | 23.8 | 0
7967 | 18.3 | 13.1 | 22.9 | 21.4 | 16.2 | 21.2 | 20.4 | 17.9 | 18 | 21.7 | 17.5 | 18.8 | 12 | 24.5 | 22.3 | 13.3 | 13.8 | 15.5 | 16.6 | 11.8 | 16.2 | 19.5 | 9.6 | 19.8 | 15.6 | 17.1 | 19.5 | 15 | 16.5 | 20.4 | 16 | 19.9 | 20.6 | 18 | 13.5 | 22.6 | 24 | 18.3 | 24.6 | 12.6 | 24.7 | 14.6 | 14 | 21.4 | 25 | 17 | 19.4 | 12 | 16.2 | 24.2 | 7 | 3.9 | 23 | 25.8 | 25.5 | 14.4 | 17 | 25.3 | 23.6 | 0
7968 | 19 | 12.4 | 21.7 | 20.8 | 15.6 | 20.9 | 19.8 | 17 | 17.2 | 20.3 | 17 | 18.6 | 11.6 | 24 | 20.9 | 12.7 | 13.9 | 15 | 17.2 | 12.9 | 15.6 | 17.9 | 9.1 | 19.6 | 14.8 | 16.4 | 18.7 | 15.8 | 16.3 | 19.6 | 16.1 | 19.9 | 19.9 | 17.2 | 12.4 | 23.3 | 23.7 | 18.5 | 24.1 | 12.1 | 24.4 | 14.5 | 13.1 | 21.1 | 24.9 | 16.9 | 18.9 | 13.7 | 16 | 23.4 | 6.3 | 4.4 | 22.3 | 25.8 | 25.1 | 14.6 | 16.6 | 24.7 | 23.4 | 0
7969 | 18.2 | 11.8 | 20.7 | 19.9 | 15.2 | 21.2 | 19.7 | 16.3 | 16.6 | 21.2 | 16.7 | 18.1 | 11.5 | 24 | 20.9 | 12 | 13.5 | 14.8 | 17.8 | 12.9 | 14.8 | 17.4 | 8.2 | 19.6 | 14.2 | 16.3 | 17.7 | 16.6 | 15.6 | 18.9 | 15.5 | 19.9 | 19.2 | 16.2 | 12 | 23 | 23.4 | 17.6 | 23.9 | 11.6 | 24.3 | 14 | 12.6 | 21 | 23.8 | 16 | 18 | 14.9 | 15.4 | 22.5 | 5.7 | 3.7 | 22.4 | 25.3 | 24.6 | 14.2 | 16.4 | 24.6 | 22.6 | 0
7970 | 17.3 | 11.3 | 19.7 | 19.7 | 14.5 | 20.3 | 19.4 | 15.6 | 16 | 20.5 | 15.8 | 17.8 | 10.6 | 23.9 | 20.8 | 12.2 | 13.6 | 14.6 | 18.6 | 13 | 14.4 | 16.9 | 7.6 | 19.4 | 13.8 | 15.9 | 16.7 | 16.8 | 15.2 | 17.4 | 15 | 18.6 | 18.4 | 15 | 11.6 | 22.9 | 23 | 17 | 23.8 | 11.2 | 23.7 | 13.4 | 10.6 | 19.4 | 22.7 | 15.2 | 17 | 15.8 | 14.4 | 21.9 | 4.8 | 2.8 | 22.8 | 25.4 | 24.1 | 14 | 15.4 | 23.3 | 21.8 | 0
7971 | 17.1 | 13.1 | 18.5 | 19 | 13.7 | 20 | 19.1 | 14.8 | 15.6 | 19.4 | 15.2 | 16.9 | 10.1 | 23.8 | 20.7 | 11.3 | 12.8 | 14.5 | 18.9 | 11.6 | 14.2 | 16.7 | 6.7 | 19.2 | 13.3 | 15 | 16.3 | 16.2 | 14.1 | 15.9 | 13.3 | 18.4 | 17.8 | 14.2 | 11.1 | 22.7 | 22.5 | 16.5 | 23.8 | 10.9 | 23.4 | 12.3 | 9.9 | 18.9 | 21.7 | 14 | 16 | 15.2 | 13.3 | 22.1 | 4.4 | 1.1 | 22.9 | 25.1 | 23.7 | 13 | 15.3 | 23.1 | 20.8 | 0
7972 | 16.2 | 11 | 18.4 | 18.9 | 13.3 | 19.1 | 18.7 | 14.1 | 15.6 | 19.2 | 14.2 | 16.3 | 9.2 | 23.4 | 20.5 | 10.9 | 12.7 | 14.5 | 19.1 | 11.3 | 13.7 | 16.4 | 6.7 | 18.9 | 12.8 | 14.4 | 16.1 | 15 | 13.6 | 14 | 12.2 | 18.4 | 17.4 | 13.7 | 11.1 | 22.1 | 22.1 | 16.6 | 23.6 | 10.4 | 23.2 | 11.7 | 8.5 | 18.5 | 20.7 | 13.8 | 15.4 | 14.7 | 12.6 | 21.5 | 4 | 0.7 | 22.4 | 25.1 | 23.7 | 12.7 | 14.8 | 23.1 | 20.4 | 0
7973 | 16.7 | 11.1 | 18.4 | 19.4 | 13.2 | 18.5 | 18.2 | 13.4 | 15.6 | 18.6 | 12.5 | 16 | 7.8 | 23.4 | 20.5 | 11 | 12 | 14.5 | 16.6 | 9.4 | 13 | 15.8 | 6.8 | 15.8 | 12.3 | 13.3 | 16 | 11.4 | 14 | 13.4 | 11.8 | 18.4 | 17.1 | 12.6 | 11 | 21.6 | 20 | 16.2 | 23.4 | 10.6 | 23.1 | 10.4 | 10.1 | 18.2 | 20.7 | 13.6 | 20 | 15.2 | 14 | 21.7 | 4.8 | 1 | 19.8 | 25.1 | 23.6 | 12 | 14.8 | 23 | 22 | 0
7974 | 17.2 | 11.5 | 17.9 | 20.8 | 13 | 19 | 17.7 | 14 | 15.5 | 18.5 | 12.5 | 16.5 | 8.3 | 23.1 | 20.4 | 11.1 | 13.9 | 14.5 | 16.8 | 10.8 | 12.8 | 15.4 | 9 | 16.2 | 11.8 | 13 | 15.3 | 12.2 | 14.4 | 15.1 | 13.6 | 17.9 | 16.9 | 12.7 | 10.7 | 21.4 | 20.1 | 15 | 22.9 | 10.6 | 22.9 | 11.1 | 10.9 | 17.5 | 20.4 | 15.6 | 20.6 | 15 | 15.3 | 21.6 | 5 | 3.7 | 18.7 | 25.1 | 23.6 | 13.6 | 14.6 | 22.9 | 22.9 | 0
7975 | 17.2 | 11.8 | 18.1 | 22.5 | 12.2 | 19.7 | 17.7 | 15.6 | 15.5 | 18.3 | 13.9 | 17.7 | 10.4 | 23 | 20.6 | 10.2 | 15.9 | 14.5 | 17 | 13.4 | 12.3 | 15.3 | 10.6 | 17.5 | 11.8 | 12.6 | 14.6 | 14 | 15.8 | 17.2 | 15.4 | 17.9 | 16.9 | 13.8 | 10.6 | 20.9 | 21.1 | 14 | 22.8 | 10.6 | 22.4 | 12.6 | 13.3 | 16.5 | 21.2 | 18.3 | 21.9 | 15.8 | 17 | 21.4 | 7.2 | 6.8 | 18.6 | 25.1 | 23.2 | 15.2 | 14.2 | 22.5 | 24.1 | 0
7976 | 17.8 | 12.1 | 18.6 | 24.9 | 14 | 20.8 | 18.7 | 17.7 | 17 | 17.8 | 15.3 | 19.8 | 13.4 | 24.7 | 20.9 | 11.7 | 18.6 | 15 | 17.2 | 16.6 | 12.4 | 17.4 | 13.2 | 19.8 | 12.1 | 12.5 | 15.1 | 17 | 17.8 | 19.7 | 18 | 20.3 | 18.4 | 15.6 | 11 | 23.4 | 22.8 | 16.5 | 23.3 | 10.6 | 22.1 | 15.4 | 16 | 16.5 | 22 | 21.4 | 23.4 | 17.6 | 19.4 | 22.3 | 9.8 | 10 | 19 | 25.5 | 24.8 | 17.6 | 15.2 | 21.9 | 25.4 | 0
7977 | 21.3 | 10.7 | 24.1 | 26.9 | 17.4 | 24 | 20.8 | 19.8 | 21.1 | 20.1 | 18.3 | 22.2 | 17.7 | 26.8 | 22.3 | 15.8 | 20.5 | 17 | 17.3 | 19.9 | 13.7 | 23 | 14.3 | 22.5 | 20.7 | 14.5 | 17.2 | 19.9 | 20.7 | 21.9 | 19.6 | 24 | 21 | 18.4 | 13.2 | 26 | 25 | 23.5 | 24.2 | 14.6 | 23.2 | 18.2 | 19.7 | 19.1 | 24.6 | 23.7 | 25.4 | 19.7 | 21.4 | 24.8 | 14.7 | 11.5 | 20.9 | 26.4 | 26.4 | 19.4 | 17.2 | 22.5 | 26.5 | 0
7978 | 23.8 | 13.3 | 26.2 | 29 | 20 | 25.9 | 22.1 | 21.6 | 24.6 | 22.6 | 21 | 24.9 | 21.9 | 27.8 | 23.8 | 19.5 | 22.6 | 21.3 | 17.5 | 22.7 | 15.5 | 24.8 | 16.3 | 25.4 | 24.1 | 16.5 | 19.5 | 22.7 | 23.3 | 24.1 | 21.3 | 25.7 | 24 | 21 | 18.1 | 28.5 | 27.4 | 24.8 | 26.1 | 19 | 26 | 21.3 | 22.5 | 21.5 | 27.2 | 25.4 | 27 | 21.5 | 23.5 | 26.8 | 19 | 12.2 | 22.9 | 28 | 27.3 | 21.6 | 20 | 24.7 | 27.3 | 0
7979 | 26.1 | 15.3 | 27.6 | 30.4 | 23 | 25.9 | 22.9 | 22.6 | 26.6 | 25.7 | 24.4 | 27.2 | 25.8 | 28.8 | 25.2 | 20.7 | 23.8 | 24.8 | 17.6 | 24.8 | 19.2 | 25.7 | 17.4 | 27.8 | 26.3 | 18.5 | 22.9 | 24.4 | 25.6 | 26 | 22.2 | 27.2 | 25 | 23.4 | 21.3 | 30.6 | 29.4 | 26.5 | 27.1 | 21.6 | 29.2 | 23.6 | 25.2 | 25.5 | 29.5 | 26.2 | 28.6 | 22.6 | 25 | 28.7 | 23.6 | 11.4 | 25.4 | 28.9 | 28.2 | 23.2 | 22.7 | 27 | 27.8 | 0
7980 | 29.4 | 17.5 | 28.3 | 31.7 | 24.8 | 26.9 | 23.4 | 23.1 | 28.1 | 29.1 | 26.4 | 29 | 28.1 | 29.3 | 26.3 | 22.3 | 25.1 | 26.9 | 17.7 | 26 | 23.8 | 27.3 | 19.8 | 29.7 | 28.4 | 20.1 | 24.9 | 25.7 | 26.7 | 27.9 | 23.4 | 27.8 | 25.7 | 24.6 | 23.3 | 32.7 | 30.8 | 28 | 28.2 | 23.1 | 31.5 | 25.6 | 26.5 | 27.5 | 30.8 | 26.8 | 29.6 | 23.2 | 26.5 | 29.9 | 25.7 | 10.9 | 26.8 | 29 | 29 | 25 | 24.6 | 29.3 | 28 | 0
7981 | 30.9 | 19 | 29.1 | 32.2 | 24.5 | 27.9 | 23.4 | 23.3 | 28.5 | 29 | 28.4 | 29.7 | 29.5 | 29.7 | 27 | 24.3 | 25.3 | 27.3 | 17.7 | 26.6 | 26.2 | 28 | 20.4 | 30.7 | 28.2 | 21.2 | 24.4 | 26 | 27.1 | 29.1 | 23.5 | 28 | 26.9 | 25.2 | 24.3 | 33.5 | 31.5 | 28.5 | 28.2 | 24.1 | 32.2 | 26.2 | 27.9 | 28.7 | 31.8 | 27.1 | 30.6 | 23.2 | 27.1 | 30.4 | 27.2 | 10.1 | 28 | 29.8 | 29.8 | 25.3 | 25.5 | 30.5 | 27.8 | 0
7982 | 30.9 | 20.1 | 30.8 | 32.4 | 24.4 | 28.7 | 24.5 | 23.6 | 28.4 | 29.4 | 28.8 | 29.4 | 29.2 | 29.8 | 27.4 | 25.6 | 25 | 27.1 | 17.6 | 26.6 | 26.7 | 28.8 | 20.8 | 31 | 28.7 | 22 | 26.5 | 26 | 26.6 | 29.8 | 23.4 | 28 | 27.5 | 25 | 24 | 31.3 | 31.4 | 29.5 | 28.2 | 25.1 | 32.2 | 26 | 28.4 | 30.2 | 31.2 | 27.4 | 31 | 23.2 | 27.4 | 31.5 | 26.4 | 10.2 | 28.2 | 29.4 | 30.2 | 25 | 26.3 | 31.4 | 27.4 | 0
7983 | 31.1 | 20.5 | 30.7 | 31.6 | 24.5 | 28.4 | 23.5 | 23.9 | 28 | 30.1 | 29.3 | 28 | 28.3 | 29.3 | 27.5 | 23 | 23.1 | 26.6 | 17.5 | 26 | 26.5 | 29.1 | 18.5 | 30.4 | 28.9 | 22.4 | 25.9 | 25 | 26 | 29.3 | 21.7 | 27.7 | 27.8 | 25 | 24.1 | 30.9 | 30.7 | 28.7 | 28.2 | 24.7 | 31 | 24.3 | 29.1 | 30.7 | 30.7 | 27.1 | 31.2 | 22.8 | 26.4 | 31.4 | 25.8 | 10 | 28.6 | 28.9 | 30.5 | 22.9 | 26.3 | 32.3 | 26.7 | 0
7984 | 31.2 | 20.3 | 30.8 | 30.5 | 24.4 | 28.9 | 23.1 | 24.1 | 26.6 | 29.6 | 28.2 | 26.3 | 26.3 | 29 | 27.3 | 23 | 21.1 | 25.1 | 17.3 | 24.8 | 26 | 28.8 | 16.6 | 29.1 | 28.7 | 22.4 | 25.6 | 23.8 | 24.8 | 28.2 | 20.1 | 27.6 | 27.3 | 24.5 | 23.8 | 30.6 | 29.5 | 28 | 28 | 24.4 | 30.7 | 22.3 | 28.5 | 30.7 | 30.2 | 26.2 | 30.3 | 22.1 | 25 | 31 | 23.3 | 10.3 | 28.3 | 29.1 | 30.2 | 20.7 | 26 | 32.7 | 25.9 | 0
7985 | 30.8 | 19.7 | 30 | 29 | 22.1 | 27.9 | 23.1 | 23.8 | 24.3 | 27.7 | 27.2 | 24.2 | 24 | 27.8 | 27.2 | 21 | 18.4 | 22.7 | 17.2 | 22.8 | 25 | 27.6 | 13.8 | 27 | 26.8 | 21.9 | 24 | 21.8 | 23.6 | 26.5 | 18 | 26.2 | 26.7 | 24.2 | 21.8 | 29.1 | 28 | 25.8 | 27.7 | 23.1 | 30 | 19.6 | 27 | 29.9 | 29.3 | 24.4 | 28.6 | 20.4 | 22.8 | 29.9 | 20.8 | 10 | 28 | 28.6 | 29.4 | 18.2 | 25.5 | 30.8 | 25 | 0
7986 | 29 | 16.5 | 27.8 | 27.8 | 20 | 26.7 | 22.5 | 22.9 | 23.4 | 26.1 | 25.2 | 22.5 | 20.9 | 27.3 | 25.4 | 18 | 16.7 | 20.7 | 17.2 | 20.1 | 22.4 | 26.5 | 13.3 | 24.6 | 23.6 | 20.7 | 20.1 | 19.9 | 21.8 | 25.1 | 17.1 | 23.7 | 25.7 | 23.2 | 19.3 | 26.7 | 26.5 | 22.5 | 26.4 | 19.1 | 28.5 | 17.6 | 23.7 | 28.4 | 27.4 | 22.3 | 25.8 | 17.9 | 20.9 | 28.5 | 16.5 | 9.9 | 26.8 | 27.7 | 27.6 | 17 | 23 | 29.2 | 24.3 | 0
7987 | 24.9 | 15 | 25.5 | 26.5 | 18.4 | 24.6 | 22.2 | 21.4 | 21.1 | 24.2 | 24.3 | 21 | 18.2 | 26.3 | 25.4 | 16.5 | 15.1 | 19.4 | 17.3 | 17.2 | 20.4 | 25.3 | 12.7 | 22.1 | 21.2 | 19 | 17.6 | 17.7 | 20.1 | 23.8 | 16.4 | 22.2 | 24.2 | 22.2 | 17.3 | 26.1 | 25.3 | 20.7 | 26.1 | 16.8 | 27.7 | 15.6 | 20.1 | 25.1 | 26.6 | 19.8 | 23 | 14.7 | 18.7 | 26.7 | 13.4 | 9 | 25.7 | 27 | 26.6 | 16.2 | 20.6 | 28.6 | 23.7 | 0
7988 | 21.9 | 14.4 | 25.3 | 25.6 | 17.4 | 23.9 | 22 | 19.8 | 20.4 | 23.5 | 23.4 | 20 | 15.6 | 24.9 | 25 | 15.3 | 14.6 | 18.3 | 17.4 | 14.4 | 19.1 | 25 | 13.4 | 20 | 19.3 | 17.8 | 15.9 | 16 | 18.2 | 23.2 | 16.8 | 21.6 | 23.3 | 20.7 | 16.3 | 25.9 | 24.4 | 20 | 25.8 | 15.4 | 26.7 | 14.6 | 16.4 | 23.3 | 26.2 | 18 | 20.4 | 11.8 | 17.4 | 25 | 10 | 8.4 | 24.2 | 26.9 | 26 | 16.4 | 19.6 | 28.2 | 23.4 | 0
7989 | 22.8 | 14.3 | 24.1 | 24.4 | 16.7 | 22.8 | 21.3 | 18.6 | 19.6 | 21.3 | 24 | 19.1 | 14.2 | 24.3 | 22 | 15 | 13.8 | 17.4 | 17.5 | 12.3 | 18 | 24.7 | 12.5 | 18.6 | 18.4 | 17 | 15.9 | 14.6 | 16.9 | 22.5 | 16.7 | 21.2 | 22.3 | 19.6 | 15.4 | 25.4 | 24 | 18.5 | 25.7 | 14.3 | 25.7 | 13.6 | 14.3 | 22.5 | 25.3 | 16.7 | 19.1 | 9.8 | 16.2 | 24.2 | 9 | 7.1 | 23.4 | 26.8 | 25.3 | 16 | 18.7 | 27.7 | 23.2 | 0
7990 | 22.2 | 14.2 | 22.5 | 23.6 | 16.1 | 21.7 | 21 | 17.9 | 18.5 | 21.2 | 23.9 | 18.6 | 13.1 | 23.8 | 22 | 14.3 | 13.7 | 16.9 | 17.4 | 11.2 | 17.1 | 23.7 | 12.1 | 18 | 18.7 | 16.5 | 14.6 | 14.3 | 15.8 | 21.8 | 17 | 20.6 | 21.7 | 18.2 | 14.6 | 23.4 | 23.9 | 18.6 | 25.5 | 13.9 | 25.2 | 13.6 | 13 | 20.4 | 24.3 | 16.4 | 18.6 | 9.6 | 15.8 | 23.3 | 8 | 6.4 | 22.6 | 26.4 | 24.7 | 15.9 | 17.5 | 26.8 | 23.2 | 0
7991 | 19.8 | 14 | 22.2 | 22.6 | 15.6 | 20.6 | 20.7 | 17.2 | 17.8 | 20.9 | 23.6 | 18.2 | 12.8 | 23.4 | 21.9 | 13.9 | 13.2 | 16.4 | 17.2 | 10.8 | 16.4 | 22.7 | 10.2 | 18 | 16.7 | 16 | 14 | 14.4 | 15.4 | 20.6 | 16.4 | 19.7 | 20.6 | 17.2 | 14.3 | 22.2 | 24 | 18.2 | 25 | 13.2 | 24.1 | 13.6 | 13 | 18.9 | 23.4 | 16.4 | 19 | 11 | 15.6 | 23 | 8.3 | 5.3 | 22.4 | 26 | 24.2 | 15 | 17.3 | 26.2 | 23 | 0
7992 | 18.2 | 13.8 | 21 | 22 | 14.8 | 20.9 | 20.5 | 16.4 | 17.3 | 20.7 | 21.3 | 18.1 | 12 | 22.8 | 21.1 | 13.5 | 13.3 | 15.7 | 16.9 | 10.8 | 15.7 | 21.3 | 9.6 | 18.3 | 15.5 | 15 | 13.3 | 15.2 | 14.9 | 19.1 | 16.1 | 18.8 | 18.9 | 15.9 | 13.8 | 22.3 | 23.9 | 18.1 | 24.1 | 12.7 | 23.4 | 14.2 | 12.7 | 18.2 | 22.6 | 16.5 | 19.3 | 13.5 | 15.9 | 22 | 7.1 | 4.7 | 21.9 | 25.6 | 23.3 | 14.5 | 16.8 | 24.7 | 22.7 | 0
7993 | 17.4 | 12.8 | 20.6 | 21.1 | 14.4 | 20.9 | 20.5 | 15.7 | 16.6 | 19.1 | 18.8 | 17.7 | 11.3 | 22.8 | 20.9 | 13 | 12.7 | 15.3 | 16.6 | 10.7 | 15.2 | 20.7 | 8.1 | 18.4 | 14.2 | 14 | 12.9 | 15.3 | 14.8 | 17.1 | 14.8 | 19.2 | 18.3 | 15.1 | 13.7 | 22 | 23.4 | 17.3 | 23.7 | 11.6 | 23.1 | 14.1 | 12.5 | 17.2 | 22.3 | 15.9 | 19.7 | 15.8 | 15.7 | 21 | 6.6 | 3.4 | 21.9 | 25.5 | 22.7 | 13.4 | 16.5 | 24.7 | 22.3 | 0
7994 | 17.8 | 11.6 | 20.8 | 20.4 | 13.6 | 20.9 | 20.4 | 15 | 16.5 | 18.5 | 15.5 | 17.4 | 10 | 22.8 | 20.9 | 13 | 12.4 | 14.9 | 16.4 | 10.2 | 14.8 | 20.6 | 7.8 | 18 | 14.2 | 13.5 | 14.5 | 15 | 14.4 | 15.2 | 13.8 | 19 | 17.9 | 14 | 12.9 | 21.4 | 22.6 | 16.5 | 23.7 | 11.1 | 22.7 | 13.8 | 11.4 | 16.2 | 21.8 | 15 | 19.6 | 17.2 | 15.4 | 21 | 5 | 2.2 | 21.4 | 25.4 | 22.6 | 12.8 | 15.8 | 24.3 | 21.8 | 0
7995 | 17.9 | 10.1 | 20.9 | 19.5 | 13.7 | 20.4 | 20.3 | 14.3 | 16.2 | 18.1 | 13.8 | 16.7 | 9 | 22.8 | 20.9 | 12.8 | 11.6 | 14.7 | 16.3 | 9.5 | 14.2 | 20.1 | 6.5 | 17.2 | 13.6 | 12.7 | 13.7 | 13.6 | 14.2 | 13.5 | 12.2 | 19.2 | 17.4 | 13.4 | 12.5 | 21.2 | 21.6 | 15.4 | 23.4 | 11 | 22.3 | 12.4 | 10.7 | 15.7 | 21.5 | 13.7 | 19.7 | 17.2 | 14.5 | 20 | 4.8 | 0.6 | 21.3 | 25 | 22.5 | 11.8 | 15.5 | 24.1 | 21.5 | 0
7996 | 18.1 | 8.8 | 20.4 | 19.2 | 13.5 | 20.4 | 20.2 | 13.8 | 15.5 | 16.6 | 12.3 | 16.3 | 7.9 | 22.7 | 20.8 | 11.8 | 11.6 | 14.3 | 16.4 | 9.1 | 13.5 | 19.3 | 6.7 | 16.3 | 14 | 12 | 13.2 | 12.3 | 13.9 | 13 | 11.8 | 18.9 | 16.9 | 12.7 | 12.4 | 21 | 20.6 | 14.7 | 23 | 10.1 | 22.1 | 11.3 | 9.8 | 15.7 | 21.3 | 13.2 | 19.5 | 16.3 | 14.1 | 19.4 | 4.1 | 0.3 | 20.4 | 24.8 | 22.2 | 11.8 | 15.2 | 23.4 | 21.5 | 0
7997 | 18.2 | 7.7 | 19 | 19 | 13.1 | 19.8 | 20.2 | 13.3 | 15.1 | 16.3 | 18 | 15.2 | 9.4 | 22.7 | 20.8 | 11 | 11.4 | 14 | 16.8 | 9.6 | 13.3 | 18.8 | 6 | 15 | 14.4 | 12 | 13.2 | 12.4 | 12.9 | 13.6 | 11 | 18.7 | 16.2 | 14.4 | 12.3 | 21 | 20.4 | 14.3 | 22.9 | 9.9 | 22 | 10.8 | 10 | 15.7 | 21.3 | 13.4 | 17.4 | 15.6 | 13.8 | 18.8 | 5.2 | 2.4 | 18.8 | 24.4 | 21.8 | 12.8 | 15.3 | 23.1 | 22.2 | 0
7998 | 18 | 7.4 | 18.2 | 20.2 | 12.9 | 19.9 | 19.6 | 13.6 | 15.1 | 16.2 | 16.8 | 15.9 | 9.8 | 22.7 | 20 | 10.9 | 13.4 | 13.8 | 16.9 | 11 | 13.1 | 18.7 | 7.7 | 15.7 | 14.3 | 11.5 | 13 | 13.5 | 13.5 | 13.6 | 12.2 | 18.3 | 15.4 | 13.8 | 12.3 | 20.9 | 21 | 14 | 22.4 | 9.8 | 21.2 | 11.1 | 8.7 | 15.2 | 22 | 15.2 | 18.2 | 15.6 | 14.7 | 18.2 | 4.8 | 4.4 | 18.8 | 24.2 | 21.4 | 13.9 | 15.4 | 22.7 | 22.3 | 0
7999 | 18 | 7 | 17.1 | 21.9 | 13 | 20.2 | 19.7 | 14.5 | 15.1 | 16.2 | 16.7 | 16.9 | 11.9 | 22.8 | 19.6 | 10.3 | 15.3 | 13.4 | 17.2 | 13.2 | 13 | 18.4 | 9.7 | 17.5 | 14.2 | 11 | 12.1 | 15.2 | 14.8 | 15 | 13.8 | 18.5 | 15.1 | 14.5 | 11.9 | 20.9 | 22.1 | 14 | 22.5 | 10.5 | 20.5 | 12.4 | 10.1 | 14.6 | 22.2 | 17.6 | 19.8 | 16.2 | 16.1 | 18 | 6.3 | 7.1 | 18.9 | 23.8 | 21.4 | 15.3 | 16.3 | 21.7 | 22.6 | 0
8000 | 18.2 | 7.2 | 18.4 | 24.5 | 13.7 | 21.4 | 19.9 | 16 | 18.6 | 16.6 | 16.6 | 18.8 | 14.6 | 23.9 | 20.8 | 10.6 | 17.8 | 13.4 | 17.6 | 16 | 12.7 | 20.3 | 12.4 | 20 | 17.8 | 10.9 | 13.1 | 17.8 | 17.1 | 17 | 17 | 20.5 | 17.3 | 15.6 | 12.8 | 21 | 23.6 | 16.2 | 23.2 | 12 | 21.7 | 14.8 | 12 | 14.7 | 22.6 | 20.4 | 22 | 18 | 18.6 | 19.8 | 8.8 | 10 | 19.8 | 24.3 | 23.4 | 17.4 | 17.1 | 20.7 | 23.8 | 0
8001 | 21 | 13.1 | 23 | 26.5 | 16.5 | 24 | 20 | 17.9 | 23 | 18.8 | 18.9 | 21.1 | 18.9 | 26.5 | 24 | 13.7 | 19 | 16.1 | 18.1 | 19.2 | 13.8 | 23.5 | 14.6 | 22.9 | 22.6 | 12.9 | 16.9 | 20.1 | 19.8 | 20.3 | 19 | 23.5 | 21.6 | 18.4 | 14.3 | 24.6 | 25.6 | 20.7 | 24.3 | 15.2 | 23.6 | 18 | 16.9 | 20.2 | 26.3 | 22.7 | 24.4 | 19.7 | 21.1 | 23.4 | 13.5 | 11.9 | 20.9 | 26.8 | 25.5 | 19.6 | 18 | 22.7 | 25.1 | 0
8002 | 24.8 | 16.2 | 25.8 | 28.7 | 19.6 | 25 | 20 | 20 | 26 | 21.1 | 21.4 | 24 | 22.8 | 27.9 | 24.5 | 17.6 | 20.4 | 20.5 | 18.7 | 22.2 | 17 | 25 | 16.9 | 25.4 | 25.4 | 17 | 20.4 | 22.7 | 22.6 | 23.6 | 21.5 | 25.8 | 24.7 | 21.1 | 17.6 | 27.7 | 27.7 | 24.3 | 25.6 | 18.7 | 27.1 | 21.4 | 21 | 24.1 | 28.3 | 24.6 | 26.6 | 21.6 | 23.7 | 25.8 | 18.1 | 12.8 | 22.9 | 29.1 | 26.8 | 22.1 | 18.3 | 26.1 | 26.7 | 0
8003 | 27 | 18.3 | 28.1 | 30 | 22.6 | 26.5 | 20 | 21.9 | 28 | 24.6 | 25 | 26.8 | 26.6 | 28.9 | 25.5 | 19.7 | 20.8 | 23.8 | 19.2 | 24.8 | 19.7 | 26.7 | 18.4 | 27.4 | 26.5 | 19 | 21 | 24.4 | 25 | 27 | 22.6 | 27 | 26.8 | 24.2 | 21.6 | 30.5 | 29.8 | 26.5 | 26 | 21.1 | 30.5 | 24.4 | 25.4 | 25.9 | 29.7 | 25.8 | 28.2 | 22.8 | 25.6 | 27.4 | 22.8 | 12.6 | 25 | 30.4 | 27.9 | 24 | 20.2 | 28.1 | 27.8 | 0
8004 | 34.2 | 20.4 | 29 | 31.4 | 24.3 | 26.8 | 20.2 | 23.4 | 29 | 27.2 | 26.9 | 29.2 | 28.7 | 29.4 | 26.3 | 21.8 | 21.9 | 25.6 | 19.6 | 26.5 | 22.9 | 27.9 | 19.9 | 28.5 | 29.1 | 20.7 | 25.5 | 26 | 26.8 | 29.2 | 24.3 | 27.8 | 27.6 | 25.8 | 23.1 | 32.2 | 31.4 | 27.7 | 26.8 | 22.9 | 32.6 | 26.3 | 26.7 | 28.2 | 31.8 | 26.8 | 29.1 | 23.9 | 27.1 | 28.6 | 25.2 | 12.2 | 27.4 | 31.1 | 28.9 | 25.4 | 24.2 | 30.1 | 28.7 | 0
8005 | 35.6 | 21.8 | 29.9 | 31.8 | 24.2 | 27 | 20.9 | 24.4 | 29 | 28.1 | 28.6 | 30.4 | 30 | 29.4 | 26.6 | 23.5 | 22 | 26.7 | 19.9 | 27.4 | 23.9 | 28.5 | 20.2 | 29.1 | 30.5 | 21.9 | 25.3 | 26.5 | 27.5 | 30.8 | 24.2 | 27.8 | 28.9 | 27.2 | 23.7 | 32.8 | 32.5 | 27.9 | 27.2 | 24.3 | 34.7 | 26.8 | 27.9 | 30.1 | 31.9 | 27.4 | 29.5 | 24.2 | 27.3 | 29.4 | 26.5 | 11.6 | 29.2 | 31.8 | 29.2 | 25.5 | 24.4 | 30.3 | 28.4 | 0
8006 | 30.6 | 21.8 | 30.2 | 32 | 24.2 | 26.7 | 20.7 | 24.8 | 29.6 | 28.6 | 28.3 | 30.4 | 29.8 | 29.1 | 26.7 | 24.5 | 22.2 | 26.5 | 20 | 27 | 24.7 | 29.1 | 20 | 29.2 | 30.1 | 22.1 | 26 | 26.6 | 27.5 | 31 | 24 | 28.1 | 29.3 | 27.4 | 23.9 | 31.3 | 32.6 | 29.7 | 27.3 | 25.2 | 32.3 | 26 | 27.2 | 31.2 | 32.9 | 27.8 | 29.4 | 24.2 | 27 | 29.9 | 25.6 | 11.6 | 30.2 | 30.9 | 30.1 | 24.6 | 25 | 30.7 | 27.8 | 0
8007 | 30.8 | 21.4 | 29.8 | 31 | 23.8 | 27.3 | 20.5 | 24.8 | 28.6 | 29 | 28.4 | 28.9 | 29.4 | 29.1 | 26.7 | 23.8 | 20.8 | 26.9 | 19.9 | 25.7 | 24.8 | 29.4 | 18.4 | 29 | 30.2 | 22.4 | 25.5 | 25.4 | 26.5 | 30.9 | 21.6 | 27.8 | 30 | 27.8 | 23.8 | 30.7 | 32.1 | 29.6 | 27.4 | 25.2 | 32.2 | 24.1 | 27.8 | 31.6 | 32 | 27.5 | 28.9 | 23.2 | 25.6 | 30.4 | 24.5 | 11.6 | 29.9 | 30.7 | 29.9 | 22.5 | 25.2 | 30.7 | 26.3 | 0
8008 | 30.9 | 20.4 | 30.2 | 30 | 23.4 | 27.2 | 20.7 | 24.4 | 27.3 | 29.6 | 27.3 | 26.8 | 27.6 | 28.4 | 26.8 | 22 | 19.2 | 25.1 | 19.7 | 23.5 | 24.7 | 29 | 16.7 | 28.3 | 30.1 | 22.3 | 25.3 | 24.1 | 25 | 29.7 | 19.8 | 27.3 | 29.7 | 27.2 | 23.6 | 30.2 | 30.8 | 29.9 | 27.3 | 25 | 31.9 | 21.9 | 26.8 | 31.5 | 29.9 | 26.6 | 28 | 22 | 24 | 30.1 | 22 | 11.6 | 29.1 | 30.4 | 29.4 | 20.3 | 25.2 | 30.6 | 25.1 | 0
8009 | 30.4 | 18.6 | 30.4 | 28.3 | 22.2 | 26.5 | 20 | 23.7 | 25 | 28.6 | 27 | 24.4 | 25.6 | 27.5 | 26.5 | 20.1 | 16.8 | 22.7 | 19.4 | 21 | 24.3 | 28.3 | 14.6 | 27 | 27.8 | 21.9 | 24.7 | 22 | 23 | 28.4 | 17.2 | 26.1 | 28.9 | 26.6 | 22.5 | 28.9 | 29.2 | 28.7 | 27.1 | 23.1 | 30.7 | 19.6 | 26.2 | 30.8 | 28.8 | 24.8 | 26.6 | 20 | 22 | 29.4 | 19.6 | 11 | 27.8 | 30 | 29.3 | 18.2 | 24 | 30.1 | 23.8 | 0
8010 | 26.7 | 15.6 | 28.1 | 27.2 | 20.2 | 25.3 | 19.8 | 22.7 | 23 | 26.2 | 25.6 | 22.7 | 22.4 | 26.6 | 25.1 | 17.1 | 15.3 | 20.8 | 19.1 | 18.3 | 22 | 27 | 13.4 | 25 | 25 | 20.3 | 21.5 | 20.3 | 21 | 26.4 | 16.6 | 24.1 | 26.3 | 24.7 | 19.6 | 26.6 | 27.5 | 24.2 | 26.8 | 20.7 | 29.4 | 17.7 | 23 | 27.7 | 27.8 | 22.7 | 24.7 | 18.1 | 20.4 | 27.7 | 16.2 | 10.1 | 26.9 | 28.3 | 27.5 | 17 | 21.8 | 28.8 | 23.2 | 0
8011 | 23 | 14.8 | 25 | 25.6 | 18.7 | 24 | 19.5 | 21.6 | 21.8 | 24.6 | 25.4 | 21.4 | 19.6 | 26 | 25.1 | 16.3 | 13.7 | 19.6 | 18.8 | 16.2 | 20.3 | 26.1 | 12.4 | 22.6 | 22.2 | 18 | 17.9 | 18.3 | 18.9 | 24.8 | 15.6 | 22.5 | 24.5 | 23.1 | 18 | 26 | 26.1 | 22 | 26.9 | 19.4 | 29.2 | 16.3 | 20.3 | 24.8 | 26.7 | 20.3 | 22.6 | 15.6 | 18.6 | 26.4 | 13.5 | 8.7 | 25.9 | 27.3 | 26.4 | 16.3 | 20.2 | 27.6 | 22.5 | 0
8012 | 20.8 | 13.9 | 25.2 | 24.6 | 17.5 | 23.5 | 19.4 | 20.7 | 20.8 | 23 | 24.6 | 20.8 | 16.6 | 25.3 | 25.1 | 14.8 | 13.2 | 18.8 | 18.6 | 14.6 | 19.3 | 25.2 | 12.2 | 20.2 | 21 | 16.9 | 16.3 | 16.8 | 17 | 23.2 | 16 | 21.6 | 23.4 | 21 | 16.6 | 25.4 | 25 | 21 | 26.9 | 18.8 | 29 | 15.2 | 16.6 | 23.2 | 26.6 | 18.4 | 20.6 | 13.8 | 17.2 | 24.9 | 10.8 | 7.4 | 25.4 | 26.9 | 25.5 | 16.2 | 19.2 | 26.5 | 22 | 0
8013 | 19.4 | 13 | 23.8 | 23.1 | 16.6 | 23.2 | 18.5 | 19.6 | 20.3 | 21.3 | 25 | 20.2 | 15.1 | 25 | 23.2 | 13.9 | 12.4 | 18.3 | 18.4 | 13.8 | 18.3 | 23.4 | 11.6 | 18.4 | 20.8 | 15.6 | 15.2 | 15 | 15.3 | 22.5 | 15.3 | 21.2 | 22.5 | 20.1 | 15.5 | 24.9 | 24.4 | 20.5 | 26.9 | 18.1 | 28.5 | 14.3 | 15.3 | 21.9 | 26 | 16.9 | 19.1 | 12.2 | 15.7 | 24.1 | 9.7 | 6.3 | 24.6 | 26.2 | 25 | 16 | 18.2 | 24.8 | 21.1 | 0
8014 | 18.5 | 12.1 | 21.7 | 22.4 | 16.2 | 22.3 | 18.2 | 18.5 | 19.2 | 20.1 | 24.1 | 19.6 | 13.8 | 24.6 | 22.9 | 13.4 | 12.6 | 17.7 | 18.2 | 13.3 | 17.5 | 22.8 | 11.2 | 17.3 | 19.2 | 15.3 | 15.3 | 14.1 | 14.3 | 21.6 | 15.7 | 20.3 | 21.6 | 18.9 | 14.7 | 22.9 | 23.9 | 20.3 | 26.9 | 17.2 | 27.7 | 13.7 | 13.9 | 21.2 | 25.2 | 16.2 | 18.2 | 12.1 | 15 | 23.4 | 8.7 | 5.9 | 23.8 | 25.5 | 24.3 | 15.7 | 16.2 | 23.6 | 20.7 | 0
8015 | 18 | 11.2 | 19.7 | 21.6 | 15.5 | 20.6 | 17.6 | 17.9 | 18.6 | 18.4 | 23.5 | 18.6 | 13.4 | 24.5 | 22.5 | 12.6 | 12.4 | 17.2 | 18 | 12.9 | 16.6 | 22.7 | 10.2 | 17 | 18.2 | 14.5 | 14.4 | 13.4 | 13.8 | 21 | 15.4 | 19.8 | 21.2 | 18.6 | 14.3 | 21.3 | 23.4 | 19 | 26.8 | 16.5 | 22.3 | 13.2 | 14.4 | 19.8 | 23.7 | 15.8 | 18 | 12.8 | 14.4 | 22.8 | 8.8 | 5.6 | 22.8 | 25.4 | 23.3 | 15 | 15.4 | 22.3 | 20.4 | 0
8016 | 17.5 | 10.3 | 18.3 | 21.7 | 14.9 | 19.9 | 17.7 | 17.5 | 17.6 | 16.7 | 21.3 | 17.7 | 12.4 | 24.5 | 20.3 | 12.7 | 12.9 | 16.7 | 17.7 | 12.1 | 16.2 | 22.1 | 9.5 | 16.9 | 17.9 | 14.8 | 14.1 | 13.6 | 13.9 | 19.5 | 16.4 | 18.8 | 20.3 | 17.5 | 13.2 | 21.3 | 22.7 | 18.7 | 26.3 | 15.1 | 26 | 12.9 | 13.5 | 19.5 | 22.9 | 15.7 | 18.1 | 14.8 | 14.6 | 22.3 | 8.2 | 5.5 | 22.1 | 25 | 22.9 | 14.4 | 14.9 | 21.5 | 21 | 0
8017 | 17.4 | 10.2 | 17.6 | 20.3 | 14.9 | 19.6 | 17.6 | 17.5 | 17.5 | 16 | 20.9 | 16.7 | 12.7 | 24.5 | 20.1 | 12.4 | 13 | 16.8 | 17.6 | 15.7 | 16.2 | 21.9 | 7.9 | 10.3 | 16.6 | 15 | 14.2 | 16.7 | 10.3 | 18.1 | 16.9 | 18.7 | 20.4 | 15.6 | 13.2 | 21.1 | 22.5 | 17.9 | 26.1 | 14.7 | 25.7 | 12.5 | 14.4 | 19.8 | 22.8 | 18.4 | 12.9 | 14.6 | 19 | 22.6 | 6.9 | 4.1 | 20.5 | 25.1 | 23 | 15.7 | 14.9 | 21.3 | 24.3 | 0
8018 | 17.1 | 9.5 | 15.4 | 20.6 | 14.6 | 19.3 | 17.2 | 16.9 | 16.8 | 16.2 | 19.4 | 16 | 11.8 | 24.2 | 18.8 | 11.6 | 13 | 17 | 16.8 | 16.2 | 15.8 | 21.3 | 7.2 | 9 | 15.5 | 15.1 | 13.7 | 15 | 9.4 | 16.2 | 16.6 | 18.3 | 19.9 | 14.4 | 12.8 | 19.8 | 22 | 16.7 | 25.6 | 13.9 | 24.8 | 12.4 | 13.8 | 19.1 | 21.9 | 18.6 | 11.6 | 14 | 19.4 | 22.2 | 4.2 | 5.4 | 19 | 25 | 23 | 15.4 | 14.7 | 20.9 | 24 | 0
8019 | 17.1 | 8.8 | 14.5 | 19.7 | 15 | 19.1 | 16.5 | 16.4 | 16.4 | 15.2 | 18.9 | 15.4 | 11.6 | 24 | 18.2 | 10.7 | 11.4 | 17.2 | 16 | 16.6 | 15.3 | 20.7 | 6.4 | 7.8 | 15 | 15.2 | 13.6 | 13.9 | 7.8 | 15 | 16.1 | 18.3 | 19.3 | 14.1 | 12.5 | 19.3 | 21.8 | 16.6 | 25.4 | 12.3 | 24 | 12.3 | 13.3 | 18.3 | 21.6 | 18.1 | 10.5 | 14 | 19.5 | 22 | 3.1 | 4.5 | 17.6 | 24.8 | 22.6 | 14.8 | 14.4 | 20.2 | 23.6 | 0
8020 | 17.3 | 7.7 | 13.5 | 18.4 | 15.1 | 18.7 | 16.1 | 16 | 15.9 | 14.2 | 18.3 | 15.2 | 10.3 | 23.9 | 18 | 9.7 | 11.3 | 17.3 | 15.7 | 16.6 | 15.2 | 20.3 | 6.7 | 7.3 | 14.6 | 14.4 | 13.6 | 13.2 | 6.9 | 13.8 | 15.9 | 18.3 | 18.8 | 13.9 | 11.9 | 19.1 | 21.3 | 16.3 | 25.4 | 11.3 | 23.1 | 12.3 | 12.5 | 17.8 | 20.9 | 17.8 | 9.9 | 13.3 | 19.6 | 21.9 | 2.2 | 4.9 | 16.8 | 24.5 | 22.2 | 14.8 | 13.9 | 19.4 | 23.4 | 0
8021 | 16.5 | 7.2 | 12.8 | 15 | 14.5 | 18.2 | 15.9 | 15.4 | 15.5 | 13 | 18.6 | 16.6 | 10 | 23.8 | 17.7 | 8.8 | 10 | 17.5 | 14.8 | 11.4 | 15 | 20.1 | 5.6 | 9.6 | 14 | 14.1 | 13.8 | 14.4 | 9.4 | 14 | 15.4 | 18.3 | 18.4 | 13.2 | 11.6 | 19.9 | 19 | 16 | 25.4 | 10.5 | 22.3 | 11 | 12 | 17.2 | 20.6 | 13.6 | 12 | 10.8 | 17 | 21.8 | 7.4 | 3.4 | 16.6 | 24.5 | 22.2 | 13.6 | 13.8 | 18.6 | 23.8 | 0
8022 | 16 | 7.8 | 12.2 | 15.7 | 13.6 | 19 | 15.5 | 15.4 | 14.9 | 13 | 18 | 16.6 | 10 | 23.8 | 17.3 | 8 | 12.5 | 17.5 | 15.6 | 11.6 | 14.6 | 19.6 | 8.1 | 10.5 | 14.1 | 14.1 | 13.3 | 14.9 | 9.7 | 13.4 | 16.6 | 18 | 18.2 | 13.2 | 11.4 | 20 | 19 | 15.8 | 25.4 | 10.2 | 22 | 12.7 | 11.9 | 17.4 | 20.4 | 14.8 | 13.8 | 12.9 | 17.9 | 21.4 | 7.7 | 6.9 | 16.2 | 24.5 | 21.7 | 14.8 | 13.4 | 18.2 | 24.2 | 0
8023 | 15.5 | 7.7 | 11.8 | 17.4 | 13.4 | 19.5 | 15.2 | 15 | 15 | 11.5 | 18.4 | 17.4 | 11.1 | 23.8 | 17 | 8.4 | 15 | 17.5 | 16.4 | 12.8 | 14.7 | 19.3 | 11.1 | 12.5 | 13.8 | 13.9 | 13.3 | 16.3 | 11.1 | 14.1 | 18 | 18.1 | 18.9 | 13.9 | 11.3 | 21.2 | 20.1 | 15.6 | 25.3 | 10.2 | 22 | 15.2 | 13.8 | 17.6 | 20.7 | 17.1 | 16.2 | 15.5 | 18.4 | 20.9 | 9.4 | 10.9 | 17.4 | 24.5 | 21.1 | 16.5 | 13.4 | 18.2 | 25 | 0
8024 | 15.1 | 7.6 | 14.6 | 20 | 14.8 | 20 | 16.9 | 14.8 | 17.8 | 12.5 | 19.2 | 19.2 | 13.4 | 25.3 | 17 | 9.5 | 18.4 | 17.5 | 18.8 | 15 | 14.7 | 20.6 | 15 | 15 | 15.3 | 13.5 | 14 | 18 | 13 | 16.4 | 20 | 20.3 | 20.4 | 15.2 | 12 | 23.7 | 22 | 17.9 | 25.2 | 9.8 | 22.3 | 16 | 15.9 | 19.7 | 21.4 | 20.2 | 19 | 18 | 19.6 | 21.9 | 12 | 15 | 18.6 | 25 | 23.4 | 19 | 13.6 | 18.4 | 26.2 | 0
8025 | 22.1 | 10.2 | 22.3 | 22.7 | 18.3 | 23 | 21 | 17 | 22.1 | 17.3 | 21.1 | 21.9 | 16.9 | 27.4 | 21 | 12.5 | 20.5 | 17.4 | 20.3 | 17.4 | 14.8 | 22.8 | 17.6 | 18.1 | 18 | 14.3 | 18.4 | 20.3 | 16.1 | 19.6 | 21.6 | 24.3 | 23.1 | 17.2 | 13.8 | 25 | 24.8 | 20.5 | 24.7 | 12.2 | 25.6 | 16.9 | 20 | 24.3 | 24.3 | 23.2 | 21.5 | 20 | 19.9 | 24 | 15.9 | 17.3 | 21.5 | 27.2 | 26.4 | 21.4 | 17.1 | 20.6 | 27.5 | 0
8026 | 26.1 | 15 | 25.1 | 25.2 | 20.8 | 24.4 | 23.3 | 18.6 | 24.6 | 21.7 | 23.2 | 24.8 | 20.5 | 28.8 | 24.6 | 15.5 | 22.8 | 21.4 | 22.7 | 19.8 | 16.9 | 25 | 20.1 | 20.9 | 23.6 | 19 | 21.1 | 22.4 | 19.5 | 22.9 | 23.3 | 26.3 | 25.3 | 19.2 | 17.5 | 27.2 | 27.7 | 23.3 | 25.7 | 15 | 28.2 | 16.1 | 23.1 | 27.9 | 26.6 | 25.8 | 23.7 | 21.4 | 20.8 | 26.2 | 19.9 | 18.4 | 23.5 | 27.8 | 27.4 | 23.7 | 20.9 | 21.8 | 28.6 | 0
8027 | 29.5 | 19 | 26.2 | 27.2 | 23.3 | 26.1 | 24.9 | 20.4 | 26.9 | 25.5 | 25.6 | 27.4 | 23.8 | 29.5 | 26.7 | 19.3 | 24 | 23.9 | 24 | 21.6 | 20.3 | 26.6 | 21.4 | 23.4 | 25.9 | 22.6 | 25 | 24.4 | 23 | 25.6 | 24.4 | 27.3 | 27.2 | 21.2 | 21.5 | 30.3 | 30.4 | 25.3 | 26.7 | 17.9 | 30.8 | 15.6 | 26.6 | 30.5 | 28.8 | 27.6 | 25.4 | 22.4 | 21.4 | 28 | 23.8 | 17.8 | 26 | 28.7 | 29.5 | 25.4 | 22.7 | 24.4 | 29.4 | 0
8028 | 31.6 | 20.2 | 27.3 | 28.7 | 24.9 | 26.7 | 26.5 | 22 | 27.3 | 27.7 | 27.5 | 28.9 | 25.7 | 30.2 | 27.6 | 22.5 | 25.7 | 25.6 | 26 | 22.8 | 23.2 | 28.3 | 23.2 | 24.8 | 27.5 | 24.5 | 26.9 | 25.6 | 25.4 | 27.3 | 25.5 | 27.8 | 29.1 | 22.6 | 23.8 | 32.6 | 32.1 | 27 | 27 | 19.5 | 32.4 | 14.1 | 27.8 | 32.4 | 29.6 | 28.6 | 27 | 23.2 | 23 | 29.4 | 26.4 | 17.2 | 26.7 | 29.5 | 31 | 26.6 | 24 | 27.6 | 29.7 | 0
8029 | 32.6 | 21.2 | 29 | 29.8 | 25.3 | 26.6 | 26.8 | 23.4 | 27.8 | 29.2 | 29.1 | 29.1 | 26.5 | 30.1 | 28 | 23 | 25.9 | 26.4 | 26.3 | 23.4 | 25.7 | 29.5 | 23.8 | 25.5 | 28.6 | 25 | 28.8 | 26.5 | 27.1 | 28 | 25.7 | 28 | 30.1 | 23.5 | 24.8 | 34.4 | 32.9 | 27.8 | 27.3 | 21.1 | 35.3 | 14 | 28.9 | 33.4 | 29.9 | 28.9 | 28.3 | 23.8 | 23.7 | 30.3 | 27.8 | 16.3 | 27.7 | 29.1 | 30.9 | 26.7 | 26.9 | 29.3 | 29.5 | 0
8030 | 33.5 | 22.5 | 28.9 | 30.5 | 24.9 | 27.5 | 26.9 | 24.4 | 29 | 29.7 | 29.8 | 28.2 | 26 | 30 | 29 | 23.8 | 25.6 | 26.9 | 26.4 | 23.6 | 26.5 | 30.1 | 24.4 | 25.4 | 29.1 | 25.1 | 28.4 | 26.6 | 27.2 | 28 | 25.4 | 28 | 30.2 | 23.8 | 25.3 | 33.9 | 32.6 | 28.2 | 27.4 | 21 | 35 | 13.8 | 28.5 | 34.3 | 30 | 28.6 | 29.4 | 24 | 24.5 | 30.9 | 27.6 | 16 | 27.8 | 28.6 | 30.9 | 26 | 27 | 30.2 | 28.8 | 0
8031 | 33.5 | 22.8 | 29.7 | 30.7 | 25.2 | 27.6 | 26.2 | 25 | 27.8 | 29.7 | 30 | 26.6 | 25.1 | 29.4 | 29.5 | 24.4 | 23.1 | 26.9 | 24.4 | 23.3 | 26.5 | 30.1 | 23.1 | 25 | 29.6 | 25.5 | 29 | 26.4 | 26.6 | 27.7 | 24.1 | 27.8 | 30.6 | 23.9 | 25.3 | 35.1 | 31.7 | 27.8 | 27.4 | 21 | 34.6 | 15.4 | 28.9 | 34.2 | 30.2 | 27.6 | 29.7 | 23.5 | 23.6 | 31.5 | 26.4 | 15.1 | 28.9 | 27.5 | 30.4 | 24.4 | 27 | 30.5 | 27.9 | 0
8032 | 33.1 | 22.5 | 29.6 | 30.3 | 25.3 | 27.5 | 25.1 | 25 | 26.8 | 29.4 | 29.2 | 24.8 | 24 | 28.6 | 29.4 | 21.7 | 20.5 | 26.9 | 22.6 | 22.5 | 26 | 29.3 | 21.4 | 23.9 | 29.1 | 25.6 | 29 | 25.4 | 25 | 27.4 | 22.7 | 27.3 | 30.6 | 23.5 | 25.2 | 35.1 | 30.3 | 28.3 | 27.4 | 20.9 | 35.2 | 16.5 | 27.8 | 34 | 30.1 | 26.1 | 29.3 | 22.2 | 22.5 | 31.4 | 24 | 14.3 | 28.9 | 27.2 | 30.4 | 22.5 | 26.5 | 29.9 | 27 | 0
8033 | 31.6 | 21.8 | 28.8 | 29.2 | 23.2 | 27.1 | 24 | 24 | 25 | 28.3 | 27.8 | 23.2 | 23 | 27.7 | 28.8 | 19.4 | 17 | 25.6 | 20 | 21 | 25 | 27.5 | 18.4 | 22.6 | 27.5 | 25.4 | 28 | 24 | 23.2 | 27 | 21 | 25.2 | 29.6 | 23 | 23.6 | 33.3 | 28.8 | 27.2 | 27.5 | 20 | 32 | 18.4 | 26.8 | 32.9 | 29.5 | 24 | 28 | 20 | 20.6 | 30.9 | 21 | 12.4 | 29 | 26.8 | 29.9 | 20.4 | 24.5 | 29.2 | 26.2 | 0
8034 | 28.6 | 18.4 | 26.2 | 27.5 | 21.7 | 26.1 | 22.1 | 22.4 | 22.8 | 24.7 | 25.6 | 21.9 | 21.9 | 27 | 25.7 | 15.9 | 15.2 | 22.6 | 18.8 | 18.9 | 23.2 | 25.9 | 16.1 | 20.6 | 23.5 | 22.6 | 25 | 22 | 20.9 | 26.3 | 20 | 23.3 | 27.9 | 22 | 20.2 | 29.6 | 27.1 | 23.5 | 27.2 | 17.9 | 29.8 | 19.3 | 23.7 | 30.8 | 28.5 | 21.8 | 26.2 | 17.5 | 19.7 | 29.5 | 17.3 | 10.5 | 27 | 26.7 | 28.9 | 18.9 | 21.7 | 29 | 25.7 | 0
8035 | 26 | 15.5 | 22.5 | 25.4 | 20.9 | 25.6 | 21 | 21.2 | 21.6 | 19.2 | 23.7 | 20.8 | 20.7 | 26.4 | 24 | 14.1 | 13.6 | 22.6 | 17.2 | 16.2 | 21.3 | 25 | 13.6 | 18.7 | 20.2 | 21 | 22.7 | 20.1 | 18.9 | 25 | 19.2 | 21.8 | 26.6 | 20.8 | 17.9 | 27.4 | 25.7 | 21.8 | 27.2 | 15 | 29 | 21.3 | 21.3 | 28.1 | 27.4 | 19.6 | 24 | 15.2 | 18.7 | 28.3 | 14 | 8 | 25.3 | 27.2 | 27.9 | 17.6 | 20 | 27 | 25.5 | 0
8036 | 25.1 | 14.5 | 19.7 | 23.4 | 19.5 | 25.2 | 20 | 20.4 | 21 | 16.4 | 22 | 19.8 | 19.2 | 25.9 | 21.1 | 13.1 | 13.6 | 21.4 | 16.8 | 13.6 | 19.8 | 24.2 | 12.4 | 16.6 | 18.7 | 20 | 19.9 | 18.4 | 17 | 23.4 | 19 | 20.8 | 25.7 | 19.4 | 16.8 | 27.1 | 24.4 | 20.5 | 27.2 | 13.5 | 28.3 | 23 | 18.2 | 26 | 26.9 | 18 | 22 | 13.6 | 18.6 | 27.5 | 11 | 6.2 | 22.8 | 26.8 | 26.6 | 17 | 19.1 | 24.9 | 25.4 | 0
8037 | 24.2 | 12.5 | 18.1 | 21.7 | 19.3 | 25 | 19.5 | 19.8 | 21 | 15.2 | 21.3 | 18.9 | 17.7 | 25.5 | 19.4 | 12.7 | 13.1 | 20.6 | 15.5 | 11.4 | 18.7 | 23.6 | 11.1 | 15.2 | 18 | 18 | 19.4 | 17.5 | 15.7 | 21.7 | 18.6 | 20 | 25.2 | 18.1 | 16.6 | 24.6 | 23.6 | 19.6 | 27.2 | 12.4 | 27.5 | 25.7 | 17.2 | 24.6 | 26 | 17.1 | 20.2 | 12.8 | 17.9 | 26.4 | 9.2 | 4.5 | 21.9 | 26.7 | 25.8 | 16.5 | 18 | 23.1 | 25.4 | 0
8038 | 22.5 | 12 | 17.3 | 20.7 | 19.3 | 24.6 | 19 | 19 | 19.2 | 15.1 | 21 | 18.1 | 16 | 25.5 | 19.6 | 12.6 | 13.5 | 19.9 | 15.5 | 10.5 | 17.7 | 22.8 | 10.9 | 13.8 | 18.3 | 17 | 19 | 16.8 | 14.4 | 20.4 | 18.5 | 19.7 | 24.7 | 16.9 | 15.8 | 22.5 | 22.9 | 18.5 | 27.2 | 11.3 | 26.8 | 26.5 | 16.2 | 23.9 | 26.4 | 17 | 18.9 | 12.7 | 18 | 25.5 | 8.1 | 4.1 | 20.8 | 26.5 | 25.4 | 16.3 | 17.3 | 22.4 | 25.3 | 0
8039 | 21 | 11.4 | 16.5 | 20.2 | 18.3 | 24.6 | 18.5 | 19 | 18.8 | 15 | 21.4 | 17.6 | 14.6 | 25.3 | 20 | 11.5 | 13 | 19.9 | 15.2 | 10.5 | 17 | 22 | 10.4 | 13 | 16.5 | 17 | 19 | 16.6 | 13.4 | 19.6 | 18 | 19.3 | 24.5 | 16 | 15.4 | 21.1 | 22.6 | 18.4 | 26.8 | 10.5 | 26 | 26 | 16.4 | 23.4 | 25.7 | 17.2 | 17.6 | 12.6 | 17.6 | 24.9 | 8 | 3.8 | 20.8 | 26 | 24.7 | 16 | 16.9 | 21.7 | 25.2 | 0
8040 | 20.6 | 11.3 | 17.1 | 19.9 | 17.3 | 23 | 18.2 | 18.4 | 18 | 13 | 21.4 | 17.4 | 13.4 | 24.8 | 20.8 | 10.4 | 13.2 | 18.9 | 16.4 | 11.5 | 16.2 | 21.5 | 10.5 | 11.9 | 15.5 | 15.6 | 20 | 16.1 | 12.1 | 19.4 | 17.6 | 18.5 | 23.3 | 15.3 | 14.3 | 20.3 | 22.2 | 18.2 | 25.2 | 9.9 | 25.3 | 22.2 | 15.3 | 22.2 | 25 | 17.4 | 16.4 | 12.3 | 18 | 24.5 | 8 | 4.1 | 19.6 | 25.7 | 23.9 | 15.8 | 16.5 | 20.1 | 25 | 0
8041 | 18.6 | 10 | 15.2 | 19.2 | 16.8 | 21.5 | 17.9 | 16 | 18.3 | 12.2 | 21.4 | 17.4 | 12.6 | 24.4 | 20.7 | 10.5 | 12.2 | 18.9 | 16.9 | 12.4 | 15.9 | 21.1 | 9.3 | 11.1 | 14.5 | 15.5 | 19.2 | 15.7 | 11.1 | 19.2 | 16.8 | 18.5 | 23.1 | 14.9 | 13.4 | 20.3 | 21.7 | 17.1 | 25.2 | 9.3 | 24.5 | 17.7 | 14.7 | 21.8 | 24.9 | 17 | 14.9 | 11.4 | 17.8 | 23.9 | 8.2 | 3.6 | 19.1 | 25.8 | 23.9 | 15.2 | 16 | 19.2 | 24.7 | 0
8042 | 17.6 | 9.9 | 15 | 18.2 | 15.6 | 20.6 | 17 | 16 | 18.4 | 11.7 | 20.8 | 17.4 | 11.8 | 24.2 | 19.3 | 10.7 | 11.6 | 18.9 | 17.6 | 13 | 15.5 | 20.7 | 8.2 | 10 | 13.8 | 14.5 | 18.4 | 15 | 10 | 18.6 | 16.2 | 18.3 | 22.6 | 14.4 | 12.8 | 21.4 | 21 | 17.2 | 24.9 | 9.2 | 23.7 | 12.6 | 13 | 21.7 | 24 | 16 | 13.4 | 10.4 | 18 | 23.3 | 8 | 3 | 17.6 | 25.3 | 23.8 | 14.6 | 15.5 | 18.7 | 24.4 | 0
8043 | 16.8 | 9.2 | 14.5 | 16.7 | 14.9 | 20.6 | 17.2 | 15.4 | 18.5 | 11.2 | 20.2 | 17.3 | 11.2 | 23.8 | 18.8 | 10 | 10 | 18.8 | 16.5 | 12.7 | 15.3 | 20.3 | 6.2 | 9.5 | 13.3 | 14.4 | 17.2 | 14.6 | 9.6 | 17.3 | 15.4 | 17.8 | 22.1 | 14 | 12.6 | 21.2 | 20.3 | 17 | 24.6 | 9.5 | 23.6 | 10.2 | 12.6 | 21.3 | 23.4 | 14.7 | 12 | 9.6 | 17.3 | 22.6 | 7.9 | 1.9 | 17.3 | 25.2 | 23.5 | 13.8 | 15 | 18.3 | 24 | 0
8044 | 17.8 | 8.9 | 13.4 | 15.5 | 14.2 | 20.6 | 17 | 13.4 | 18.8 | 12.3 | 19.2 | 16.9 | 10.5 | 23.8 | 18.7 | 9.8 | 9.8 | 18.3 | 16 | 12 | 15 | 19.7 | 5.5 | 9.1 | 12.3 | 13.7 | 16.9 | 14.2 | 9.2 | 15.6 | 15.2 | 17.5 | 21.5 | 13.5 | 12.7 | 20.6 | 19.4 | 16.6 | 24.2 | 9.5 | 23.1 | 9.2 | 11.6 | 20.7 | 22.8 | 13.7 | 11.5 | 9.7 | 17.3 | 22.2 | 7.4 | 2.1 | 16.4 | 25.1 | 23.6 | 13.5 | 14 | 18.2 | 23.8 | 0
8045 | 17.1 | 8 | 12.3 | 17.4 | 14.1 | 20.6 | 17 | 13.6 | 18.3 | 11.7 | 18.2 | 15.2 | 10.4 | 23.8 | 18.1 | 9.7 | 9.8 | 18.3 | 12.6 | 7.8 | 14.8 | 19.4 | 6.6 | 10 | 12 | 14 | 11.4 | 11.4 | 10.8 | 16 | 13.4 | 17.6 | 20.8 | 13 | 12.4 | 21.4 | 19.2 | 16.2 | 23.9 | 9.6 | 23 | 10.6 | 13.6 | 19.9 | 22.4 | 14 | 17 | 11.2 | 16 | 22.1 | 9 | 0.2 | 19.8 | 24.8 | 23.9 | 13 | 14.4 | 17.8 | 23.2 | 0
8046 | 16.1 | 7.7 | 12.2 | 17.3 | 13.8 | 20.6 | 16.7 | 13.6 | 18.2 | 11.2 | 17.8 | 15.9 | 9.6 | 23.6 | 19.7 | 8.5 | 12.3 | 17.4 | 13.8 | 9.4 | 14.4 | 19 | 8.5 | 10.1 | 11.8 | 13.6 | 15.4 | 10.9 | 12.6 | 15.7 | 13.5 | 17.8 | 20.5 | 13.1 | 11.7 | 21.4 | 20.6 | 15.6 | 23.6 | 9.7 | 23 | 12.3 | 14.2 | 18.8 | 21.7 | 15 | 16.9 | 12.9 | 16.4 | 21.4 | 10.3 | 4.2 | 19.4 | 24.6 | 23.9 | 14.4 | 14 | 17.8 | 23.3 | 0
8047 | 15.2 | 7.5 | 12.2 | 18.3 | 13.9 | 20.6 | 16.5 | 13.6 | 18.2 | 10.1 | 18.2 | 17.3 | 10.4 | 23.7 | 20 | 8 | 14.6 | 17.4 | 15.5 | 12.1 | 14.4 | 18.9 | 11.1 | 11.9 | 12.8 | 13.5 | 15.4 | 12.4 | 15.2 | 15.9 | 14.3 | 17.8 | 20.2 | 13.7 | 12.1 | 21.6 | 22.7 | 15.1 | 23.6 | 9.8 | 23 | 14.6 | 16.2 | 16.4 | 21.7 | 17.1 | 18.1 | 14.9 | 16.7 | 20.6 | 12.7 | 9.1 | 19.9 | 24.6 | 23.4 | 16.3 | 14 | 17.8 | 23.6 | 0
8048 | 16.1 | 7.8 | 16.6 | 19.4 | 15 | 20.9 | 18.1 | 13.6 | 20.2 | 11.7 | 19.4 | 19.4 | 12 | 24.6 | 21 | 9.5 | 18.2 | 17.4 | 17.8 | 15 | 14.3 | 20.6 | 14.6 | 14.4 | 13.2 | 13.5 | 15.4 | 14.8 | 17.7 | 17.4 | 16 | 19.8 | 21.5 | 15 | 12.3 | 23.3 | 25 | 16.3 | 24 | 10 | 23 | 15.4 | 18.4 | 16.5 | 21.7 | 19.6 | 19.4 | 17.4 | 17.4 | 21.6 | 15 | 14.2 | 20.4 | 25.1 | 24.9 | 19 | 14.5 | 17.8 | 24.8 | 0
8049 | 20.4 | 11.7 | 21 | 22.2 | 16.6 | 22.5 | 20.7 | 15 | 22.4 | 18.1 | 21.3 | 22.1 | 15.6 | 25.6 | 23.1 | 11.1 | 19.9 | 18.6 | 19.7 | 17.9 | 16.2 | 22 | 17.9 | 18.6 | 20.6 | 15.6 | 17.2 | 18.6 | 20.5 | 19.6 | 18.5 | 23 | 24.3 | 16.5 | 13.3 | 26.6 | 27.6 | 22 | 24.4 | 12.6 | 25 | 16.1 | 21.5 | 22.9 | 23.3 | 22.3 | 22.5 | 19.6 | 18.1 | 24.4 | 18.3 | 16.7 | 22.1 | 26.2 | 26.2 | 21.3 | 18.4 | 19 | 25.9 | 0
8050 | 24.8 | 15.3 | 23.3 | 24.7 | 19.6 | 25.4 | 22.2 | 17.4 | 24.8 | 21.8 | 23.6 | 25 | 19.3 | 27.5 | 24.3 | 15.9 | 22.3 | 18.5 | 21.7 | 20.2 | 18.7 | 24 | 21 | 22.2 | 24.9 | 19.1 | 20.7 | 21.5 | 23 | 22.6 | 21.1 | 25.5 | 26 | 18.5 | 17.4 | 28 | 29.9 | 25 | 24.5 | 16.5 | 27.8 | 15.3 | 23.9 | 26.5 | 26.3 | 24.8 | 25.3 | 21.7 | 19.5 | 26.6 | 21.3 | 17.9 | 23.6 | 27.2 | 28 | 23.7 | 22.4 | 22.4 | 27.3 | 0
8051 | 26.9 | 18.1 | 25.1 | 27.9 | 21.8 | 27 | 23.4 | 19.2 | 27 | 24.8 | 25.8 | 27.8 | 23 | 27.6 | 25.3 | 19.7 | 23.2 | 23 | 23 | 22 | 22.1 | 26 | 23 | 25.6 | 27.2 | 22.7 | 23.4 | 23.8 | 25.4 | 25.4 | 23.6 | 27 | 27.3 | 20.2 | 20.9 | 30.8 | 32 | 26.9 | 26.1 | 19.8 | 30.3 | 15 | 26.2 | 29.5 | 28.3 | 26.8 | 28.4 | 23.4 | 21 | 28.3 | 24.4 | 17 | 25.6 | 27.2 | 29.2 | 25.2 | 24.4 | 26 | 28 | 0
8052 | 29.2 | 20.7 | 26.2 | 29.7 | 23.6 | 27.6 | 24.3 | 21.8 | 28.5 | 26.9 | 27.6 | 29.8 | 24.8 | 28.4 | 26.5 | 21.7 | 25.3 | 25 | 24.1 | 23.1 | 25.6 | 27.5 | 24.3 | 26.9 | 27.9 | 24.7 | 26.2 | 24 | 27.1 | 27.8 | 25.2 | 27.5 | 29.4 | 21.9 | 24.5 | 32.9 | 33.3 | 28 | 27.3 | 21.3 | 31.9 | 14 | 27.1 | 31.8 | 29.8 | 28.2 | 29.8 | 24.9 | 22.9 | 29.4 | 26.2 | 16.5 | 26.7 | 28.7 | 30.2 | 26.4 | 25.5 | 28.7 | 28.5 | 0
8053 | 30.8 | 22.2 | 27.3 | 31.5 | 24.1 | 28.7 | 24.9 | 22.4 | 29.2 | 28.2 | 28.7 | 30.7 | 25.7 | 28.1 | 27.1 | 22.8 | 25.5 | 25.5 | 24.2 | 24 | 26.9 | 28.8 | 24.1 | 27.6 | 28.6 | 25.2 | 27.7 | 24 | 28.3 | 29 | 25.9 | 28 | 30.2 | 23 | 25.4 | 34.4 | 34 | 27.7 | 27.4 | 22.5 | 32.9 | 14.3 | 28 | 32.8 | 29.8 | 28.9 | 30.6 | 25.6 | 24.1 | 30.9 | 27.6 | 15.5 | 28.1 | 29.5 | 31.1 | 26.4 | 27.4 | 28.8 | 28.1 | 0
8054 | 32.4 | 22.7 | 28.4 | 31.8 | 24.2 | 29.2 | 25.1 | 24 | 28.4 | 29 | 29.2 | 30.4 | 25 | 28.4 | 28.1 | 23.6 | 25.6 | 26.9 | 23.8 | 24.4 | 28.1 | 28.8 | 23 | 27 | 29.4 | 25.5 | 27.7 | 23.2 | 28.4 | 29.4 | 25.4 | 28 | 29.9 | 23.8 | 25.5 | 34.9 | 33.6 | 28.7 | 27.4 | 22.8 | 32.9 | 14.6 | 28 | 33.4 | 29.6 | 29 | 30 | 25.6 | 24.8 | 31.4 | 27.4 | 15.4 | 28.8 | 29.7 | 30.6 | 25.8 | 26.9 | 28.6 | 27.6 | 0
8055 | 32.6 | 23.2 | 28.8 | 32.3 | 24.6 | 28.7 | 25 | 24.4 | 28 | 29.3 | 29.1 | 29 | 24.5 | 28 | 27.8 | 23.2 | 22.9 | 26.9 | 22.4 | 24.4 | 28.1 | 28.8 | 20.7 | 26.9 | 29.5 | 26.2 | 28.2 | 23.4 | 27.8 | 28.8 | 24.2 | 27.3 | 30 | 23.8 | 25.4 | 35.1 | 32.6 | 28.2 | 27.5 | 23.7 | 30.9 | 16.2 | 28.3 | 33.3 | 29.8 | 28.4 | 29.7 | 24.3 | 24.2 | 32 | 26.6 | 14.4 | 29.9 | 28.9 | 31 | 23.9 | 26.9 | 28.3 | 26.5 | 0
8056 | 32.4 | 23.2 | 28.7 | 31.4 | 24.1 | 28.7 | 24.4 | 24.4 | 27.1 | 29.2 | 28.5 | 26.9 | 23.2 | 27.6 | 27.3 | 21.1 | 20.3 | 26.5 | 21.2 | 23.4 | 26.5 | 28 | 18.4 | 25.8 | 28.6 | 26.2 | 28.2 | 23 | 26 | 28.1 | 22.6 | 27 | 29.9 | 23.7 | 24.9 | 32.4 | 30.9 | 28.2 | 27.3 | 23.5 | 30.9 | 17.2 | 27.5 | 33 | 29.8 | 27 | 28.4 | 22.3 | 23.1 | 32 | 24.2 | 13.6 | 30 | 27.7 | 30.7 | 21.8 | 26.5 | 28.1 | 25.8 | 0
8057 | 30.9 | 21.5 | 28 | 30.4 | 22.6 | 28.4 | 23.5 | 23.4 | 26.2 | 28.2 | 27.4 | 24.8 | 22.4 | 26.8 | 27.3 | 19.2 | 16.6 | 24.5 | 19.8 | 21.6 | 25.6 | 27 | 15.8 | 25 | 26.8 | 26.2 | 27.2 | 22.6 | 24 | 27.2 | 21 | 25 | 29.3 | 23.2 | 23 | 31 | 29 | 26.7 | 26.8 | 21.8 | 30 | 18.8 | 26.4 | 32.5 | 29.3 | 25 | 27.6 | 19.6 | 21.4 | 30.6 | 21.4 | 11.4 | 29.8 | 27.2 | 29.7 | 19.4 | 23.9 | 27.3 | 25 | 0
8058 | 28.3 | 18.3 | 25.3 | 27.9 | 21.1 | 26.7 | 22.4 | 21.8 | 25 | 25.3 | 25.9 | 23 | 20.7 | 26.2 | 26.2 | 16 | 15 | 21 | 19.3 | 18.9 | 23.7 | 25.7 | 14 | 22.7 | 22.9 | 24.4 | 23 | 20.5 | 21.8 | 26.6 | 19.5 | 23 | 27.9 | 22.7 | 20 | 28.2 | 27.1 | 23.7 | 26 | 18.6 | 28.9 | 19.6 | 23.9 | 30.7 | 28.6 | 22.7 | 25.8 | 17.2 | 20.1 | 29.1 | 17.7 | 9.6 | 28.1 | 26.8 | 29.1 | 17.9 | 21.9 | 26.2 | 24.8 | 0
8059 | 26.4 | 15.7 | 22 | 26.1 | 19.1 | 22.7 | 21.7 | 20.4 | 24 | 20.8 | 24.1 | 21.8 | 19.4 | 25.5 | 24.3 | 14.2 | 13.2 | 20.9 | 18.9 | 16 | 21.7 | 25 | 12.5 | 20.7 | 20.4 | 21.8 | 20.7 | 18.1 | 20.4 | 25.7 | 18.4 | 21.5 | 26.8 | 21.8 | 17.8 | 27.6 | 25.8 | 21.5 | 25.5 | 15.1 | 28.9 | 21.4 | 21.5 | 27.5 | 27.3 | 20.8 | 24.5 | 15 | 19 | 27.6 | 14.9 | 7.2 | 26.3 | 26.3 | 27.7 | 16.6 | 20.3 | 25.1 | 24.1 | 0
8060 | 25.4 | 13.7 | 19.6 | 24 | 17.8 | 21.5 | 21.1 | 19.6 | 22.8 | 17 | 22.2 | 21 | 17.4 | 25 | 23.5 | 13.2 | 13.2 | 20.2 | 19 | 13.4 | 20.2 | 24.3 | 11.6 | 18 | 18.6 | 20.8 | 19.7 | 15 | 19.6 | 24.6 | 17.6 | 21.5 | 25.9 | 20.8 | 16.9 | 27 | 25 | 21.7 | 25.2 | 13.3 | 29 | 23 | 19 | 26.5 | 26.6 | 19.4 | 22.6 | 13.8 | 18.6 | 26.5 | 12.6 | 5.8 | 24 | 25.9 | 27.3 | 16.2 | 19 | 24.6 | 23.6 | 0
8061 | 24.4 | 12.4 | 18.3 | 23.4 | 17.6 | 20 | 20.5 | 19.2 | 22.4 | 15 | 20.5 | 20.5 | 16.3 | 24.6 | 22.8 | 12.7 | 12.1 | 19.5 | 18.6 | 11.7 | 19.1 | 23.5 | 10.6 | 16.5 | 17.8 | 19.3 | 20.2 | 13.3 | 19.6 | 23 | 17.1 | 20 | 25.6 | 19.3 | 16.1 | 26.8 | 24.9 | 19.5 | 24.8 | 11.9 | 29 | 25.3 | 17.8 | 24.7 | 26.3 | 18.9 | 21.7 | 13 | 18.2 | 25.1 | 11.9 | 4.3 | 22.8 | 25.4 | 26.8 | 15.7 | 18.3 | 22.5 | 22.5 | 0
8062 | 23.5 | 11.7 | 16.8 | 22.4 | 17.1 | 19.4 | 20.1 | 19 | 22.5 | 14 | 19.4 | 19.9 | 14.8 | 24.3 | 22.3 | 11.9 | 12.3 | 19 | 18.3 | 10.9 | 18.2 | 23 | 10 | 14.9 | 16.5 | 18.6 | 19 | 12.3 | 19.2 | 21.4 | 16.7 | 19.5 | 24.3 | 18.1 | 15 | 24.4 | 24.5 | 18.9 | 24.5 | 11.3 | 29 | 25.9 | 17 | 23.8 | 25.8 | 18.9 | 20.2 | 12.8 | 18 | 24.6 | 11.4 | 4.2 | 21.6 | 25.2 | 26.4 | 15.7 | 17.5 | 21.7 | 21.9 | 0
8063 | 21.4 | 10.9 | 15.9 | 22 | 16.8 | 19.4 | 19.6 | 18.6 | 21 | 14 | 19 | 19.2 | 14.2 | 23.6 | 22.1 | 11.6 | 11.6 | 17.5 | 17.4 | 10.6 | 17.6 | 22.5 | 9.2 | 14.4 | 16.2 | 18.1 | 18.2 | 13 | 18.4 | 19.8 | 16.4 | 18.5 | 23.2 | 16.8 | 14.3 | 22.8 | 24 | 18 | 24 | 10.1 | 29 | 25.2 | 17 | 22.7 | 25.3 | 19 | 19.4 | 12.6 | 17.6 | 24 | 11.4 | 3.8 | 21.4 | 24.8 | 26.2 | 15.4 | 16.9 | 20.4 | 21.6 | 0
8064 | 21.4 | 10.7 | 15.1 | 20.4 | 16.1 | 19 | 19.1 | 17.2 | 20 | 13.4 | 19.2 | 18.2 | 13.1 | 23.4 | 21.1 | 10.9 | 12.4 | 15.7 | 16.7 | 10.3 | 16.8 | 21.5 | 8.7 | 13.1 | 16 | 16.8 | 18.4 | 13.5 | 16.4 | 18.9 | 16 | 18 | 22.3 | 16.1 | 13.4 | 21 | 22.6 | 17.4 | 23.5 | 9.7 | 29.1 | 21.5 | 16.4 | 22.3 | 24.8 | 18.7 | 17.8 | 12.5 | 17.4 | 23 | 10.3 | 3.9 | 20.7 | 24.2 | 26.2 | 15.4 | 16.4 | 18.6 | 22.3 | 0
8065 | 19.8 | 9.7 | 15.3 | 19.3 | 15.6 | 18 | 18.7 | 17.2 | 19.3 | 13.3 | 19.6 | 17.2 | 12.8 | 23.1 | 21 | 11.2 | 11.7 | 15.7 | 15.4 | 9.6 | 16.6 | 21 | 7.9 | 12.5 | 14.5 | 16.6 | 18.2 | 14.4 | 13.9 | 18.3 | 15.6 | 18 | 21.5 | 15.4 | 13.1 | 19.6 | 21.1 | 17.5 | 23.3 | 9 | 29.1 | 17.1 | 15.9 | 22.2 | 24.7 | 17.8 | 17.1 | 12 | 16.9 | 22.9 | 9.4 | 2.5 | 20.6 | 24.2 | 26.2 | 14.7 | 15.9 | 18.6 | 23.1 | 0
8066 | 18.4 | 9.3 | 15.2 | 17.7 | 15.1 | 17.4 | 18.5 | 17.2 | 19.1 | 13 | 19.8 | 16.2 | 12 | 22.6 | 20.8 | 10.2 | 11.8 | 15.7 | 14.4 | 8.6 | 16.1 | 20.1 | 7.2 | 11.2 | 13.7 | 16 | 18.2 | 14 | 11.4 | 18 | 15 | 18 | 20.8 | 15 | 12.7 | 20 | 19.4 | 16.9 | 23.5 | 8.6 | 23.6 | 12.2 | 14.6 | 21.5 | 24 | 16.4 | 16.2 | 11.4 | 16.6 | 22.4 | 8 | 1 | 20 | 24.2 | 25.8 | 14.2 | 15.5 | 17.6 | 24 | 0
8067 | 17.4 | 8.7 | 13.9 | 17.4 | 14.1 | 16.4 | 18.5 | 16.6 | 19 | 12 | 19.6 | 15.5 | 11.8 | 22.3 | 20.7 | 10 | 10.1 | 15.7 | 13.1 | 7.7 | 15.9 | 19.4 | 6.3 | 10.8 | 13 | 15.6 | 16.7 | 13.6 | 10 | 17.5 | 14.4 | 18 | 20.2 | 14.2 | 12.4 | 18.8 | 18.5 | 16.5 | 23.5 | 8.7 | 23 | 9.8 | 14 | 21.2 | 23.1 | 15 | 16.5 | 10.7 | 16.2 | 21.5 | 7.7 | 1.3 | 20.1 | 24.2 | 25.7 | 13.2 | 15.4 | 16.6 | 24 | 0
8068 | 15.9 | 8.2 | 12.9 | 16.9 | 14.6 | 15.4 | 18.3 | 15.8 | 18.9 | 11.6 | 19 | 15.1 | 10.9 | 22.1 | 20.7 | 9.2 | 10 | 15.6 | 12.6 | 7.2 | 15.9 | 18.7 | 6.2 | 9.9 | 13 | 15.6 | 15.7 | 12.1 | 9.6 | 16.8 | 13.8 | 17.7 | 19.7 | 13.6 | 12.3 | 19.8 | 18.3 | 16.2 | 23.6 | 8.6 | 22.5 | 8.9 | 13.2 | 20.3 | 22.2 | 14 | 16.4 | 10.6 | 16.1 | 21.2 | 7.7 | 1.5 | 19.7 | 24 | 25.7 | 12.9 | 14.9 | 16.6 | 23.9 | 0
8069 | 16.2 | 7.7 | 12.5 | 17.4 | 13.5 | 15.6 | 18.1 | 15.2 | 18 | 12.3 | 18.2 | 16.6 | 7.6 | 22 | 20.2 | 8.8 | 12.6 | 15.6 | 14.6 | 8.8 | 15.9 | 18 | 6.4 | 10.4 | 13 | 15.6 | 15.2 | 9.6 | 13 | 15.6 | 11.4 | 17 | 19.5 | 14.8 | 11.9 | 21.1 | 20.4 | 16.2 | 23.4 | 8.7 | 22.4 | 11.8 | 13.4 | 19.2 | 21.7 | 16.6 | 18.4 | 10.8 | 15 | 20.5 | 8 | 1 | 19 | 24.2 | 25.7 | 13.2 | 14.7 | 16.3 | 20 | 0
8070 | 16.6 | 7.3 | 12.3 | 17.5 | 13.2 | 15.6 | 17.5 | 14.6 | 18 | 11.8 | 17.4 | 17.4 | 7.2 | 21.7 | 19.5 | 8.3 | 14.3 | 15.6 | 15.2 | 10 | 15.7 | 17.5 | 8.5 | 11.4 | 13 | 15.1 | 14.7 | 9.9 | 13.6 | 15.3 | 12.2 | 17 | 19.7 | 14.9 | 11.7 | 22 | 20.5 | 15.7 | 23.1 | 8.8 | 22 | 13.5 | 13.6 | 18.5 | 21.3 | 17.8 | 20.4 | 12.2 | 15.3 | 20.2 | 8.3 | 4.2 | 18.5 | 24.2 | 25.2 | 14.1 | 14.5 | 17.1 | 20.3 | 0
8071 | 16.4 | 6.8 | 12 | 18.7 | 12.7 | 16 | 17.1 | 14 | 18 | 11.3 | 17.5 | 18.6 | 8.7 | 21.8 | 19 | 8.3 | 15.9 | 15.5 | 16.1 | 12.7 | 15.5 | 17.3 | 10.7 | 13.8 | 13.1 | 14.7 | 14.5 | 11.4 | 15.2 | 16.4 | 13.6 | 17 | 20.6 | 15.3 | 11.5 | 20.9 | 21.9 | 15 | 23.1 | 8 | 21.6 | 15.7 | 15.2 | 18.8 | 21 | 19.2 | 22.5 | 14.3 | 15.3 | 19.7 | 9.6 | 7.9 | 20 | 24.2 | 25.2 | 15.7 | 14.4 | 17 | 21.6 | 0
8072 | 16.4 | 7 | 15 | 20.6 | 13.4 | 19.4 | 17.6 | 13.8 | 20.6 | 11.5 | 18.4 | 20.6 | 11 | 23.7 | 19.7 | 9.5 | 18 | 15.5 | 17.8 | 15.4 | 15.3 | 20.4 | 14 | 16.2 | 14.8 | 14.7 | 14.2 | 13.6 | 18 | 17.2 | 16.2 | 18.5 | 22.4 | 16.2 | 11.9 | 21.5 | 23.6 | 16.7 | 23.4 | 8 | 21.9 | 16.4 | 17.2 | 18.6 | 20.8 | 21 | 24.8 | 16.8 | 16.4 | 20.5 | 12 | 12.2 | 21.4 | 24.7 | 25.8 | 18 | 15.4 | 17.3 | 23.6 | 0
8073 | 19.6 | 9 | 20.5 | 23.2 | 17.2 | 22.7 | 19.1 | 16.6 | 24.1 | 18.3 | 20.7 | 22.9 | 15 | 25.8 | 21 | 13.1 | 19.6 | 13.5 | 19.3 | 18.9 | 15.4 | 23.3 | 16.3 | 19.7 | 19.6 | 15 | 15.6 | 16.8 | 20.9 | 20.1 | 18.4 | 22.4 | 24 | 17.6 | 12.7 | 24 | 26.7 | 22 | 23.3 | 12.3 | 23.5 | 16.9 | 20.5 | 22 | 23.6 | 22.6 | 26.2 | 19.4 | 17.3 | 23.8 | 15.4 | 14.5 | 25 | 26.4 | 27.4 | 20.5 | 18.7 | 19.1 | 26 | 0
8074 | 24.5 | 13.5 | 23.9 | 25.8 | 20.1 | 24.6 | 20.8 | 19.6 | 26.4 | 22.4 | 23.4 | 25.7 | 18.6 | 27.2 | 21.7 | 17.5 | 21.8 | 16 | 21.2 | 21.3 | 17.2 | 25.5 | 19.1 | 22.4 | 23.4 | 19.9 | 19.3 | 19.7 | 23.8 | 22.6 | 20.8 | 24.4 | 26.3 | 19.4 | 17.4 | 27 | 29.5 | 24.8 | 23.7 | 16.8 | 26.6 | 16 | 23.3 | 25.2 | 26.1 | 24.3 | 27.4 | 21.7 | 19.4 | 26.1 | 19.1 | 16.1 | 27.3 | 27.7 | 28.4 | 23.1 | 22.2 | 22.7 | 27.9 | 0
8075 | 28.5 | 18.3 | 26 | 28.2 | 22.6 | 25.8 | 21.8 | 22 | 28.1 | 27.4 | 26.2 | 28.4 | 22 | 28.1 | 23.2 | 19.6 | 23.4 | 20.6 | 22.4 | 23.4 | 20.6 | 26.4 | 20.6 | 25.2 | 24.9 | 22.8 | 22.1 | 22.4 | 25.8 | 26.2 | 22.4 | 26.1 | 28 | 21.4 | 21.2 | 28.8 | 32.4 | 26.5 | 25.5 | 19.3 | 29.5 | 15.4 | 26.1 | 29.3 | 28.8 | 25.8 | 28 | 23.6 | 21.4 | 28.4 | 22.6 | 15.6 | 30 | 28.2 | 29.8 | 25 | 25 | 26.2 | 29.2 | 0
8076 | 30 | 20.8 | 26.6 | 29.8 | 25.1 | 26.8 | 23.2 | 24.2 | 28.3 | 28.3 | 28.1 | 30.7 | 23.4 | 28.6 | 24.5 | 22.5 | 25.2 | 23.3 | 23.6 | 24 | 23.5 | 27.4 | 22.4 | 26.3 | 26 | 25.7 | 24.6 | 23.9 | 27.2 | 28 | 23.9 | 27.4 | 29.1 | 23.3 | 23.1 | 31.2 | 33.6 | 26.7 | 27 | 21.8 | 31.5 | 14.2 | 27.5 | 31.3 | 30.5 | 27.4 | 29 | 24.7 | 23.9 | 29.9 | 25 | 15.4 | 30.1 | 29.5 | 31.3 | 26.2 | 26.5 | 28.1 | 29.4 | 0
8077 | 31.1 | 23 | 27.6 | 30.7 | 25.5 | 27.5 | 23.8 | 25 | 29.8 | 29.9 | 29.3 | 31.7 | 24.1 | 28.7 | 25.2 | 22.6 | 25.6 | 24.3 | 24 | 24.7 | 25.1 | 28.2 | 22.7 | 27.4 | 26.9 | 26.4 | 25.6 | 24.9 | 27.7 | 30 | 24.2 | 27.6 | 29.3 | 24.8 | 23.5 | 32.8 | 34.2 | 27.2 | 27 | 22 | 33 | 14.2 | 28.6 | 32 | 30.8 | 28.5 | 29.6 | 25.3 | 25.1 | 31.1 | 26.2 | 14.3 | 30.8 | 29.5 | 32.3 | 26.2 | 26.5 | 28.2 | 28.9 | 0
8078 | 31.8 | 22.5 | 28.4 | 31 | 25 | 28.7 | 24.2 | 25.6 | 30 | 31.5 | 29.4 | 31.6 | 23.6 | 28.6 | 25.7 | 23.4 | 25.2 | 24.6 | 24 | 24.6 | 26.2 | 28.2 | 22.6 | 27.2 | 26.7 | 26.4 | 26.6 | 25 | 27.8 | 30.2 | 24.2 | 27.4 | 28.9 | 25.6 | 24.1 | 34 | 33.4 | 28 | 27 | 22.8 | 32.5 | 14.4 | 28.7 | 32.7 | 30.9 | 29.2 | 30.4 | 25 | 25.4 | 31.5 | 26 | 14 | 30.4 | 29.7 | 33.1 | 25.4 | 27.3 | 27.2 | 28 | 0
8079 | 31.8 | 22.9 | 28.6 | 30.9 | 25 | 29.4 | 24.1 | 25.2 | 29.3 | 30.8 | 29.1 | 30.1 | 23.4 | 28.6 | 26.2 | 23.4 | 22.8 | 24.7 | 23 | 25 | 26.4 | 28.2 | 20.7 | 27.3 | 27.9 | 26.4 | 27.6 | 24.8 | 27.1 | 30.9 | 22.9 | 27.4 | 29.1 | 25.8 | 24.1 | 33.6 | 32.8 | 28.6 | 27 | 23.6 | 31 | 16 | 29 | 32.8 | 31.2 | 28.8 | 30.2 | 24.2 | 23.6 | 32 | 24.9 | 13 | 31.9 | 29.7 | 33.4 | 23.8 | 27.3 | 29.1 | 27.2 | 0
8080 | 31.6 | 22.5 | 28.5 | 30.3 | 25.7 | 29.2 | 23.4 | 25 | 28.2 | 30.4 | 28 | 28.1 | 22.3 | 27.5 | 25.8 | 22.8 | 20.2 | 24.7 | 21.9 | 24.2 | 25.9 | 27.8 | 19 | 26.1 | 28.1 | 26.6 | 27.3 | 23.8 | 26.1 | 29.8 | 21.7 | 26.9 | 28.7 | 25.3 | 24.1 | 32 | 31.3 | 28.3 | 26.9 | 23.3 | 31.5 | 17.3 | 28.1 | 32.3 | 31.1 | 27.8 | 29.6 | 22.9 | 21.7 | 32 | 23.1 | 12.8 | 32.2 | 29.6 | 32.4 | 21.9 | 27 | 28.8 | 26.3 | 0
8081 | 30.7 | 21.3 | 27.7 | 29.4 | 23.8 | 28.6 | 22.5 | 24 | 26.6 | 29.2 | 26.6 | 25.8 | 21.2 | 26.8 | 25.5 | 19.1 | 17 | 23.5 | 20.4 | 23 | 25 | 26.8 | 16.6 | 24.8 | 26.2 | 26.5 | 27.1 | 22.4 | 24.5 | 29.2 | 20 | 24.9 | 28 | 24.4 | 22.5 | 31 | 30.4 | 25.8 | 26.6 | 21.3 | 30.3 | 19.2 | 27 | 31.6 | 29.7 | 26 | 28 | 21.4 | 19.2 | 31.3 | 21.2 | 11.8 | 33 | 29 | 31.9 | 20 | 24.3 | 28.1 | 25.6 | 0
8082 | 28.3 | 18.3 | 25.3 | 28 | 21 | 25.9 | 21.4 | 22.2 | 24.8 | 26.7 | 24.4 | 24.1 | 18.7 | 25.6 | 24.1 | 15.8 | 15.1 | 21.3 | 19.4 | 20.1 | 20 | 25.5 | 15.5 | 22.1 | 22.5 | 25.1 | 22.1 | 20 | 22.7 | 27.1 | 19.1 | 22.6 | 26.4 | 23.2 | 19.3 | 28.4 | 28.8 | 23.3 | 26 | 16.8 | 29 | 20.3 | 24.4 | 29.6 | 28.2 | 24.3 | 26.3 | 19.8 | 18.1 | 29.5 | 19.2 | 11.6 | 31.2 | 27.9 | 30.9 | 18.5 | 21.6 | 25.9 | 24.6 | 0
8083 | 26 | 15 | 23.7 | 26.5 | 19.6 | 22 | 20.4 | 21.2 | 23.3 | 21 | 22.3 | 23 | 16.3 | 24.3 | 23.2 | 14.5 | 13.6 | 20.1 | 18.1 | 17.2 | 21.1 | 24.7 | 14.1 | 20.1 | 19.5 | 21.4 | 20 | 17.6 | 20.4 | 26.2 | 18.1 | 21.4 | 25.2 | 22 | 17.6 | 27.2 | 28.1 | 22 | 26 | 14.1 | 28.3 | 22.3 | 22.1 | 27 | 27.8 | 22.5 | 24.1 | 18.6 | 17.4 | 27.7 | 17.3 | 10.4 | 29.8 | 27.2 | 29.3 | 17.2 | 20 | 24.7 | 23.5 | 0
8084 | 25.1 | 13 | 20.9 | 24.9 | 18 | 20 | 19.4 | 20 | 22.8 | 17.8 | 20 | 22.4 | 13.4 | 23.7 | 22.3 | 13.5 | 13.2 | 19.3 | 17.4 | 14 | 19.8 | 23.8 | 13.4 | 18 | 17.8 | 20.9 | 18.6 | 15 | 18.4 | 25 | 17.8 | 20.3 | 23.9 | 20.8 | 16.1 | 26.2 | 27 | 20 | 26.1 | 12.3 | 27.6 | 24 | 19.4 | 24.9 | 27 | 21.4 | 22.4 | 17.8 | 17.6 | 26.5 | 15.6 | 9.6 | 27 | 27 | 25.6 | 16.4 | 19.3 | 23.5 | 22.2 | 0
8085 | 22 | 11.8 | 19 | 23.7 | 17 | 19.2 | 19.2 | 19.2 | 22.3 | 16.4 | 18.6 | 21.9 | 11.8 | 23 | 21.4 | 13 | 12.5 | 18.8 | 16.4 | 12.4 | 18.9 | 22.5 | 11.7 | 17.4 | 17.1 | 20.8 | 17.1 | 13.4 | 16.6 | 25.5 | 17.1 | 19.9 | 23 | 19.8 | 15.1 | 25.6 | 26.9 | 19.3 | 26.1 | 11.6 | 26.9 | 26.3 | 18.1 | 23.8 | 26.3 | 20.4 | 20.7 | 17.4 | 17.2 | 25.2 | 14.1 | 7.7 | 26.3 | 26.7 | 24.3 | 15.7 | 18.7 | 22.6 | 21.2 | 0
8086 | 20.1 | 11 | 18.4 | 22.6 | 16.5 | 18.7 | 18.9 | 16.4 | 22 | 16.4 | 17.6 | 21.3 | 10.4 | 22.5 | 21 | 12.7 | 12.3 | 18.3 | 16.1 | 11.2 | 18.6 | 21.2 | 10.6 | 16.7 | 16.9 | 20.3 | 16 | 12.2 | 15.7 | 24.8 | 17.1 | 19.4 | 22.1 | 18.8 | 14.4 | 23 | 26.1 | 18.5 | 25.9 | 10.7 | 26.3 | 26.8 | 17.1 | 22.3 | 25.8 | 20 | 19.8 | 17 | 17.1 | 24.2 | 12.8 | 6.6 | 25 | 26.6 | 22.9 | 15.4 | 18 | 22.5 | 20.6 | 0
8087 | 18.6 | 10.3 | 18 | 22 | 16 | 18 | 18.4 | 16.4 | 21 | 15.6 | 17.6 | 20.4 | 10.4 | 22.4 | 20.2 | 12.5 | 11.6 | 18.1 | 15.8 | 11.2 | 17.9 | 20.7 | 9 | 16.4 | 16.7 | 17.4 | 16.6 | 12 | 15.4 | 24.4 | 16.6 | 18.9 | 21.1 | 18 | 13.7 | 21.2 | 25.6 | 19 | 25.7 | 9.8 | 25.6 | 26 | 17.1 | 21.2 | 25.1 | 19.4 | 19 | 16.4 | 16.4 | 23.3 | 11.8 | 5 | 25 | 26.5 | 22.9 | 15 | 17.5 | 20.6 | 20.6 | 0
8088 | 19 | 9.6 | 17 | 21.4 | 14.8 | 17.8 | 17.7 | 15.2 | 20 | 15.2 | 17.9 | 19.4 | 10.1 | 22.2 | 19.5 | 12 | 11.5 | 16.8 | 16.1 | 10.6 | 17.3 | 20.5 | 8.6 | 14.7 | 14.4 | 16.4 | 15.8 | 11.7 | 15.8 | 21.7 | 16.6 | 18 | 19.9 | 17.2 | 13 | 19.4 | 24 | 18.2 | 24.5 | 9.3 | 24.9 | 22.3 | 16.4 | 20.3 | 24.6 | 19 | 18.8 | 15.2 | 16.4 | 22.9 | 10.9 | 4.6 | 23.2 | 25.7 | 22.9 | 14.8 | 17 | 19.1 | 20.8 | 0
8089 | 17.6 | 9.1 | 16.6 | 20.7 | 14.8 | 17.8 | 17.5 | 14.8 | 19.8 | 14.5 | 18.6 | 18.3 | 10.3 | 22.1 | 19.1 | 11.4 | 11 | 16.8 | 16.1 | 10.2 | 16.9 | 19.9 | 7.6 | 13.2 | 13.6 | 16.4 | 15.3 | 11.6 | 16 | 19.5 | 15.8 | 17.9 | 19.7 | 16.5 | 12.5 | 19 | 22.8 | 17.8 | 24.5 | 8.8 | 24.2 | 18.1 | 16 | 19.6 | 24.5 | 18.1 | 18.3 | 13.7 | 16 | 22.6 | 10.3 | 3.3 | 22.4 | 25.5 | 23 | 14.4 | 16.9 | 18.7 | 21.1 | 0
8090 | 17.1 | 8.5 | 15.8 | 19.8 | 14.6 | 17.5 | 17.3 | 14 | 19.4 | 14.2 | 19 | 17.4 | 9.6 | 21.6 | 19 | 11.4 | 11.2 | 16.7 | 16.2 | 9 | 16.6 | 18.2 | 7.4 | 11 | 14.6 | 16.9 | 14.2 | 11 | 15.8 | 16.6 | 15 | 17.8 | 19.6 | 15.8 | 12 | 18 | 21.2 | 17.5 | 24.4 | 8.6 | 23.5 | 13.4 | 14.8 | 18.4 | 23.5 | 17.4 | 18 | 12 | 16.2 | 22.1 | 9.6 | 2.4 | 20.2 | 25.3 | 23.1 | 14 | 16.6 | 18.3 | 21 | 0
8091 | 16.6 | 8.3 | 16.8 | 18.9 | 14.4 | 14.9 | 17 | 12.8 | 19.2 | 13.6 | 19.3 | 16.7 | 9.2 | 21.5 | 17.7 | 10.8 | 11.1 | 16.5 | 15.5 | 8.5 | 16.2 | 17.2 | 6.3 | 10.1 | 14.4 | 16.4 | 12.9 | 10.5 | 14.8 | 15.8 | 13.3 | 17.4 | 19.2 | 15.3 | 11.6 | 17 | 20.7 | 17.2 | 24 | 8.1 | 22.5 | 11.1 | 14.2 | 17.8 | 22.6 | 16.6 | 17.4 | 10.8 | 15.6 | 21.3 | 9 | 0.6 | 19.8 | 25.1 | 23.4 | 13.4 | 16.5 | 18 | 20.7 | 0
8092 | 16.2 | 8 | 16.6 | 17.9 | 14.3 | 13.4 | 16.7 | 12.6 | 18.8 | 13.2 | 18.8 | 16.5 | 8.1 | 21.3 | 17.7 | 10.1 | 11.9 | 16.3 | 15.1 | 8 | 16.2 | 16.7 | 6.3 | 9.4 | 12.9 | 16.9 | 12.6 | 9.7 | 13.7 | 14.9 | 12.2 | 16.9 | 19 | 15 | 11.2 | 16.5 | 20.1 | 16.8 | 24 | 7.8 | 22.2 | 10.2 | 13.3 | 17.5 | 21.7 | 16.3 | 17.7 | 10.3 | 15.6 | 20.5 | 8.3 | 0.4 | 18.6 | 25 | 23.4 | 13.1 | 15.7 | 17.5 | 20.2 | 0
8093 | 15.1 | 8 | 16 | 15.6 | 13.7 | 13.2 | 16.7 | 11.6 | 18.3 | 12.9 | 14.6 | 18.8 | 6.6 | 21.1 | 17.5 | 10 | 9.2 | 15.9 | 13.4 | 8.4 | 15.9 | 16 | 7 | 12.2 | 12.6 | 13.3 | 12.6 | 9 | 12 | 19 | 11.4 | 16.9 | 18.3 | 14.8 | 11.1 | 16.2 | 24.2 | 16.5 | 24 | 7.3 | 22 | 11.6 | 12.4 | 18.3 | 21.3 | 17.4 | 16.4 | 13.6 | 13.2 | 20.3 | 8.6 | 2.6 | 22.6 | 24.8 | 23.1 | 13.4 | 15.2 | 17.4 | 19.2 | 0
8094 | 14.8 | 8.1 | 15.4 | 14.8 | 12.9 | 13.5 | 16.6 | 12.2 | 18.2 | 12 | 14.2 | 19 | 6.5 | 20.9 | 17.2 | 10.1 | 11.7 | 15.9 | 14.2 | 9.5 | 15.5 | 15.7 | 9.4 | 12.7 | 12.6 | 12.9 | 12.8 | 10 | 12.7 | 18.1 | 12.5 | 16.8 | 18.2 | 14.7 | 11.1 | 16 | 25.1 | 15.8 | 23.2 | 6.9 | 21.5 | 13.8 | 13.2 | 17.9 | 20.7 | 17.9 | 17.7 | 14.4 | 13.4 | 19.3 | 9.2 | 5.5 | 22.2 | 24.6 | 22.9 | 14.3 | 15 | 17.8 | 20.1 | 0
8095 | 16.2 | 8.3 | 13.8 | 15.5 | 12.5 | 13 | 16.4 | 12.2 | 18.3 | 12.2 | 15.1 | 19.8 | 8.1 | 21.3 | 17.2 | 10 | 14.4 | 15.8 | 15.4 | 11.8 | 15.2 | 15.7 | 11.7 | 14.5 | 12.3 | 12.9 | 12.6 | 12.4 | 14.4 | 18.6 | 14.2 | 16.8 | 18.9 | 15.2 | 11 | 16 | 26.4 | 15.7 | 22.8 | 7 | 21.5 | 16.3 | 15.4 | 17.5 | 20.6 | 19 | 19.5 | 15.6 | 14.6 | 18.2 | 10.5 | 8.5 | 23.2 | 24.3 | 22.9 | 15.8 | 15 | 17.9 | 21.5 | 0
8096 | 17.5 | 8.6 | 16 | 17.7 | 13.5 | 16.5 | 17 | 12.8 | 21.3 | 12.6 | 16.9 | 21.6 | 10.2 | 23 | 17.7 | 10.5 | 17.8 | 15.8 | 17.4 | 15 | 14.5 | 17.2 | 14.8 | 17 | 11.5 | 13 | 12.6 | 15 | 17 | 20 | 17.2 | 18.4 | 21 | 16 | 11.6 | 18.6 | 28 | 17.5 | 23 | 7.3 | 22 | 17.4 | 18 | 17.8 | 20.7 | 20.8 | 22.4 | 17.4 | 16.4 | 19.6 | 12.6 | 11.8 | 24 | 24.8 | 22.9 | 17.8 | 16 | 17.5 | 23.8 | 0
8097 | 21 | 11.3 | 20.2 | 21 | 16.8 | 21.5 | 19.2 | 15.4 | 24.3 | 17.9 | 20.2 | 23.8 | 13.8 | 24.8 | 20.1 | 12.8 | 19.8 | 13.4 | 19.1 | 18.4 | 14.4 | 21.5 | 16.7 | 20.4 | 18.1 | 14.7 | 15.4 | 18.3 | 20.1 | 22.9 | 19.6 | 22.6 | 24 | 17.5 | 14.1 | 24.3 | 29.7 | 18.7 | 24 | 9.2 | 23.8 | 17.7 | 21.1 | 23.7 | 26 | 23 | 24.7 | 19.2 | 19 | 22.7 | 15.4 | 13.2 | 26.1 | 27 | 24 | 20.1 | 18 | 19.5 | 25.8 | 0
8098 | 24.5 | 14.6 | 22.5 | 24.5 | 20 | 25 | 20.6 | 19 | 26.6 | 21.2 | 23.5 | 26.2 | 17 | 26.4 | 21.2 | 15.6 | 21.8 | 18.8 | 21 | 21.3 | 15 | 24.5 | 18.8 | 23.4 | 21.3 | 19.8 | 18.4 | 20.9 | 23.1 | 25.8 | 22.2 | 24.3 | 25.2 | 19.2 | 18 | 26.8 | 31.4 | 21.8 | 24 | 14.8 | 26.6 | 16.5 | 23.5 | 27.2 | 27 | 25.2 | 27.1 | 21.2 | 21.5 | 25.3 | 18.5 | 14 | 27.5 | 28.7 | 24.2 | 22.4 | 20.5 | 23.1 | 27.7 | 0
8099 | 27.5 | 19.3 | 25 | 27.4 | 23 | 25.8 | 22 | 20.6 | 27.7 | 24.6 | 26.8 | 28.2 | 20.2 | 27.5 | 22.5 | 19 | 22.6 | 21.5 | 22.4 | 23.4 | 16.5 | 25.8 | 19.8 | 26 | 22.8 | 21.8 | 21 | 23.4 | 25.5 | 28.4 | 23.6 | 25.8 | 27.4 | 21.2 | 21.1 | 29 | 32.8 | 24.5 | 23.9 | 18.2 | 29 | 15.2 | 25.6 | 30.3 | 30.7 | 27 | 28.4 | 22.8 | 23.8 | 27.1 | 21.6 | 13.4 | 29.2 | 30.5 | 24.5 | 24.4 | 23.1 | 25.4 | 28.6 | 0
8100 | 28.8 | 21.1 | 27.1 | 29.2 | 25.1 | 27.4 | 22.8 | 22 | 28.8 | 27.9 | 28.6 | 29.6 | 21.7 | 28.6 | 23.6 | 21.6 | 23.9 | 23.2 | 23.9 | 24.6 | 19 | 26.6 | 21.3 | 27.2 | 24.8 | 25.2 | 25.6 | 24.7 | 26.8 | 29.5 | 24.9 | 26.8 | 27.5 | 22.8 | 23.7 | 31.3 | 33.9 | 26 | 23.2 | 23.7 | 31.4 | 13.8 | 26.7 | 32.2 | 30.5 | 28.2 | 29.7 | 24.2 | 25.2 | 28.9 | 23.9 | 13.4 | 29.6 | 30.6 | 24.7 | 25.7 | 25.5 | 28.7 | 29.1 | 0
8101 | 30.1 | 22 | 27.6 | 30 | 25.6 | 28.5 | 23.8 | 23.4 | 28.9 | 28.9 | 29.6 | 29.8 | 23 | 28.9 | 24.2 | 22.7 | 23.9 | 24.8 | 24.4 | 25.2 | 21.4 | 27.8 | 21.7 | 27.8 | 26.1 | 26.7 | 26.4 | 25.8 | 27.1 | 29.9 | 24.7 | 27.5 | 27.9 | 24 | 24.1 | 33.1 | 34.4 | 26.5 | 23.5 | 23.4 | 32.8 | 13.7 | 27.7 | 32.6 | 31.6 | 28.7 | 29.8 | 24.7 | 26 | 29.6 | 25.1 | 13 | 30.6 | 30.5 | 25.2 | 26.1 | 26.2 | 29.8 | 28.6 | 0
8102 | 31 | 22.6 | 28 | 30 | 25.3 | 29.4 | 24 | 24 | 29.3 | 29.8 | 29.2 | 29.2 | 23 | 29 | 25 | 23.4 | 23.8 | 25.2 | 24.6 | 25.2 | 23 | 28.5 | 21.8 | 27.4 | 27.3 | 27.1 | 26.9 | 26 | 26.5 | 29.4 | 24.2 | 27.5 | 28.4 | 24.6 | 24.4 | 33.1 | 34.2 | 27 | 23.5 | 23.8 | 33.4 | 14.2 | 28.2 | 33.2 | 31.4 | 28.6 | 30 | 24.6 | 25.8 | 30.6 | 25 | 13.4 | 31 | 30.5 | 26.7 | 25.6 | 26.9 | 29.8 | 28 | 0
8103 | 31.2 | 22.7 | 28.4 | 29.8 | 25.2 | 30 | 23.9 | 24.4 | 28.4 | 29.4 | 28.6 | 27.7 | 23.3 | 29 | 25.5 | 23.6 | 21.8 | 25.2 | 23.6 | 24.8 | 24.8 | 28.5 | 20.2 | 27 | 27.8 | 27.7 | 26.9 | 26 | 25.4 | 29.4 | 22.3 | 27.3 | 28.3 | 24.7 | 24.5 | 32.7 | 33.2 | 26.8 | 23.6 | 23.8 | 32.1 | 15.9 | 28.7 | 33.3 | 31.4 | 28 | 29.1 | 23.6 | 25.2 | 31.3 | 23.9 | 13 | 32.5 | 30.3 | 27.6 | 24.2 | 27 | 30.1 | 26.8 | 0
8104 | 31.2 | 22.6 | 28.6 | 29.3 | 24.4 | 29.9 | 22.7 | 24.4 | 27.7 | 29.7 | 27.2 | 26 | 22.3 | 28.5 | 25.5 | 22.1 | 19.8 | 25.2 | 22.3 | 23.7 | 24.6 | 28.4 | 18.6 | 25.8 | 27.4 | 27.7 | 26.9 | 24.7 | 23.9 | 29 | 20.9 | 26.3 | 28.2 | 24.3 | 24 | 30.8 | 31.8 | 26.3 | 23.7 | 23.7 | 30.9 | 17.4 | 28.2 | 33 | 30.4 | 27 | 28.4 | 22.5 | 23.8 | 31.3 | 22.2 | 12.8 | 32.8 | 29.8 | 27.2 | 22.2 | 26.5 | 29.5 | 26.2 | 0
8105 | 30.6 | 20.1 | 27.8 | 28.6 | 23 | 29.2 | 21.9 | 24.2 | 25.6 | 28.8 | 25.8 | 24.2 | 21 | 27.3 | 25.1 | 20.1 | 16.8 | 24 | 20.4 | 21.8 | 23.7 | 27.2 | 16.2 | 24.4 | 26.1 | 27.2 | 27 | 22.8 | 22.4 | 29 | 19.2 | 25 | 28 | 23.6 | 22.6 | 29.5 | 30 | 24.8 | 24 | 22.2 | 29.9 | 19.3 | 27 | 32.2 | 29.3 | 25.8 | 27 | 21 | 22.2 | 30.3 | 20.4 | 11.4 | 33 | 29.3 | 26.8 | 20 | 25.7 | 29.4 | 25.4 | 0
8106 | 28.1 | 17.6 | 26.1 | 27.3 | 21.2 | 26.3 | 21 | 21 | 24 | 26.1 | 23.6 | 22.8 | 18.1 | 26.1 | 23.2 | 17.1 | 15 | 22.2 | 19 | 19.2 | 22 | 25.7 | 15 | 22 | 22.5 | 25.1 | 24 | 19.7 | 20.8 | 28 | 18.8 | 23.3 | 26.5 | 22.6 | 19.5 | 27.3 | 28.4 | 21.8 | 24.2 | 17.7 | 28.8 | 20.7 | 24.5 | 30 | 27.6 | 24.5 | 26 | 19.9 | 20.1 | 28.8 | 18.9 | 10.3 | 31.1 | 28.3 | 26.4 | 18.1 | 21.5 | 28.9 | 25.2 | 0
8107 | 25.3 | 14.9 | 23.6 | 25.5 | 20.6 | 23.6 | 20 | 19 | 23.1 | 20.4 | 21.6 | 21.5 | 15.4 | 25.3 | 22.1 | 15.2 | 13.1 | 21.4 | 17.3 | 16.3 | 20.5 | 23.9 | 13.6 | 19.6 | 19.6 | 22.1 | 21.4 | 16.9 | 19.2 | 26.9 | 18.4 | 21.8 | 25.5 | 21.7 | 17.5 | 25.9 | 27.2 | 20 | 24.3 | 14.7 | 28 | 22.6 | 21.8 | 27.8 | 27.1 | 23.2 | 24 | 18.9 | 18.2 | 26.9 | 17.8 | 8.3 | 29.2 | 27.9 | 25.7 | 16.6 | 19.9 | 25.9 | 24.4 | 0
8108 | 23.8 | 13.6 | 20.9 | 23.4 | 19.6 | 21.7 | 19.5 | 17 | 22.3 | 17.4 | 19.4 | 20.6 | 12.4 | 24 | 22 | 14.3 | 12.6 | 20.6 | 16.4 | 13.6 | 19.4 | 22.6 | 13.2 | 17 | 17.9 | 20.2 | 20.4 | 14.4 | 17.6 | 25 | 18.6 | 20.8 | 24.2 | 20.8 | 16.5 | 25.9 | 26.6 | 18.6 | 24.3 | 13.2 | 27.1 | 24.4 | 19 | 26.5 | 26.7 | 22 | 22.2 | 18.2 | 16.6 | 25.3 | 17 | 7 | 26.6 | 27.3 | 25.2 | 15.8 | 18.9 | 24.3 | 23.6 | 0
8109 | 22.6 | 13.3 | 20.3 | 21.5 | 18.3 | 20.2 | 18.8 | 15.4 | 21.5 | 16.1 | 18.1 | 19.7 | 10.9 | 23.3 | 20.9 | 13.9 | 11.6 | 20.1 | 15.4 | 11.7 | 18.6 | 21.5 | 12 | 15.4 | 16.7 | 19.2 | 18.9 | 13.5 | 16.2 | 23.6 | 18 | 20 | 22.7 | 20.2 | 15.4 | 25.3 | 26.4 | 17.4 | 24.3 | 12.2 | 26.3 | 26.5 | 17.4 | 25.6 | 25.7 | 21 | 19.7 | 17.4 | 15.8 | 24.2 | 16.2 | 5.3 | 25.7 | 26.5 | 24.7 | 15.4 | 18 | 22.9 | 22.1 | 0
8110 | 22.6 | 12.1 | 18.9 | 20.2 | 17.4 | 19.5 | 18.2 | 14 | 21.1 | 16.2 | 16.9 | 19.2 | 9.8 | 22.8 | 20.5 | 13.3 | 11.7 | 19.6 | 15.1 | 10.8 | 17.9 | 20 | 11.4 | 14.2 | 15.7 | 19.6 | 17.4 | 13.1 | 15.1 | 22.1 | 17.8 | 19.5 | 22 | 19.4 | 14.5 | 24.5 | 26.3 | 16.8 | 24.4 | 11.3 | 25.5 | 27.1 | 16.5 | 24 | 25.1 | 20.2 | 18.1 | 16.8 | 15.4 | 22.8 | 15.1 | 4.7 | 24.8 | 26.3 | 24.2 | 15.3 | 17.3 | 22.1 | 21 | 0
8111 | 21.4 | 11.6 | 18.4 | 19.8 | 16.6 | 19.5 | 17.7 | 14.6 | 21.2 | 15.9 | 16.6 | 19 | 9.8 | 22.2 | 20 | 12.6 | 11.2 | 18.9 | 14.8 | 10.8 | 17.5 | 18.8 | 10 | 14 | 14.8 | 19.2 | 16.9 | 13.4 | 14.4 | 21.6 | 17 | 18.8 | 21.2 | 18.8 | 14 | 22 | 26.2 | 16.8 | 24.5 | 10.5 | 24.7 | 26.2 | 16.5 | 23.3 | 24.1 | 19.6 | 16.8 | 16 | 15.6 | 22 | 13.8 | 4 | 25.2 | 26 | 24.3 | 15.2 | 16.5 | 20.4 | 20 | 0
8112 | 20.8 | 10.6 | 17.9 | 20 | 15.5 | 17.7 | 16.8 | 14 | 20.8 | 15.3 | 16.1 | 19.3 | 9.2 | 21.8 | 18.1 | 12.1 | 11.5 | 17 | 15.2 | 11 | 17 | 17.5 | 9.5 | 13.6 | 14.1 | 17 | 16.4 | 12.8 | 13.9 | 21.1 | 16.8 | 18.3 | 20.4 | 17.9 | 13.4 | 19.4 | 25.9 | 16.5 | 24.7 | 9.9 | 23.8 | 22.8 | 16.2 | 22.7 | 22.6 | 19.2 | 16.9 | 15.5 | 15.5 | 21.5 | 12.3 | 4.2 | 24.6 | 25.7 | 24.4 | 15 | 16 | 20.3 | 20 | 0
8113 | 19.8 | 10.2 | 17 | 20.3 | 15.1 | 16.3 | 16.5 | 13 | 20.3 | 14.7 | 16.2 | 19.5 | 9 | 21.6 | 18.1 | 11.7 | 10.8 | 16.8 | 15.1 | 11 | 16.8 | 16.8 | 8.2 | 13.6 | 13.7 | 17.2 | 18.2 | 12 | 13.5 | 21.3 | 15.8 | 18.8 | 20.2 | 17.1 | 13 | 18.6 | 25.3 | 16.3 | 24.7 | 9.3 | 23 | 18.5 | 15.8 | 21.3 | 21.9 | 18.8 | 17 | 14.9 | 15.4 | 20.9 | 10.8 | 3.5 | 24.5 | 25.6 | 24.7 | 14.6 | 15.5 | 20.1 | 19.9 | 0
8114 | 21 | 9.6 | 16.8 | 20 | 15 | 15.5 | 16.1 | 13 | 19.8 | 13.4 | 15.8 | 19.8 | 8 | 21.7 | 18.1 | 11.4 | 10.4 | 16.7 | 15 | 10.4 | 16.6 | 16.1 | 7.6 | 13 | 12.9 | 16.7 | 18.5 | 10.4 | 13 | 21 | 15 | 18.5 | 19.7 | 16.2 | 12.6 | 17.9 | 24.6 | 15.8 | 24.7 | 9 | 22.5 | 13.8 | 14.6 | 20.8 | 21.5 | 18.4 | 17.4 | 14.4 | 14.8 | 20.5 | 9.6 | 3 | 23.4 | 25.6 | 24.7 | 14 | 15 | 18.6 | 20.2 | 0
8115 | 21 | 9.5 | 16 | 19 | 14.7 | 15.3 | 15.9 | 10.8 | 19.4 | 12.4 | 15.7 | 19.6 | 7.6 | 21.6 | 17.9 | 11 | 9 | 16.6 | 14.2 | 9.4 | 16.3 | 15.8 | 6.4 | 12.7 | 12.5 | 16.3 | 18 | 9.4 | 12.5 | 20.8 | 13.2 | 18.3 | 19.1 | 15.6 | 12.4 | 17.3 | 24 | 15.3 | 24.7 | 8.7 | 22.3 | 11 | 13.5 | 19.4 | 21.2 | 17.9 | 16.8 | 13.8 | 14.2 | 19.9 | 8.8 | 1.8 | 23.2 | 25 | 24.7 | 13.4 | 14.9 | 18.5 | 19.7 | 0
8116 | 20.6 | 9.3 | 16.1 | 17.2 | 14.7 | 14.9 | 15.7 | 12.2 | 18.8 | 11.9 | 14.9 | 19.2 | 6.6 | 21.4 | 17.9 | 10.9 | 8.9 | 16.5 | 13.8 | 8.5 | 16 | 15.4 | 6.5 | 12.1 | 12.4 | 15.2 | 17.7 | 8.5 | 12 | 19.8 | 12.2 | 18.3 | 18.5 | 15 | 12 | 17.3 | 23.9 | 14.9 | 24.7 | 8.4 | 21.6 | 10.1 | 12.4 | 19.3 | 20.9 | 17.5 | 16.6 | 13.6 | 13.4 | 19.2 | 8.5 | 1.8 | 22.4 | 24.9 | 24.6 | 13.2 | 14.7 | 18.4 | 19.5 | 0
8117 | 19.3 | 9.2 | 15.7 | 14 | 14.6 | 14.9 | 15.7 | 12 | 18.5 | 11.4 | 12.6 | 15.4 | 6.8 | 21.3 | 17.9 | 11 | 10.4 | 16 | 12.6 | 7.4 | 15.7 | 14.5 | 5.6 | 10.6 | 12.6 | 15.3 | 16.3 | 9 | 9.6 | 17.6 | 10.2 | 18.2 | 18.1 | 15.6 | 11.6 | 17.3 | 23.8 | 14.9 | 24.8 | 8.2 | 20.9 | 11.4 | 12.4 | 19.3 | 20.4 | 17.6 | 14 | 15 | 13 | 18.3 | 11.2 | 7 | 22.8 | 24.6 | 23.7 | 13 | 14.5 | 18.3 | 18 | 0
8118 | 18.7 | 9.6 | 15.4 | 14.1 | 14.3 | 13.2 | 15.2 | 12 | 17.5 | 11.6 | 12.2 | 15.8 | 6.6 | 20.9 | 17.2 | 10.6 | 12.3 | 15.8 | 13.8 | 9.1 | 15.5 | 13.9 | 7.5 | 11.8 | 12.2 | 15.2 | 15 | 9.4 | 10.8 | 16.7 | 11.7 | 17.8 | 17.5 | 15 | 11.1 | 16.8 | 24.5 | 14.5 | 24.8 | 8.2 | 20.5 | 13.4 | 12.8 | 19.3 | 20.2 | 18.8 | 16.1 | 15.2 | 13.7 | 17.8 | 10.7 | 9.4 | 22 | 24.3 | 24.2 | 14.2 | 14 | 17.7 | 18.9 | 0
8119 | 18.3 | 9.6 | 14.1 | 15.6 | 13.6 | 14.4 | 14.8 | 11 | 18.3 | 12.4 | 13.3 | 17.2 | 8.1 | 21 | 17.2 | 10.2 | 14.3 | 15.8 | 15.5 | 11.8 | 15.5 | 13.5 | 9.9 | 14.5 | 10.8 | 15.1 | 14.5 | 11.2 | 12.8 | 17 | 13.5 | 17.9 | 17.4 | 15.2 | 10.8 | 16.9 | 25.7 | 14.5 | 24.8 | 9 | 20.4 | 16.1 | 14.7 | 18.9 | 20.6 | 20.3 | 19 | 16 | 15.1 | 16.9 | 11.2 | 11.3 | 22.1 | 23.6 | 24.2 | 15.7 | 14 | 17.3 | 20.4 | 0
8120 | 17 | 9.6 | 15 | 18 | 14.4 | 18.7 | 15.5 | 11 | 20.6 | 12.1 | 15.4 | 19.4 | 10.2 | 23.2 | 17.4 | 10.6 | 17 | 15.8 | 17.8 | 15.4 | 15.4 | 15 | 13.4 | 17.4 | 11.9 | 15.7 | 14.6 | 13.6 | 16.2 | 18.8 | 16.8 | 19 | 18.3 | 16.2 | 11 | 18.1 | 27.6 | 15.3 | 24.8 | 10 | 20.4 | 17.2 | 16.6 | 18.8 | 21.7 | 22 | 22 | 17.2 | 17.2 | 18.9 | 13 | 13.9 | 22.4 | 24.5 | 24.7 | 18 | 15 | 17.8 | 22.6 | 0
8121 | 21.1 | 10.9 | 21.2 | 21.3 | 18.9 | 22 | 18.1 | 17 | 23.4 | 18.9 | 18.7 | 22.2 | 14.2 | 25.1 | 19.4 | 13.2 | 19.1 | 15 | 19.8 | 18.6 | 15.5 | 20.5 | 16.3 | 20.9 | 17.8 | 18 | 16 | 16.8 | 19.1 | 21.6 | 18.9 | 22.1 | 21.1 | 18 | 13.3 | 23.5 | 29.4 | 22.5 | 26.7 | 13.3 | 23.8 | 18 | 19.9 | 21.2 | 25.8 | 23.1 | 24.3 | 19.1 | 19.5 | 23.6 | 16 | 14.7 | 24.3 | 26.6 | 25.4 | 20.1 | 18.7 | 20.4 | 24.8 | 0
8122 | 23.8 | 13 | 22.8 | 24.4 | 21.3 | 23.7 | 18.4 | 20 | 25.5 | 24.4 | 22.1 | 24.9 | 18 | 26.8 | 20 | 15.7 | 21.4 | 16.1 | 21.9 | 21.5 | 17.1 | 23.1 | 19.4 | 23.3 | 22.7 | 21.2 | 20 | 19.8 | 22 | 24.7 | 21.5 | 24.6 | 23.8 | 20 | 16.8 | 26 | 31.2 | 24 | 27.7 | 16.8 | 26.8 | 17 | 22.5 | 25.4 | 28.9 | 24 | 26 | 21.1 | 22 | 26 | 19.4 | 15.9 | 26.4 | 28.7 | 26.4 | 22.4 | 21.2 | 24.7 | 26.8 | 0
8123 | 25.5 | 15.6 | 25.3 | 27.2 | 23.9 | 26 | 20.7 | 22 | 26.8 | 25.9 | 25.4 | 27 | 22 | 27.6 | 21.4 | 19.9 | 23 | 20.3 | 23.4 | 23.4 | 19.2 | 24 | 21.4 | 25.4 | 24.8 | 24 | 23 | 22.4 | 23.6 | 27.4 | 22.6 | 25.8 | 25.1 | 22 | 20.7 | 28.5 | 32.4 | 26.2 | 28.2 | 20 | 29.8 | 16.2 | 25.4 | 27.8 | 31 | 24.4 | 27 | 23 | 24 | 27.5 | 22.4 | 16 | 29 | 28.8 | 27.4 | 24 | 23.7 | 27.5 | 28 | 0
8124 | 27.2 | 17.9 | 26.8 | 28.8 | 25.9 | 27.5 | 21.6 | 23.2 | 27.9 | 27.9 | 27.7 | 28 | 24.2 | 28.6 | 22.8 | 22 | 24.6 | 22.2 | 24.8 | 25 | 21.5 | 25.2 | 23.1 | 26.1 | 25.5 | 26.5 | 27.2 | 24 | 25.1 | 29.3 | 24.3 | 26.6 | 26.1 | 23.3 | 22.8 | 31 | 33.2 | 27.2 | 28.2 | 21.8 | 31.8 | 14.5 | 26.7 | 29.4 | 31.2 | 24.8 | 27.9 | 24 | 25.7 | 29 | 24.3 | 17.2 | 30.6 | 30.5 | 28.9 | 25.5 | 25.2 | 30.3 | 28.7 | 0
8125 | 28 | 19.6 | 27.5 | 29.9 | 25.9 | 28.7 | 22.9 | 24.4 | 28.8 | 28.6 | 29.3 | 28 | 25.9 | 28.7 | 23.5 | 22.5 | 24.8 | 23 | 25.3 | 25.7 | 22.8 | 26.4 | 23.1 | 26.7 | 26.6 | 27.5 | 29 | 25 | 25.4 | 30.1 | 24.3 | 27.6 | 26.9 | 24.1 | 23.8 | 33 | 33.3 | 28 | 28.5 | 23.2 | 32.8 | 14.2 | 28.1 | 30.2 | 31.5 | 25 | 28.7 | 24.5 | 26.4 | 30.3 | 24.7 | 17.3 | 32 | 30.5 | 29.4 | 25.7 | 26.1 | 30.4 | 28.6 | 0
8126 | 28.3 | 20.3 | 28.1 | 30 | 25.9 | 29 | 23.4 | 25.6 | 29 | 29.8 | 29.6 | 27 | 26 | 29 | 24.3 | 23 | 24.4 | 23.6 | 25.4 | 26 | 23.5 | 27 | 22.4 | 26.6 | 27.8 | 27.7 | 28.2 | 25.2 | 25.6 | 30.2 | 24.4 | 27.6 | 27.5 | 24.4 | 23.8 | 31.3 | 33 | 27.6 | 28.5 | 23.8 | 33.4 | 14.2 | 28.2 | 31 | 31.9 | 25.2 | 29.4 | 24 | 26.4 | 31.1 | 23.8 | 17.6 | 32.2 | 30.4 | 29.8 | 25.2 | 26.4 | 31.9 | 28.2 | 0
8127 | 28.2 | 20.3 | 28.4 | 29.9 | 26.3 | 29.7 | 24 | 26 | 28.3 | 29.9 | 29.2 | 25.6 | 26.1 | 28.7 | 25.2 | 23.3 | 22.3 | 23.7 | 24.3 | 25.2 | 24.4 | 27.2 | 20 | 26.9 | 27.8 | 27.7 | 28.5 | 25.1 | 24.6 | 29.8 | 22.5 | 27.6 | 27.5 | 24.5 | 23.9 | 31.3 | 32 | 27.7 | 28.5 | 24.2 | 31.4 | 15.9 | 28.6 | 31.2 | 31.7 | 24.9 | 29.3 | 23.3 | 25.3 | 31.2 | 22.2 | 15.8 | 32.6 | 30.7 | 30 | 23.4 | 26.2 | 32 | 27.3 | 0
8128 | 28.1 | 20 | 28.4 | 29.2 | 25.9 | 29.5 | 22.9 | 25 | 27.1 | 29.5 | 27.9 | 24.1 | 24.7 | 28.7 | 25.1 | 21.9 | 19.9 | 23.7 | 22.9 | 23.7 | 24.3 | 26.9 | 17.6 | 26.1 | 27.3 | 27.7 | 28.5 | 24 | 23.6 | 29.1 | 21.3 | 27.2 | 27.8 | 24.3 | 23.3 | 30.5 | 31 | 26.2 | 28.2 | 24.2 | 31.8 | 17.4 | 27.6 | 31.2 | 31.4 | 24.5 | 28.2 | 22.2 | 23.9 | 31.2 | 20.3 | 14.2 | 32 | 30.1 | 26.4 | 21.3 | 25.7 | 31.5 | 26.4 | 0
8129 | 27.9 | 17.9 | 27.8 | 28.2 | 23.6 | 29.2 | 22 | 24 | 25.1 | 28.5 | 26 | 22.8 | 23 | 27.7 | 24.6 | 19.5 | 17 | 22.4 | 21 | 21.2 | 23.8 | 26.2 | 14.8 | 25 | 26 | 27.7 | 28.5 | 22.4 | 21.6 | 28 | 19.4 | 25.5 | 27.4 | 24 | 22 | 29.1 | 29.6 | 25.6 | 27.8 | 22.8 | 28.4 | 19.6 | 26.4 | 30.6 | 30 | 23.6 | 26 | 21.2 | 22 | 30.8 | 18.6 | 11.4 | 31.6 | 29.8 | 26.9 | 19 | 23.2 | 31.1 | 25.2 | 0
8130 | 26.6 | 15 | 25.1 | 26.5 | 21.4 | 27 | 20.7 | 21 | 22.9 | 25.9 | 23.6 | 21.7 | 19.6 | 26.4 | 23.4 | 16.5 | 15.1 | 21.2 | 19.5 | 18.5 | 22.5 | 24.5 | 13.2 | 22.4 | 23 | 26.6 | 24 | 19.9 | 19.8 | 26.5 | 19.2 | 23.1 | 26.5 | 23.2 | 18.8 | 27 | 28.5 | 22.6 | 27.6 | 20.2 | 22.8 | 21 | 23.6 | 29 | 28.4 | 22.8 | 23.2 | 20 | 20.5 | 28.6 | 17 | 10.1 | 30.2 | 28.2 | 26.4 | 17.6 | 20.1 | 30.4 | 24.2 | 0
8131 | 24.9 | 13.4 | 23.4 | 24.8 | 20.4 | 23.4 | 19.7 | 18.8 | 21.2 | 20.1 | 21.3 | 20.8 | 16.4 | 26 | 21.8 | 14.5 | 13.5 | 20.2 | 18 | 15.4 | 20.8 | 23.6 | 11.7 | 19.8 | 21.4 | 24.5 | 20.5 | 17.4 | 17.3 | 24.6 | 18.3 | 21.6 | 25.3 | 22.2 | 16.8 | 26.1 | 27.3 | 20.5 | 27.6 | 18.5 | 22.7 | 23.3 | 21.3 | 27.1 | 27.4 | 21.8 | 20.4 | 19.1 | 19 | 27 | 15.5 | 8.3 | 29.2 | 27.8 | 25.9 | 16.5 | 19.2 | 28.5 | 22.9 | 0
8132 | 23.3 | 12.4 | 20.8 | 22.9 | 19.4 | 21.9 | 19 | 17 | 21 | 17.4 | 19.4 | 20 | 13 | 25.5 | 21.3 | 13.4 | 13 | 19.2 | 17.2 | 13 | 19.7 | 21.8 | 11.2 | 17 | 20.7 | 23.2 | 19 | 15 | 15.4 | 22.4 | 18.4 | 20.1 | 24.1 | 20.8 | 15.8 | 25.5 | 26.4 | 19.5 | 27.6 | 17.1 | 22.7 | 25 | 18.8 | 24.6 | 26.9 | 21.2 | 18.4 | 18.2 | 18 | 25.6 | 14 | 7.8 | 27.6 | 27.4 | 25.5 | 16.2 | 18.1 | 25.2 | 21.8 | 0
8133 | 23.3 | 11.7 | 20.1 | 21.7 | 18.3 | 20.2 | 18.4 | 16.4 | 19.9 | 15.9 | 18.4 | 19.4 | 11.3 | 25 | 20.2 | 13 | 12.4 | 18.7 | 16.4 | 11 | 18.6 | 20.2 | 10.2 | 15.6 | 19 | 21.7 | 18 | 13.6 | 13.4 | 20.4 | 17.1 | 19 | 22.5 | 19.5 | 14.4 | 24.2 | 25.6 | 19 | 27.5 | 16.3 | 22.6 | 27.3 | 17.9 | 23.3 | 26 | 20.6 | 17.5 | 17.6 | 17.1 | 23.6 | 12.6 | 6.3 | 26.8 | 27.1 | 24.9 | 15.8 | 16.8 | 24.4 | 20.6 | 0
8134 | 23 | 12.1 | 20.5 | 20.7 | 17.4 | 19 | 17.9 | 15.6 | 18.2 | 15.4 | 17.9 | 18.8 | 9.9 | 24.5 | 19.9 | 13.4 | 12.3 | 18.7 | 16.1 | 10.3 | 18 | 19 | 9.7 | 14.5 | 17.6 | 20.4 | 21 | 12.7 | 12.6 | 19.2 | 16.6 | 18.6 | 21.4 | 18.4 | 13.7 | 23 | 25.2 | 18.6 | 27 | 15.3 | 22.5 | 27.8 | 17 | 22.2 | 25 | 20.4 | 17.5 | 16.9 | 16.6 | 22.8 | 11.5 | 6.2 | 25.7 | 26.9 | 24.5 | 15.8 | 16.2 | 24.2 | 19.9 | 0
8135 | 22.4 | 11.7 | 18.8 | 20.3 | 16.4 | 19.6 | 17.4 | 14.8 | 17.2 | 15.1 | 18 | 18.4 | 9.8 | 24.4 | 19.5 | 12.4 | 11.8 | 18.5 | 15.6 | 10 | 17.5 | 18 | 8.8 | 14.4 | 16.4 | 20 | 21 | 12.6 | 12.2 | 19 | 15.4 | 17.8 | 20.8 | 17.8 | 12.8 | 21.8 | 25 | 18 | 26.6 | 14.4 | 22.4 | 26.8 | 17 | 21.6 | 23.8 | 20 | 17.8 | 16.4 | 16 | 22.3 | 11 | 5.4 | 25.2 | 26.7 | 24.3 | 15.4 | 16.2 | 23.4 | 19.4 | 0
8136 | 21.7 | 10.9 | 18.1 | 19.6 | 15.8 | 19.2 | 17.2 | 13.2 | 16.7 | 14.8 | 17.9 | 18 | 9.1 | 23.7 | 18.9 | 11.5 | 11.6 | 16.7 | 15.4 | 10.4 | 16.8 | 16.7 | 8.5 | 13.6 | 16.3 | 18.7 | 21 | 12.3 | 12.9 | 19.6 | 15.5 | 17.6 | 19.9 | 17.5 | 12.2 | 20.5 | 25.2 | 17.4 | 25.4 | 14.4 | 22.4 | 22.8 | 15.8 | 20.9 | 22.8 | 19.8 | 17.8 | 15.7 | 15.7 | 21.9 | 11.2 | 6.2 | 24.2 | 26.2 | 23.8 | 15.3 | 15.7 | 20.9 | 19.4 | 0
8137 | 20.9 | 9.9 | 17.6 | 18.8 | 15.4 | 17.5 | 17.3 | 12.8 | 16.3 | 13.4 | 17.6 | 17.6 | 9 | 23.2 | 18.4 | 11 | 10.8 | 16.7 | 14.7 | 10.1 | 16.5 | 16.7 | 7.6 | 12.9 | 15.6 | 17.7 | 20.5 | 12 | 12.9 | 20.5 | 14.6 | 17.3 | 19.7 | 17.5 | 11.8 | 20 | 25.1 | 16.7 | 24.9 | 14.3 | 22.3 | 18.1 | 14.9 | 21 | 22.6 | 19.1 | 16.9 | 15.2 | 15.1 | 21.9 | 11.8 | 6.1 | 23.8 | 26 | 23.4 | 14.7 | 15.2 | 20.5 | 19.2 | 0
8138 | 20.9 | 10.4 | 16.7 | 17.4 | 15.4 | 17.5 | 17 | 11.4 | 16.2 | 12.8 | 16.6 | 17 | 8 | 22.8 | 17.9 | 10.6 | 10.4 | 16.5 | 14 | 9.6 | 16.1 | 15.5 | 7 | 11.4 | 15.1 | 18.2 | 18 | 11 | 12.8 | 20.9 | 14.2 | 16.6 | 19.6 | 17.4 | 11.6 | 19.1 | 25 | 16.2 | 24.9 | 13.1 | 21.8 | 13 | 13.2 | 20.8 | 22.3 | 18.4 | 15.4 | 14.8 | 14.6 | 20.9 | 12.4 | 6.8 | 23.2 | 25.8 | 23.4 | 14.2 | 14.7 | 19.8 | 19 | 0
8139 | 20.3 | 10.3 | 16.4 | 16.1 | 14.4 | 17.4 | 16.4 | 11.4 | 15.5 | 12 | 15.3 | 16.3 | 7.7 | 22.5 | 17.4 | 10.7 | 9.7 | 16.3 | 13 | 8.3 | 15.2 | 15.1 | 5.8 | 10.6 | 14.6 | 18 | 18 | 10.1 | 11.4 | 20.4 | 12.2 | 16.1 | 19.5 | 17.1 | 11.1 | 18.5 | 24.4 | 15.3 | 24.9 | 11.5 | 20.8 | 10.4 | 12.6 | 20.5 | 21.7 | 17.6 | 13.9 | 14.8 | 13.7 | 19.6 | 12.5 | 6.1 | 23.3 | 25.4 | 23.3 | 13.3 | 14.2 | 18.8 | 18.4 | 0
8140 | 19.7 | 8.9 | 15.6 | 14.6 | 14 | 15.8 | 16.4 | 11.2 | 15.1 | 11.9 | 13.7 | 15.7 | 6.8 | 22.5 | 17.4 | 10.4 | 9.8 | 16.2 | 12.6 | 7.5 | 15.3 | 14.4 | 5.5 | 9.9 | 15.5 | 17.8 | 18 | 9.2 | 10.4 | 19.1 | 11.2 | 15.6 | 19 | 16.3 | 10.7 | 17 | 24 | 14.8 | 24.9 | 11.5 | 20.4 | 9.5 | 11.8 | 19.6 | 21.8 | 17.3 | 13.3 | 14.7 | 13.2 | 19.4 | 12 | 6.7 | 22.9 | 25.1 | 23 | 13 | 14 | 17.9 | 18.1 | 0
8141 | 18.3 | 9.3 | 15.4 | 15.4 | 13.4 | 15.4 | 16 | 13 | 15 | 11.7 | 14.4 | 15 | 6.8 | 22.4 | 17.1 | 10.5 | 9.4 | 16.2 | 13.8 | 7.4 | 15.1 | 13.9 | 5.4 | 12.4 | 14.6 | 17.7 | 18 | 9 | 8 | 16 | 10.2 | 15.6 | 19 | 14 | 10.3 | 17.5 | 23 | 14.6 | 25 | 11.5 | 20.1 | 10.4 | 13 | 18.1 | 21.9 | 17 | 13 | 14.4 | 12.8 | 18.6 | 4.8 | 6.4 | 22 | 24.9 | 23.4 | 13.4 | 13.7 | 17.8 | 15 | 0
8142 | 17.3 | 7.9 | 14.9 | 14.5 | 13.1 | 14.5 | 15.4 | 11.6 | 14.8 | 11.7 | 14.5 | 15.7 | 7.6 | 21.9 | 16.8 | 10.2 | 11.5 | 15.3 | 14.9 | 8.4 | 15 | 13.3 | 7.6 | 13.4 | 14.3 | 17.7 | 16 | 9 | 9.3 | 15.7 | 11.6 | 15.6 | 18.9 | 14.6 | 10.3 | 17 | 22.8 | 13.7 | 25 | 11.6 | 19.8 | 12 | 13.3 | 17.4 | 22.1 | 17.5 | 14.1 | 14.9 | 13.7 | 18.1 | 4.9 | 8.8 | 20.8 | 24.6 | 23.4 | 14.4 | 13.7 | 17.7 | 17.6 | 0
8143 | 18 | 8 | 14.9 | 15 | 13 | 14.2 | 15.1 | 11 | 15 | 10.9 | 16.1 | 16.9 | 9.6 | 21.8 | 16.9 | 9.7 | 13.9 | 15.2 | 16.4 | 10.7 | 14.7 | 13.1 | 10.1 | 15 | 13.8 | 17.3 | 16 | 10.3 | 11.8 | 16.8 | 13.2 | 15.7 | 18 | 15.2 | 9.9 | 16.8 | 23.3 | 13.7 | 25 | 11.7 | 20.8 | 14.4 | 15.2 | 17.3 | 22.7 | 19 | 16.3 | 16.1 | 15.4 | 17.8 | 6.2 | 11 | 20.7 | 24.5 | 23.4 | 15.8 | 13.7 | 18 | 20.7 | 0
8144 | 18.2 | 8.1 | 17.4 | 16.4 | 14.8 | 17.2 | 16.1 | 14 | 18.3 | 10.9 | 17.4 | 19 | 12.4 | 23.3 | 17.5 | 9 | 17.2 | 15.2 | 18.4 | 14 | 14.7 | 14.5 | 13.6 | 17 | 14.4 | 17.4 | 15 | 12.4 | 15.2 | 18 | 16 | 18.1 | 18.3 | 16.4 | 10.3 | 17.5 | 24.4 | 15 | 25 | 11.3 | 24.2 | 15.6 | 17.7 | 17.7 | 23.9 | 21 | 19.4 | 18 | 17.8 | 19.9 | 9 | 13.2 | 21.6 | 25 | 23 | 17.8 | 13.7 | 18.5 | 24.6 | 0
8145 | 20.8 | 10.2 | 21.1 | 19.9 | 17.9 | 23.6 | 19 | 18.2 | 22.4 | 17.8 | 20.4 | 21.4 | 16.1 | 25.6 | 19.5 | 11.7 | 19.3 | 15.4 | 20.2 | 17.9 | 15.5 | 20 | 16 | 19.5 | 16.5 | 18.1 | 16.4 | 15.9 | 18.5 | 20.8 | 18.1 | 22.2 | 20.9 | 17.2 | 12.8 | 23.2 | 26.3 | 18.7 | 24 | 12.2 | 27.6 | 16.7 | 21.2 | 19.5 | 26 | 23.4 | 22.4 | 20.2 | 20.5 | 23.5 | 12.4 | 13.9 | 23.9 | 27.3 | 24.7 | 19.8 | 17.6 | 21.7 | 26.6 | 0
8146 | 23.3 | 13.2 | 23.3 | 23.7 | 21.1 | 25.6 | 20.5 | 21.6 | 23.7 | 22.2 | 22.7 | 24.2 | 19.8 | 27 | 20 | 15.1 | 21.6 | 17.1 | 22 | 21.7 | 16.8 | 23.7 | 18.8 | 22 | 20.9 | 23 | 19.2 | 19.3 | 21.5 | 23.2 | 20.8 | 24.2 | 23.5 | 18.6 | 17.4 | 25.4 | 28.5 | 22.7 | 24.7 | 15.2 | 29.5 | 16.3 | 24.2 | 23.8 | 28.7 | 25.6 | 25.2 | 22.3 | 23 | 25.6 | 15.9 | 14.5 | 26.4 | 28.8 | 25.8 | 22.1 | 20.1 | 25 | 28 | 0
8147 | 25.8 | 15.7 | 24.9 | 27.8 | 23.1 | 26.8 | 21.8 | 23 | 25.4 | 24.6 | 25.8 | 26.8 | 23.2 | 27.6 | 21.5 | 18.4 | 22.6 | 21.1 | 23.4 | 24.8 | 19.4 | 25.3 | 20.4 | 24.4 | 23.2 | 26.4 | 22 | 22.6 | 23.4 | 26 | 22.4 | 25.7 | 24.9 | 20 | 21.1 | 29.3 | 30.6 | 24.4 | 26.3 | 19.7 | 31.4 | 16 | 26.8 | 26.3 | 30.3 | 27.4 | 27 | 23.8 | 25 | 27.2 | 18.8 | 14.2 | 28.8 | 30.5 | 27.3 | 24 | 22.6 | 27.9 | 27.6 | 0
8148 | 27.2 | 18.6 | 26.4 | 30.2 | 25.9 | 28 | 23.6 | 24.8 | 26.6 | 21.5 | 27.2 | 28.9 | 25.4 | 28.4 | 23.3 | 21.1 | 24 | 23.4 | 24.7 | 26.7 | 22.5 | 26.6 | 22.4 | 26.1 | 26.3 | 27.7 | 24.5 | 24.5 | 24.7 | 27.3 | 24.3 | 26.7 | 25.8 | 22.1 | 23.2 | 30.8 | 32.1 | 25.8 | 26.2 | 21.4 | 32.8 | 14.8 | 27.9 | 28.1 | 32 | 28.4 | 28.4 | 24.6 | 26.3 | 28.1 | 21 | 14.7 | 30.1 | 30.7 | 27.9 | 25.5 | 25 | 30.5 | 27.8 | 0
8149 | 28.5 | 19.7 | 27.1 | 31.6 | 26.6 | 28.9 | 24.5 | 25.6 | 27.7 | 27.9 | 28.9 | 29.9 | 26.5 | 28 | 24.2 | 22.2 | 24.2 | 24.7 | 25.3 | 27.6 | 25.5 | 27.2 | 22.8 | 27.1 | 26.7 | 27.7 | 25.2 | 25.6 | 25.3 | 28.5 | 24.6 | 27.2 | 26.5 | 23.9 | 24.2 | 30.4 | 32.9 | 26.3 | 26 | 23.2 | 33.5 | 14.8 | 28.5 | 29.7 | 32.3 | 28.9 | 28.9 | 24.6 | 26.7 | 29.3 | 22.2 | 14.7 | 30.8 | 30.8 | 28.9 | 25.9 | 26 | 30.3 | 27.4 | 0
8150 | 29.1 | 20.7 | 27.7 | 31.4 | 25.9 | 29.3 | 25.3 | 25.8 | 27.7 | 28.5 | 29 | 29.8 | 26.4 | 28.5 | 24.7 | 22.6 | 24.2 | 24.8 | 25.4 | 27.2 | 26.4 | 27.2 | 22.8 | 27 | 27.3 | 28 | 26.2 | 25.4 | 25.6 | 28.4 | 24.6 | 27.2 | 26.9 | 25.4 | 24.7 | 29.2 | 32.6 | 26.3 | 26 | 24.2 | 33.4 | 14.8 | 28.2 | 30.3 | 31 | 28.8 | 29 | 24 | 26.4 | 29.7 | 22.6 | 15 | 30.6 | 30.4 | 29.3 | 25.4 | 26.5 | 30.2 | 27.8 | 0
8151 | 29.3 | 21.1 | 28.2 | 31.1 | 26 | 29.5 | 25.4 | 25.8 | 26.8 | 29.7 | 29.5 | 28.4 | 25.7 | 28 | 26 | 22.1 | 22.4 | 24.9 | 24.5 | 26 | 26.4 | 26.9 | 20.8 | 26.1 | 28.1 | 28.1 | 26.2 | 25 | 25.3 | 28.6 | 22.8 | 27.2 | 27.4 | 25.6 | 24.4 | 29.4 | 31.6 | 26 | 26.4 | 24.4 | 34.2 | 16.2 | 28 | 30.6 | 31.1 | 28.3 | 28.1 | 23.1 | 25.5 | 30.5 | 21.8 | 14 | 30.5 | 30.4 | 29.7 | 23.6 | 26.6 | 29.8 | 27.1 | 0
8152 | 29.3 | 21.2 | 27.7 | 30.1 | 26.6 | 29.8 | 24.2 | 25.4 | 25.7 | 29.4 | 28.3 | 26.5 | 24.4 | 28 | 26 | 21 | 20.5 | 24.9 | 23.2 | 24.1 | 26.3 | 27.2 | 18.8 | 24.5 | 28 | 28.2 | 26.5 | 23.6 | 24.6 | 27.8 | 21.2 | 26.7 | 27.5 | 25.3 | 24.3 | 29 | 30.2 | 25.7 | 26.3 | 24.3 | 30.2 | 17.4 | 27.1 | 30.6 | 29.9 | 27.3 | 26.8 | 21.9 | 24 | 30.6 | 20.2 | 12.9 | 30 | 30.2 | 29.8 | 21.5 | 26.2 | 29.1 | 26.7 | 0
8153 | 28.7 | 19.5 | 26.9 | 29.4 | 24.6 | 29.1 | 23 | 24.8 | 23.8 | 28.4 | 27.2 | 24.2 | 23 | 27.1 | 25.5 | 19.2 | 17.6 | 23.4 | 21.4 | 21.6 | 25 | 26.1 | 16.2 | 22.6 | 25.5 | 28.2 | 26.3 | 22.2 | 23 | 27 | 19 | 25.3 | 27.4 | 24 | 23.3 | 28 | 28.6 | 24.6 | 26.3 | 24.2 | 28.8 | 19.1 | 25.8 | 29.8 | 29.7 | 26 | 24.6 | 20.6 | 22.2 | 30.1 | 17.4 | 10.8 | 29.6 | 29.8 | 28.8 | 19.2 | 23.9 | 28.4 | 25 | 0
8154 | 26.8 | 16.2 | 28.1 | 28 | 22.4 | 27.2 | 21.4 | 21.6 | 20.8 | 26.2 | 24.7 | 22.4 | 21.3 | 26 | 24 | 16.4 | 15.8 | 21.9 | 19.8 | 18.7 | 22.9 | 24.2 | 15.1 | 20.5 | 22.2 | 27.1 | 24.9 | 19.9 | 20.8 | 25 | 17.9 | 23.6 | 25.8 | 23 | 19.9 | 26 | 27.1 | 21 | 27.1 | 20.7 | 22.3 | 20.1 | 23.3 | 28.7 | 28.5 | 24.2 | 22.3 | 19.3 | 20.3 | 28 | 14.1 | 9.4 | 28.4 | 28.1 | 27.3 | 17.7 | 21.2 | 27.1 | 23.8 | 0
8155 | 24.3 | 14.2 | 21.2 | 26.7 | 25.6 | 24.9 | 19.8 | 20 | 19.7 | 20.5 | 23.5 | 21.1 | 19.6 | 25.5 | 23 | 14.7 | 13.8 | 20.9 | 18.2 | 15.9 | 21 | 23 | 13.9 | 18.6 | 19.7 | 24.7 | 23.4 | 17.7 | 18 | 23.5 | 16.6 | 21.5 | 24.3 | 21.7 | 18.9 | 25.3 | 25.9 | 19 | 27.1 | 18.1 | 22.3 | 21.9 | 20.8 | 27.3 | 27.5 | 22.5 | 19.6 | 18.1 | 18.7 | 26.3 | 10.3 | 7.9 | 27 | 27.5 | 26.4 | 16.7 | 20 | 26.4 | 21.6 | 0
8156 | 23.2 | 13.2 | 20.2 | 24.7 | 19.3 | 21.9 | 19 | 18.8 | 18.6 | 17.6 | 22.4 | 20.4 | 17.8 | 24.3 | 21.9 | 13.6 | 13 | 20.3 | 17.2 | 13.4 | 19.8 | 20.7 | 13.8 | 17 | 18 | 23.2 | 23.2 | 15.4 | 15.4 | 21.6 | 16 | 20.2 | 23.1 | 21 | 17.9 | 24.8 | 25 | 17.5 | 27.1 | 16.3 | 22.3 | 23.4 | 18.1 | 26.4 | 27.3 | 21 | 17.4 | 17 | 17.4 | 25.7 | 7.2 | 7.4 | 25.2 | 27.5 | 25.8 | 16.4 | 19.5 | 25.8 | 20.4 | 0
8157 | 21.8 | 11.7 | 18.3 | 23.1 | 18.4 | 20.2 | 18.8 | 16.8 | 18 | 16.3 | 23.4 | 19.9 | 16.2 | 24.3 | 20.5 | 13.1 | 11.9 | 19.6 | 16.3 | 11.7 | 18.5 | 19.2 | 12.8 | 15.8 | 17.8 | 22.2 | 21.7 | 14 | 13.2 | 21.1 | 14.6 | 19.6 | 21.9 | 20 | 17.5 | 24.3 | 24.4 | 16.8 | 27.2 | 15 | 22.3 | 25.6 | 16.5 | 25.3 | 26.5 | 20.1 | 15.6 | 16.3 | 16.6 | 23.6 | 5 | 6.7 | 23.9 | 26.9 | 25.4 | 16.1 | 18 | 25.5 | 18.8 | 0
8158 | 22 | 11.2 | 16.9 | 20.9 | 18.3 | 18.6 | 18.5 | 17.6 | 17.2 | 15.9 | 23.6 | 19.6 | 14.5 | 24.1 | 20 | 12.2 | 11.8 | 19.2 | 15.8 | 10.6 | 17.8 | 18.2 | 12.4 | 14.8 | 16.5 | 22.2 | 20.7 | 12.7 | 11.9 | 20.3 | 13.9 | 18.7 | 20.8 | 19.4 | 16.4 | 22.8 | 24.1 | 16.7 | 27.2 | 13.6 | 22.3 | 26.2 | 15.4 | 24.5 | 25.6 | 19.6 | 15.1 | 15.9 | 16.2 | 22.4 | 4.4 | 7 | 23 | 26.6 | 24.8 | 16 | 17.3 | 24.7 | 18.8 | 0
8159 | 21.4 | 10.6 | 17.2 | 19.4 | 17.1 | 18.7 | 17.6 | 17 | 16.6 | 15.9 | 24 | 19 | 13 | 24.1 | 20 | 12.2 | 11.4 | 18.9 | 15.4 | 10.2 | 17 | 17 | 11 | 14 | 15 | 22 | 19.7 | 12.2 | 11.4 | 20.2 | 12.8 | 18.3 | 20.5 | 18.4 | 15.7 | 21.6 | 24 | 15.5 | 27.2 | 12.7 | 22.3 | 25.6 | 15.4 | 23.6 | 24.9 | 19.6 | 15 | 15.8 | 16 | 21.6 | 5 | 6.7 | 23 | 26.3 | 23.8 | 15.6 | 16.5 | 23 | 18.6 | 0
8160 | 21.3 | 9.2 | 16 | 17.7 | 16.4 | 18.2 | 17 | 16.2 | 15.9 | 14.9 | 22 | 18.4 | 11.3 | 23.5 | 18.6 | 11.7 | 11.8 | 17.9 | 15.3 | 9.9 | 16.5 | 16 | 10.3 | 13.2 | 14.3 | 20.2 | 19 | 11.4 | 11.4 | 19.1 | 12.7 | 17.8 | 20.1 | 17.8 | 15.1 | 21 | 24 | 15.2 | 26 | 12 | 22.3 | 22.2 | 15.2 | 22.4 | 24.2 | 19.4 | 15.6 | 15.8 | 15.6 | 20.7 | 6.5 | 6.9 | 23.3 | 25.7 | 23.8 | 15.2 | 15.8 | 20.5 | 19.4 | 0
8161 | 20.5 | 9.1 | 15.4 | 17 | 16 | 17.4 | 16.5 | 16.2 | 15.7 | 14 | 19.8 | 17.5 | 9.9 | 22.5 | 18.5 | 11.2 | 11.3 | 17.9 | 14.8 | 9.5 | 16.2 | 15.2 | 8.7 | 12.6 | 13.5 | 19.7 | 18.5 | 11 | 11.1 | 18.5 | 12.1 | 17.7 | 20 | 16.8 | 13.4 | 20.5 | 24.1 | 14.7 | 26 | 11.2 | 22.3 | 18 | 15.2 | 22.1 | 23.6 | 19.1 | 15.7 | 15.7 | 15.1 | 20.2 | 7.6 | 6.3 | 24 | 25.5 | 23.4 | 14.5 | 15.6 | 19.4 | 18.9 | 0
8162 | 19.8 | 7.6 | 14.5 | 16.3 | 15.4 | 15.8 | 16.2 | 14.2 | 15 | 13.2 | 16.6 | 16.6 | 8.4 | 22.4 | 18.5 | 10.8 | 11 | 16.9 | 14.4 | 8.8 | 15.9 | 14.6 | 7.6 | 12 | 13 | 19.7 | 18 | 10.2 | 10.4 | 17.1 | 12 | 17.3 | 19.4 | 16 | 13.3 | 20 | 24 | 14.2 | 25.9 | 10.9 | 21.8 | 13.2 | 14.5 | 21.6 | 23.1 | 18.4 | 15.4 | 15.4 | 14.2 | 19.7 | 8 | 6 | 24.2 | 25.3 | 23 | 14 | 15 | 19 | 18.2 | 0
8163 | 18.6 | 7.9 | 15.1 | 16.4 | 14.9 | 15 | 15.7 | 14 | 14.8 | 12.7 | 15.2 | 15.7 | 7.4 | 22.1 | 18 | 10.7 | 9.6 | 16.9 | 13.8 | 8 | 15.5 | 14.1 | 5.8 | 11.8 | 12.3 | 18.7 | 17.2 | 9.8 | 9.2 | 16.7 | 10.9 | 17.2 | 18.5 | 14.8 | 13.2 | 19.6 | 23.8 | 14.2 | 25.8 | 10.5 | 21.4 | 10.5 | 14 | 21.1 | 22.6 | 17.7 | 14.3 | 15 | 13.3 | 19.2 | 7.2 | 5.2 | 24.1 | 24.8 | 22.8 | 13.3 | 14.4 | 18.4 | 16.1 | 0
8164 | 18.3 | 8.2 | 14 | 15.8 | 14.3 | 14.9 | 15.4 | 13.8 | 14.4 | 12.6 | 13.8 | 15.1 | 6.7 | 21.9 | 18 | 10.3 | 9.4 | 16.9 | 13.6 | 7.3 | 15.1 | 13.5 | 5.4 | 11.8 | 11.8 | 18.7 | 17 | 9.1 | 8.2 | 15.9 | 10.6 | 17.6 | 17.6 | 14.4 | 12.6 | 19.2 | 23.4 | 14.2 | 25.8 | 10.2 | 20.8 | 9.2 | 13.1 | 20.6 | 22 | 17 | 13.4 | 14.5 | 12.7 | 19 | 5.9 | 5.5 | 23.1 | 24.8 | 22.4 | 13.2 | 14 | 18.3 | 15.2 | 0
8165 | 18.3 | 7.7 | 13.1 | 13 | 13.4 | 14.4 | 15.3 | 14.4 | 14.2 | 13 | 21.4 | 16.4 | 8.8 | 21.6 | 18 | 10.2 | 9.6 | 16.8 | 13.4 | 7 | 14.9 | 13.2 | 8.4 | 11 | 11.7 | 18.7 | 16.2 | 10.6 | 8.2 | 14.6 | 9.8 | 17.7 | 17.1 | 14.2 | 12.3 | 18.6 | 22.2 | 14.2 | 25.5 | 9.9 | 20 | 12.6 | 12.6 | 20.3 | 21.7 | 17 | 12 | 13.4 | 13 | 17.8 | 1.8 | 5.8 | 20 | 24.8 | 22.4 | 13.4 | 14 | 17.8 | 17.8 | 0
8166 | 18.3 | 7.2 | 12.5 | 14 | 13.2 | 13.9 | 14.8 | 14.2 | 14.2 | 13.4 | 19.1 | 16.8 | 8.5 | 21.5 | 18 | 9.8 | 12.2 | 16.7 | 14.5 | 8 | 14.4 | 12.7 | 9.9 | 12.3 | 11.5 | 18.6 | 15.7 | 11.1 | 9.3 | 14 | 11 | 17.7 | 16.8 | 14 | 12.3 | 18.3 | 22.3 | 14 | 25.3 | 9.7 | 19.6 | 13.8 | 13 | 19.9 | 21.5 | 18.1 | 13.8 | 14 | 13.3 | 16.7 | 2.3 | 8.1 | 18.5 | 24.3 | 22.3 | 14.8 | 13.5 | 18.5 | 18.9 | 0
8167 | 18.3 | 6.1 | 12.6 | 16.3 | 13.4 | 14.3 | 14.8 | 13.6 | 14.8 | 12.5 | 17.5 | 17.8 | 10 | 21.5 | 18 | 9.3 | 14.8 | 16.5 | 16.1 | 10.4 | 14.2 | 12.5 | 12 | 14.7 | 11.4 | 17.9 | 15.5 | 13.2 | 11.5 | 14.6 | 12.6 | 17.7 | 16.5 | 14.3 | 12.2 | 18 | 23 | 13.5 | 25.3 | 9.2 | 19.3 | 15.9 | 14.8 | 18.9 | 21.5 | 19.6 | 16 | 15.2 | 14.5 | 16.1 | 4.6 | 10.3 | 18.7 | 24.2 | 22.6 | 16.4 | 13.5 | 19.4 | 20.3 | 0
8168 | 18.8 | 7.2 | 14.1 | 19.8 | 14.9 | 16 | 15.3 | 12.8 | 18 | 13.3 | 17.6 | 20 | 12 | 23.5 | 18.6 | 9.8 | 18.2 | 16.5 | 18.4 | 13.4 | 14.1 | 14.9 | 14.8 | 17.4 | 13 | 17.7 | 15 | 15.6 | 14.5 | 16.2 | 15 | 19.3 | 17.4 | 15.2 | 12.8 | 18.3 | 24.2 | 15.7 | 25.7 | 9.2 | 19.9 | 16.2 | 16.4 | 19 | 22.1 | 21.6 | 19.4 | 17 | 16.6 | 17.1 | 7 | 12.8 | 18.8 | 24.6 | 24 | 18.8 | 14 | 20.3 | 22.6 | 0
8169 | 21.6 | 8.9 | 20.7 | 23.4 | 17.9 | 22 | 17.5 | 19.4 | 20.5 | 17.4 | 19.5 | 22.6 | 16.2 | 25.3 | 19.4 | 11 | 20.2 | 15.3 | 20.6 | 17.2 | 16.1 | 21.4 | 17.4 | 20.7 | 18 | 19.3 | 14.7 | 19 | 17.9 | 19.4 | 17.1 | 23 | 19.7 | 16.4 | 14.8 | 20.5 | 26 | 19.5 | 25.9 | 10.6 | 22.3 | 17.2 | 19.6 | 20.7 | 26.6 | 23.3 | 22.2 | 18.9 | 19.5 | 21.7 | 11.4 | 13.4 | 21.6 | 26.7 | 25.5 | 20.8 | 17 | 23 | 24.3 | 0
8170 | 23.1 | 12.9 | 23.8 | 26.7 | 20.6 | 24.5 | 19.8 | 22.4 | 23 | 22.3 | 22.4 | 25.8 | 20.2 | 26.7 | 20.3 | 15 | 22.2 | 19.3 | 22.7 | 20.5 | 17.8 | 24.5 | 20.1 | 23.5 | 22.6 | 25.1 | 16.7 | 21.5 | 21.1 | 22.6 | 19.4 | 24.7 | 22.9 | 17.9 | 18.9 | 25.1 | 28 | 22.7 | 25.9 | 15.4 | 25.7 | 16.5 | 22.1 | 23.7 | 28.8 | 25 | 25.2 | 20.8 | 22.3 | 25.3 | 15.3 | 13.5 | 23.9 | 28.6 | 26.4 | 23 | 19.8 | 24.3 | 26.1 | 0
8171 | 25.5 | 16.4 | 25.1 | 29 | 23.1 | 25.7 | 22.2 | 24 | 25.1 | 25.4 | 25.2 | 28.4 | 24.4 | 28 | 22 | 18.5 | 23 | 22.9 | 24 | 23.5 | 22.1 | 26.3 | 22 | 25.8 | 24.1 | 27.1 | 19.3 | 23.4 | 23.8 | 26 | 21.2 | 26.5 | 25 | 19.4 | 22.2 | 27.2 | 29.8 | 24.6 | 27.1 | 19.5 | 28.5 | 16.4 | 25 | 26.1 | 30 | 26.4 | 27 | 22.2 | 24.8 | 27.4 | 19.6 | 12.4 | 27.2 | 29.1 | 27.9 | 24.4 | 22.4 | 27.6 | 27 | 0
8172 | 27.1 | 18.9 | 26.2 | 30.5 | 25 | 27.1 | 23.4 | 24.6 | 26.6 | 27.5 | 26.9 | 30.4 | 26.3 | 28.7 | 23.9 | 20.4 | 24.4 | 25.8 | 24.8 | 25.2 | 25.4 | 27.5 | 23.4 | 26.8 | 25.3 | 28.4 | 21.5 | 23.5 | 25.6 | 27.9 | 23 | 27.4 | 26.3 | 20.8 | 24.2 | 29.2 | 31.1 | 26.4 | 28.3 | 21.5 | 31 | 14.9 | 26.2 | 27.9 | 31.7 | 27.9 | 28.6 | 23.3 | 26.2 | 29.5 | 21.8 | 12.1 | 28.3 | 29.8 | 28.9 | 25.6 | 24.4 | 31.1 | 28 | 0
8173 | 28.1 | 20.9 | 27.1 | 31.3 | 25.4 | 27.7 | 24.1 | 25.8 | 27.6 | 28.6 | 27.3 | 31 | 27.3 | 29.3 | 24.5 | 21.2 | 24.5 | 25.8 | 24.9 | 26.3 | 27.4 | 28.2 | 23.6 | 27.2 | 26.4 | 28.5 | 24 | 23.4 | 26.6 | 29.2 | 23.7 | 27.7 | 27.3 | 21.9 | 24.8 | 28.8 | 31.6 | 26.8 | 28.4 | 21.6 | 32.4 | 14.9 | 27.5 | 28.7 | 33 | 28.8 | 29 | 23.8 | 26.6 | 30.8 | 23.6 | 11.4 | 29.7 | 30.4 | 29.4 | 25.6 | 25 | 32.2 | 28 | 0
8174 | 29 | 22.3 | 28.9 | 31.6 | 24.8 | 28.2 | 24.7 | 26.8 | 28 | 29.7 | 26.8 | 30.4 | 26.2 | 28.7 | 25.5 | 22.6 | 24.4 | 25.8 | 24.4 | 26.4 | 28.4 | 28.1 | 23 | 26.6 | 27.2 | 28.9 | 25.2 | 22.5 | 26.6 | 29.2 | 23.8 | 27.7 | 28.1 | 22.6 | 25.3 | 29.5 | 31.4 | 26.8 | 28.4 | 23.6 | 33.4 | 14.4 | 27.4 | 29.4 | 33 | 29.4 | 29 | 23.8 | 26 | 31.9 | 23.2 | 11.6 | 29.4 | 30.5 | 29.9 | 25 | 25.2 | 32.4 | 28 | 0
8175 | 29.6 | 22.4 | 28.1 | 31.4 | 25 | 28.8 | 24.6 | 26.4 | 27 | 29.9 | 26.2 | 28.5 | 25.1 | 28.1 | 25.8 | 22.6 | 22.4 | 25.8 | 23.3 | 26.2 | 28.5 | 28.6 | 21.2 | 25.9 | 27.5 | 28.9 | 26.2 | 22.5 | 25.9 | 29.2 | 22.6 | 27.7 | 28.4 | 22.8 | 25.2 | 29.1 | 30.6 | 26.8 | 28.4 | 23.6 | 31.3 | 16 | 27.9 | 29.6 | 32.9 | 28.9 | 27.9 | 23.1 | 24.8 | 32.3 | 22.8 | 10.9 | 30.2 | 30.2 | 29.9 | 23.2 | 25.3 | 30.8 | 26.9 | 0
8176 | 29.1 | 21.9 | 28.1 | 31 | 25.5 | 28.8 | 23.7 | 26.2 | 25.5 | 29.8 | 26.1 | 26.5 | 22.8 | 28.5 | 25.5 | 21.8 | 20.3 | 25.8 | 22.1 | 24.7 | 27.4 | 28.2 | 19.1 | 24.5 | 27.3 | 28.9 | 26.5 | 22 | 24.5 | 28.6 | 21 | 27.2 | 28.9 | 22.5 | 24.7 | 28.5 | 29.5 | 26.3 | 28.4 | 23.6 | 31.7 | 16.9 | 26.7 | 30.1 | 31.8 | 27.8 | 27.2 | 22.3 | 23.1 | 32.2 | 20.5 | 10.6 | 29.4 | 30.1 | 29.9 | 21.3 | 25.3 | 30.7 | 25.8 | 0
8177 | 29.2 | 19.9 | 27.1 | 29.9 | 23.2 | 28 | 22.7 | 25 | 23.6 | 28.9 | 26.4 | 24.4 | 21.2 | 27.5 | 25 | 19.5 | 17.2 | 24 | 20.6 | 22.8 | 26.2 | 27.2 | 16.8 | 23 | 26.6 | 28.9 | 26.3 | 21.6 | 22.6 | 28 | 19 | 26.2 | 28.8 | 21.6 | 23.9 | 28.4 | 28.2 | 24.6 | 28 | 22.1 | 30.4 | 19 | 25.5 | 29.3 | 29.6 | 26 | 26 | 21 | 21.4 | 31.4 | 18.4 | 9.4 | 29 | 29.4 | 28.8 | 19.2 | 23.3 | 29.3 | 24 | 0
8178 | 28.1 | 16.1 | 24.4 | 28.4 | 20.8 | 26.7 | 21.2 | 22 | 20.8 | 26.8 | 26.6 | 23.1 | 18.8 | 26 | 23.8 | 16.4 | 15.3 | 22.5 | 19.3 | 19.8 | 23.9 | 24.9 | 15.2 | 20.8 | 21.6 | 28.8 | 24.5 | 19.8 | 20.4 | 26.6 | 17.7 | 23.4 | 27.3 | 20.4 | 20.7 | 26.2 | 27 | 21.4 | 26.9 | 19.6 | 28.4 | 19.9 | 22.5 | 28.8 | 28.3 | 24.3 | 25.5 | 19.8 | 19.5 | 29.2 | 15 | 8.8 | 26.3 | 28.1 | 27.4 | 18 | 20.4 | 27.1 | 22.7 | 0
8179 | 27.7 | 13.9 | 20.9 | 26.2 | 19.3 | 23 | 19.8 | 20.8 | 19 | 21.6 | 26.1 | 21.9 | 17.5 | 25.5 | 22.8 | 14.6 | 13.4 | 21.5 | 18 | 17.1 | 22 | 22.7 | 13.9 | 19 | 19.8 | 26.9 | 22 | 18 | 18.1 | 25.2 | 16.5 | 21.7 | 25.3 | 19 | 18.9 | 24.7 | 25.9 | 18.8 | 26.5 | 16.6 | 27.6 | 22.1 | 20.1 | 28.3 | 27.4 | 22.5 | 24.4 | 18.5 | 17.9 | 27.1 | 12.9 | 7.5 | 24.4 | 27.4 | 26.4 | 16.9 | 18.4 | 26.5 | 20.9 | 0
8180 | 27.1 | 12.4 | 18.9 | 24.1 | 18 | 20.5 | 18.8 | 18.8 | 18 | 18.6 | 24.4 | 21.2 | 16 | 24.8 | 22 | 13.5 | 12.8 | 20.8 | 17 | 14.6 | 20.4 | 20.7 | 13.4 | 17.2 | 17.7 | 24.9 | 23 | 15.6 | 16 | 23.2 | 16 | 20.4 | 23.4 | 17.8 | 17.9 | 24.2 | 25 | 17.7 | 26.2 | 15.1 | 26.9 | 23.6 | 17.5 | 28.1 | 27.4 | 21.4 | 23.4 | 17.4 | 16.4 | 25.2 | 10.8 | 7 | 21.8 | 26.9 | 25.8 | 16.6 | 17.4 | 26.1 | 19.6 | 0
8181 | 26.1 | 12.9 | 18.3 | 22.1 | 17 | 19.4 | 17.8 | 18.2 | 17 | 17.3 | 22 | 20.2 | 15.9 | 23.8 | 20 | 13.1 | 11.9 | 20.4 | 16 | 13.4 | 19.4 | 19.5 | 12.8 | 16.2 | 16.7 | 23.6 | 22.2 | 14.3 | 14.2 | 21.8 | 15.3 | 19.7 | 22.3 | 16.8 | 17.5 | 23.1 | 24.4 | 16.8 | 25.9 | 14.3 | 26.1 | 26.2 | 16.9 | 27.7 | 27.2 | 20.4 | 21.2 | 16.4 | 15.4 | 24.5 | 10.7 | 5.9 | 21.5 | 26.4 | 24.8 | 16 | 16.8 | 24.9 | 18 | 0
8182 | 25.1 | 11 | 17.4 | 20.7 | 16.4 | 19 | 17.2 | 17.4 | 16.5 | 16.4 | 19.6 | 19.5 | 15.2 | 23.4 | 19.7 | 12.5 | 11.9 | 20 | 15.5 | 12.6 | 19.4 | 18.3 | 12.5 | 15.2 | 15.9 | 23.4 | 21.2 | 13.1 | 12.9 | 20.1 | 15 | 19.2 | 21.3 | 16.3 | 16.4 | 22 | 23.9 | 16.8 | 25.9 | 13.6 | 25.3 | 26.6 | 16 | 27.1 | 26.7 | 20 | 19.3 | 15.8 | 14.7 | 23.7 | 10.2 | 6 | 20.9 | 26.1 | 24.4 | 15.7 | 16.2 | 23.1 | 17.5 | 0
8183 | 25.1 | 10.4 | 17 | 19.8 | 16 | 18.7 | 16.5 | 18.2 | 16 | 16.5 | 18.4 | 18.6 | 15 | 22.9 | 19.6 | 12.2 | 11.4 | 19.5 | 15 | 12.4 | 19.3 | 17.4 | 11.8 | 14.6 | 14.6 | 22.6 | 20.5 | 13 | 12 | 19.2 | 14.2 | 18.7 | 21.3 | 16.2 | 15.7 | 21.2 | 23.6 | 16.6 | 25.5 | 12.8 | 24.5 | 26 | 16.1 | 26.1 | 25.9 | 19.6 | 17 | 15.4 | 14.5 | 22.4 | 10 | 5.8 | 21.8 | 25.8 | 23.9 | 15 | 15.6 | 22.5 | 17.2 | 0
8184 | 24 | 9.9 | 16.3 | 19.2 | 15.4 | 17.7 | 15.6 | 18.2 | 15.8 | 16 | 18.7 | 18.3 | 13.4 | 22.3 | 18.7 | 11.7 | 11.6 | 19 | 14.9 | 11.6 | 18.5 | 16.5 | 11.1 | 13.4 | 13.6 | 21.5 | 19.7 | 12.3 | 11.3 | 18 | 13.6 | 18.2 | 20.5 | 16.4 | 15.1 | 20.8 | 23.4 | 16.3 | 24.7 | 12.1 | 23.8 | 21.9 | 14.7 | 25.3 | 24.9 | 19.5 | 15.7 | 15.4 | 14.3 | 21.1 | 7.9 | 6.6 | 21.1 | 25.1 | 23 | 14.7 | 15.2 | 21.1 | 18 | 0
8185 | 23.2 | 11.9 | 15 | 18.2 | 14.9 | 17.8 | 15.6 | 18 | 15.1 | 15.6 | 20.4 | 17.9 | 12.2 | 22 | 18.5 | 11.5 | 10.8 | 19 | 14.5 | 10.7 | 17.8 | 15.8 | 10.1 | 12.3 | 12.8 | 21.2 | 19.2 | 12.2 | 10.5 | 17.5 | 12.5 | 18.1 | 20.3 | 16.4 | 14.5 | 19.9 | 23.2 | 15.6 | 24.4 | 11.4 | 23 | 17.8 | 13.9 | 24.3 | 23.9 | 19 | 14.2 | 15.1 | 14.3 | 19.7 | 6 | 6.4 | 21.4 | 24.8 | 22.5 | 14.1 | 14.4 | 21.1 | 18.5 | 0
8186 | 22.6 | 9.4 | 14.1 | 16.9 | 14.4 | 18 | 15.4 | 15.2 | 14.8 | 14.9 | 22.4 | 17.8 | 10.4 | 22 | 18.6 | 11.1 | 10.4 | 18.8 | 14.2 | 9 | 17.3 | 15.3 | 9.2 | 11 | 12.4 | 19.6 | 18.7 | 11.2 | 9.6 | 16.6 | 11.6 | 17.7 | 19 | 16.2 | 14.3 | 20 | 23 | 15.4 | 24.1 | 10.8 | 22.1 | 13 | 12.2 | 23.5 | 23.4 | 18.4 | 13.4 | 14.8 | 14 | 18.9 | 3.2 | 6.4 | 20.4 | 24.6 | 22.4 | 13.8 | 14.3 | 20.4 | 19 | 0
8187 | 21.7 | 8 | 14 | 15.1 | 14 | 16.5 | 15.2 | 15 | 14.4 | 14.6 | 23.6 | 17.2 | 9.8 | 21.9 | 18.5 | 10.7 | 9.1 | 18.2 | 13.6 | 7.8 | 16.7 | 14.7 | 8.2 | 10.4 | 11.8 | 19.2 | 18.2 | 10.9 | 8.7 | 16.1 | 10.3 | 17.7 | 17.8 | 15.6 | 14.3 | 19.6 | 22.7 | 15 | 24 | 10.6 | 21.5 | 11.3 | 12 | 22.8 | 22.9 | 17.4 | 12.2 | 14.1 | 13.7 | 18.2 | 2.1 | 5.4 | 20.8 | 24.3 | 21.5 | 13.1 | 13.8 | 20.2 | 18.4 | 0
8188 | 21.2 | 7.4 | 13.6 | 13.6 | 14.1 | 14.5 | 15 | 14 | 14.1 | 13.6 | 23.2 | 16.9 | 8.7 | 21.8 | 18.5 | 11 | 9.1 | 18.2 | 13.3 | 6.8 | 16.5 | 14.3 | 8 | 10.1 | 11.6 | 18.5 | 17.7 | 10.2 | 8.1 | 15.2 | 9.9 | 17.2 | 17.3 | 14.9 | 14.2 | 19.5 | 22.4 | 14.7 | 24 | 9.7 | 21 | 10.6 | 11.6 | 22.2 | 22.8 | 17 | 11.9 | 13.6 | 13.2 | 17.5 | 1.1 | 5.4 | 20 | 24.1 | 21.5 | 13.2 | 13.8 | 19.5 | 18.2 | 0
8189 | 20.6 | 6.9 | 13.8 | 14.5 | 14 | 14.2 | 15 | 14 | 13.8 | 13.1 | 14.2 | 16.4 | 14.2 | 21.7 | 18.3 | 10.5 | 8.6 | 18.1 | 12.8 | 8 | 16.3 | 13.9 | 8.4 | 12.4 | 11.3 | 17.1 | 17.2 | 9.8 | 10 | 13.4 | 9.4 | 17.2 | 16.8 | 12 | 13.7 | 19.6 | 21 | 14.4 | 24 | 9.6 | 20.5 | 11.6 | 9.4 | 21.7 | 23.4 | 17.2 | 12.2 | 12.6 | 13.5 | 17.2 | 6.6 | 3.4 | 18.2 | 23.6 | 21.5 | 12.2 | 13.8 | 19 | 13.6 | 0
8190 | 20.1 | 6.9 | 13.4 | 14.6 | 13.7 | 15 | 14.8 | 13.4 | 13.2 | 12.7 | 13.4 | 16.6 | 13.2 | 21.5 | 17.5 | 10.4 | 10.8 | 18 | 13.9 | 9 | 15.9 | 13.6 | 10.5 | 13.3 | 11 | 16.8 | 16.7 | 10.1 | 10.3 | 12.7 | 10.4 | 17 | 16.3 | 12.1 | 13 | 19.8 | 21.3 | 13.1 | 24 | 9.7 | 20.2 | 13 | 10.4 | 21.4 | 23.4 | 17.3 | 14 | 13.6 | 14.3 | 17.2 | 7.3 | 6 | 17.4 | 23.3 | 20.4 | 13.5 | 13.6 | 19.3 | 15.6 | 0
8191 | 20.1 | 6.4 | 13.2 | 16.2 | 13.5 | 15.7 | 14.6 | 14.2 | 13.4 | 12.6 | 13.3 | 17.3 | 13.5 | 21.3 | 17.5 | 10.4 | 14 | 18 | 15.4 | 11.2 | 15.9 | 13.5 | 12.5 | 15.5 | 10.5 | 15.9 | 16.2 | 12.5 | 11.7 | 13.3 | 12.2 | 17 | 16.2 | 12.7 | 12.9 | 19.7 | 22.5 | 12.1 | 24 | 9.7 | 19.3 | 14.8 | 13 | 21.1 | 23.4 | 18 | 16.8 | 14.9 | 15.5 | 16.9 | 9.4 | 9.1 | 18.4 | 23.4 | 20 | 15.1 | 13.3 | 19.9 | 18.3 | 0
8192 | 20.6 | 6.9 | 15.6 | 18.4 | 13.9 | 19 | 15 | 15.6 | 16.5 | 12.3 | 14 | 18.4 | 14.6 | 22.5 | 18 | 9.9 | 17.8 | 17.8 | 17.4 | 14.2 | 16 | 15.1 | 15.6 | 18.4 | 12.6 | 15.9 | 15.7 | 15 | 13.8 | 15.4 | 15 | 18.6 | 17 | 13.8 | 13 | 19.9 | 24.2 | 14.8 | 24.1 | 9.8 | 19.8 | 15.4 | 16.2 | 20.7 | 23.9 | 19.4 | 20.2 | 17 | 17.2 | 19.6 | 11.4 | 12.2 | 18.6 | 24.2 | 21.3 | 17.8 | 13.6 | 21 | 21.4 | 0
8193 | 23.1 | 10.9 | 22 | 22 | 16.9 | 22 | 17.9 | 19.6 | 21.1 | 17.9 | 15.5 | 20.1 | 17.6 | 25 | 20.8 | 11.4 | 20.8 | 18.3 | 19.5 | 17.7 | 17.7 | 20.1 | 17.2 | 21.5 | 20 | 13.5 | 16.3 | 19 | 16.8 | 18.4 | 17.6 | 23.3 | 19.9 | 15.5 | 16.7 | 21.6 | 26.5 | 20 | 24.8 | 11.3 | 22.6 | 15.7 | 19.8 | 22.9 | 25.9 | 21.4 | 23 | 18.8 | 19.3 | 23 | 14.4 | 13.8 | 21.4 | 27.1 | 22.9 | 19.9 | 17.2 | 22 | 24 | 0
8194 | 25.2 | 14.9 | 22 | 25.2 | 19.7 | 23.8 | 20.1 | 21.6 | 23.9 | 23 | 17.4 | 22 | 20.9 | 26.9 | 21.8 | 14.1 | 22.7 | 19.8 | 21.6 | 21 | 19.7 | 24.2 | 19.4 | 24.2 | 23.1 | 14.7 | 18.6 | 21.6 | 20 | 21.8 | 20.2 | 25.2 | 22.7 | 17.4 | 20.2 | 24.6 | 28.5 | 23.2 | 24.9 | 14.8 | 25.9 | 14.6 | 22.6 | 25.8 | 27.2 | 23.7 | 25.3 | 20.7 | 21.7 | 25.9 | 16.9 | 14.3 | 23 | 28.9 | 25 | 22.4 | 20.8 | 25.5 | 25.9 | 0
8195 | 26.9 | 18.1 | 25.8 | 28.3 | 22.8 | 25 | 21.9 | 24 | 25.4 | 27 | 19.4 | 24 | 24.6 | 27.9 | 23.4 | 16.4 | 23 | 23.8 | 23.4 | 23.8 | 23 | 25.5 | 20.4 | 26.2 | 25.9 | 16.5 | 20.8 | 24 | 23 | 24.8 | 22 | 26.3 | 24.9 | 19.2 | 23 | 26.2 | 30.2 | 26.8 | 26.4 | 19.2 | 29.4 | 13.6 | 24.8 | 27.7 | 29.4 | 26 | 26.6 | 22 | 24 | 28.3 | 19.6 | 13.4 | 25.8 | 29.9 | 26.4 | 23.8 | 23.6 | 28.1 | 27 | 0
8196 | 28.1 | 20.7 | 26.8 | 29.8 | 25.2 | 26.6 | 23.5 | 25.6 | 26.9 | 29 | 21.1 | 25.5 | 26.9 | 28.7 | 24.8 | 19.7 | 22.3 | 24.8 | 24.9 | 25.7 | 26.3 | 26 | 22.4 | 27.3 | 26.6 | 18.8 | 23.3 | 24 | 25.1 | 27.2 | 23.5 | 27 | 26.6 | 20.6 | 24.8 | 28.2 | 30.9 | 27.6 | 27.5 | 22.2 | 32 | 12.1 | 26 | 29.3 | 31 | 27.8 | 27.8 | 23.3 | 25.8 | 30 | 21 | 12.6 | 26.2 | 30.5 | 27.5 | 25.2 | 25.1 | 31.8 | 27.6 | 0
8197 | 29.1 | 21.7 | 28.3 | 30.7 | 26.2 | 27.4 | 24.1 | 25.6 | 27.4 | 30.4 | 22.4 | 26.2 | 28.5 | 28.7 | 25.2 | 20.2 | 20.9 | 25.6 | 25.5 | 26.7 | 27.9 | 26.9 | 22.9 | 27.9 | 27.2 | 20.8 | 25 | 24.1 | 26.4 | 28.7 | 23.8 | 27.3 | 27.3 | 21.5 | 25.8 | 28.3 | 31 | 28.9 | 27.6 | 23.5 | 33.1 | 11.8 | 26.8 | 30.4 | 31.7 | 28.8 | 28.4 | 23.9 | 26.7 | 30.6 | 22.2 | 11.7 | 27.6 | 30.3 | 28.4 | 25.2 | 25 | 30.4 | 27.8 | 0
8198 | 30.1 | 22.4 | 27.8 | 30.4 | 25.7 | 28.2 | 24.9 | 26.6 | 27.4 | 30.7 | 23.2 | 26 | 28.4 | 28.9 | 25.9 | 21.4 | 19.6 | 25.8 | 25.4 | 26.6 | 28 | 27.3 | 23.4 | 28 | 27.6 | 22.5 | 26 | 23.1 | 26.5 | 29.6 | 23.6 | 27.4 | 28.3 | 22 | 26.2 | 28.2 | 30.4 | 29.5 | 27.9 | 24.3 | 32.5 | 12 | 27.2 | 30.9 | 32.5 | 28.8 | 29 | 24.2 | 26.4 | 31.5 | 22.2 | 11.6 | 27.6 | 30.4 | 29 | 24.8 | 25.1 | 29.7 | 27.6 | 0
8199 | 30.5 | 23 | 28.2 | 30.3 | 26 | 28.4 | 24.8 | 26.6 | 27.3 | 31.7 | 23.4 | 25.1 | 27.9 | 28.9 | 26.3 | 20.4 | 18.3 | 25.8 | 24.3 | 25.7 | 27.9 | 27.3 | 21.5 | 27.7 | 27.5 | 23.7 | 26.8 | 23.3 | 25.9 | 29.9 | 22.3 | 27.3 | 28.7 | 22.2 | 25.9 | 27.8 | 29.6 | 30.1 | 27.8 | 24.8 | 31.4 | 13.8 | 27.5 | 31.2 | 32.9 | 28.1 | 28.7 | 23.4 | 25.1 | 31.9 | 22.1 | 11.5 | 29.4 | 30.4 | 29.4 | 22.8 | 25.1 | 28.9 | 26.9 | 0
8200 | 30.4 | 22.6 | 27.9 | 29.6 | 26.5 | 28.2 | 24 | 26.2 | 25.9 | 31 | 23 | 23.8 | 26.3 | 28.7 | 26.2 | 19.9 | 17.3 | 25.8 | 22.6 | 23.9 | 27.3 | 27.1 | 19.5 | 26.7 | 27.1 | 23.9 | 26.8 | 22.7 | 24.4 | 29.7 | 20.8 | 26.7 | 28.8 | 22.1 | 26.2 | 27.6 | 28.5 | 29.2 | 27.8 | 24.8 | 31.5 | 15.4 | 26.8 | 31.2 | 31.4 | 26.8 | 27.9 | 22.4 | 23.1 | 31.6 | 20.5 | 11.5 | 29.4 | 30.1 | 29.4 | 21 | 24.6 | 29.5 | 25.9 | 0
8201 | 29.7 | 20.4 | 26.5 | 29 | 24.4 | 27.6 | 23 | 25.2 | 23.7 | 29.9 | 21.8 | 22.4 | 24.4 | 27.7 | 25.6 | 18.4 | 16.2 | 25.4 | 20.6 | 21.6 | 26.2 | 26.5 | 16.2 | 25 | 25.8 | 23.7 | 26.6 | 22.2 | 22.5 | 28.8 | 18.8 | 25.3 | 28.8 | 21.8 | 24.5 | 26.6 | 27.6 | 27.5 | 27.5 | 22.2 | 31.5 | 17.8 | 25.4 | 30.9 | 29.7 | 25.4 | 25.8 | 20.6 | 21 | 31.4 | 18.8 | 10.8 | 30 | 29.4 | 28.2 | 18.8 | 23 | 29.8 | 24.4 | 0
8202 | 27 | 16.9 | 23.2 | 27.5 | 22 | 26.3 | 21.1 | 22.4 | 21.5 | 27.4 | 19.9 | 21.2 | 21.5 | 26.3 | 24.2 | 15.7 | 15.1 | 24.3 | 18.8 | 19 | 24.6 | 24.5 | 14.3 | 22.6 | 22.8 | 22.8 | 24.5 | 19.8 | 20 | 27.2 | 17.4 | 23.3 | 27.2 | 21.1 | 21.7 | 25.5 | 26.5 | 22.7 | 26.6 | 18.8 | 29 | 19.5 | 22.7 | 29.7 | 27.7 | 24 | 23.2 | 19.1 | 19.1 | 29.5 | 16 | 10 | 27.8 | 28.4 | 26.9 | 17.8 | 20 | 28.7 | 22.9 | 0
8203 | 25.1 | 16.4 | 21.7 | 26.2 | 20.2 | 24.4 | 19.1 | 20.4 | 19.6 | 22 | 17.8 | 20.5 | 18.9 | 25.3 | 22.8 | 13.9 | 13.8 | 23.3 | 17.3 | 16.7 | 22.7 | 22.4 | 12 | 19.9 | 21 | 20.3 | 23.8 | 17.8 | 17.5 | 25 | 15.9 | 21.5 | 25.4 | 20.1 | 20.3 | 24.8 | 25.8 | 20.5 | 26.3 | 16.8 | 28.1 | 21.8 | 19.6 | 28.6 | 26.9 | 22.9 | 20.1 | 17.3 | 17.9 | 27 | 14.2 | 8.5 | 26.7 | 27.7 | 25.4 | 16.7 | 18.1 | 26.5 | 21.5 | 0
8204 | 23.1 | 15.7 | 19.6 | 24.4 | 19.4 | 21.3 | 17.7 | 19 | 18.9 | 19 | 15.6 | 20 | 16 | 24.5 | 22.8 | 13.2 | 12.8 | 22.8 | 16.4 | 15 | 21.5 | 20.8 | 11.2 | 17.4 | 19.1 | 19.3 | 23.5 | 15 | 15.2 | 22.6 | 15.2 | 20.3 | 24.1 | 18.8 | 20.3 | 24.6 | 25 | 19.7 | 25.9 | 15.4 | 27.1 | 23.6 | 16.6 | 27.4 | 26.5 | 22 | 17.6 | 16 | 17.2 | 26.1 | 12.6 | 7.4 | 24.6 | 27.3 | 24.7 | 16.4 | 17.1 | 24.5 | 20.6 | 0
8205 | 22.6 | 13 | 17.5 | 23.3 | 19.6 | 20.3 | 17 | 17 | 17.6 | 17.9 | 14 | 19.8 | 14.3 | 23.3 | 22 | 12.2 | 12 | 21.8 | 15.8 | 14.1 | 20.3 | 20 | 9.7 | 15.8 | 18.2 | 18.8 | 22.7 | 14.1 | 13.6 | 20.4 | 14.4 | 19.7 | 22.7 | 17.4 | 19.8 | 23.3 | 24.6 | 18.8 | 25.3 | 14.6 | 26.2 | 25.8 | 14.7 | 26.2 | 25.5 | 21.3 | 15.6 | 14.7 | 16.9 | 25 | 12.7 | 6.3 | 25.1 | 26.5 | 23.8 | 15.5 | 16.2 | 24.2 | 20.1 | 0
8206 | 21.2 | 11.5 | 16.3 | 21.8 | 19.7 | 19.6 | 16.7 | 17 | 17.2 | 16.5 | 13.3 | 19.4 | 13 | 22.5 | 20.7 | 11.9 | 11.8 | 21.6 | 15.4 | 13.6 | 19.4 | 19.4 | 9.7 | 15 | 17.6 | 18.7 | 21.7 | 13.2 | 12.5 | 19 | 14.3 | 19.3 | 21.5 | 16 | 18.4 | 22.2 | 24.2 | 18.4 | 25.3 | 13.6 | 25.3 | 26.3 | 13.6 | 25.4 | 24.2 | 20.7 | 14.9 | 14.2 | 16.6 | 22.8 | 12.7 | 6.1 | 24.5 | 26.4 | 23.4 | 15.3 | 15.6 | 23.3 | 20 | 0
8207 | 20.5 | 9.9 | 16.4 | 20.8 | 19.2 | 19.3 | 16.7 | 17.2 | 16.9 | 16.2 | 13.6 | 19 | 13 | 22 | 20.3 | 11.6 | 11.8 | 21.3 | 15 | 13.4 | 18.5 | 18 | 9.2 | 15 | 16.7 | 17.7 | 21.3 | 13.6 | 12 | 18.4 | 14 | 18.8 | 20.9 | 14.8 | 17.3 | 21.4 | 24 | 17.7 | 25.1 | 12.8 | 24.4 | 25.6 | 13.6 | 24.7 | 23.5 | 20.2 | 14.8 | 13.8 | 16.2 | 21.5 | 13 | 5.8 | 25 | 25.9 | 23.4 | 14.6 | 14.8 | 22.4 | 19.6 | 0
8208 | 20.5 | 9.9 | 15.8 | 19.1 | 17.4 | 18.5 | 16.5 | 17.2 | 16.4 | 15.9 | 14.4 | 18.3 | 13.2 | 21.7 | 19.3 | 10.3 | 11.8 | 19.6 | 14.6 | 12.8 | 17.7 | 17.2 | 10.1 | 15.2 | 15.5 | 16.1 | 20.4 | 12.9 | 11.6 | 18.4 | 14.1 | 18 | 19.7 | 13.9 | 16.4 | 20.8 | 23.5 | 17.5 | 24.7 | 12 | 23.4 | 22.2 | 13.5 | 24 | 22.4 | 19.6 | 15.2 | 14 | 15.5 | 21 | 11.8 | 5.8 | 22.9 | 25.4 | 23.8 | 14.7 | 14.6 | 20.9 | 18.8 | 0
8209 | 20.6 | 9.1 | 14.4 | 17.8 | 16.2 | 17.9 | 15.7 | 15.2 | 16 | 15.2 | 15.4 | 17.6 | 14.1 | 21.4 | 19.3 | 10 | 11.2 | 19.6 | 13.9 | 11.8 | 17.1 | 16 | 9.9 | 15.1 | 14.2 | 15.3 | 20 | 12.5 | 11.4 | 18.5 | 13.4 | 17.8 | 18.9 | 13.3 | 16.7 | 20.4 | 23 | 16.4 | 24.7 | 11.5 | 22.5 | 18.2 | 13.2 | 23.4 | 22.2 | 19 | 14.9 | 13.9 | 14.6 | 20.5 | 10.4 | 5 | 21.5 | 25.3 | 24 | 14.2 | 14.2 | 20.2 | 17.2 | 0
8210 | 19.7 | 8.9 | 14 | 16.2 | 15.9 | 17.5 | 15.3 | 16.2 | 15.8 | 13.7 | 16 | 17 | 14.6 | 21.5 | 19.4 | 9.3 | 10.2 | 19.6 | 13.2 | 10.4 | 16.5 | 15.3 | 10.2 | 14.4 | 13.6 | 14.3 | 19.5 | 11 | 11 | 18 | 12.6 | 17.8 | 18.2 | 12.8 | 16.7 | 20.2 | 22.2 | 16.2 | 24.7 | 11 | 21.9 | 13.8 | 12 | 23 | 21.5 | 18.4 | 14.2 | 13.8 | 13.8 | 19.5 | 8.2 | 4 | 18.8 | 25.4 | 23.9 | 14 | 14.2 | 20.1 | 15.4 | 0
8211 | 19 | 7.9 | 12.8 | 15.4 | 15.8 | 17.5 | 15 | 16 | 15.1 | 13.2 | 15.9 | 16.6 | 15.2 | 21.3 | 19.2 | 9 | 8.8 | 19.6 | 12.6 | 9 | 16.4 | 14.7 | 8.9 | 13.4 | 13.1 | 13.9 | 18.8 | 10.5 | 10.6 | 16.7 | 11 | 17.8 | 17.9 | 12.5 | 15.8 | 18.8 | 21.6 | 16.2 | 24.7 | 10.4 | 21.4 | 11.4 | 10.7 | 22.3 | 21.3 | 17.9 | 12.8 | 13.1 | 13.3 | 19.3 | 7 | 2.7 | 18.5 | 24.8 | 23.8 | 12.9 | 14.1 | 20 | 13.7 | 0
8212 | 19.6 | 7.3 | 13.4 | 14.5 | 14.7 | 16.5 | 14.9 | 14 | 15 | 12.3 | 15.2 | 16.4 | 14.7 | 20.7 | 19.1 | 8.7 | 8.2 | 19.6 | 12.5 | 8 | 16.5 | 14.5 | 8.7 | 12.5 | 11.7 | 13.6 | 18.8 | 9.4 | 10.1 | 15 | 10 | 17.8 | 17.6 | 12.2 | 15.3 | 18.4 | 21 | 15.9 | 24.8 | 9.9 | 20.9 | 10.4 | 9.5 | 21.5 | 21.2 | 17.4 | 12.1 | 12.8 | 13.2 | 18.6 | 6 | 2.5 | 17.4 | 24.7 | 23.5 | 12.5 | 14 | 19.1 | 13 | 0
8213 | 18.2 | 6.9 | 13.4 | 15.4 | 15.3 | 16 | 15 | 13.6 | 14.7 | 12 | 9.8 | 15.4 | 10 | 20.3 | 19 | 8.5 | 9.2 | 19.5 | 12 | 10 | 16.5 | 13.6 | 7.4 | 12 | 10.9 | 13.3 | 17.3 | 10.4 | 11.8 | 14.6 | 9.6 | 17.8 | 17.2 | 11.8 | 14.3 | 18 | 21.4 | 14.8 | 24.8 | 9.8 | 20.4 | 10 | 9.3 | 20.9 | 20.6 | 17 | 12.6 | 13.4 | 11.6 | 17.5 | 7.2 | 1.6 | 19.6 | 24.4 | 23.5 | 12.4 | 13.6 | 18.7 | 16.8 | 0
8214 | 18.2 | 6 | 13.6 | 15.2 | 15 | 15.6 | 14.5 | 13.6 | 14.4 | 11.7 | 8.8 | 15 | 10 | 21 | 18.2 | 8.6 | 11.6 | 18.7 | 13 | 10 | 15.6 | 13.4 | 9 | 13.4 | 10.4 | 13.3 | 16.2 | 11.4 | 11.9 | 13.6 | 11.4 | 16.8 | 16.6 | 11.8 | 13.8 | 17.5 | 22.5 | 13.9 | 24.8 | 8.8 | 20.1 | 10.7 | 9.9 | 20.4 | 22.2 | 17.9 | 13.8 | 14.4 | 12.4 | 16.8 | 6.4 | 4.2 | 17.6 | 24.4 | 23.3 | 13.4 | 13.2 | 18.7 | 18.6 | 0
8215 | 18.3 | 5.4 | 12.4 | 16.3 | 14.2 | 15.3 | 14 | 13 | 14.8 | 11.7 | 8.6 | 15.5 | 11.2 | 20.6 | 18.2 | 7.9 | 14 | 18.7 | 14.4 | 11.8 | 15 | 13.3 | 11.1 | 15.7 | 10.1 | 13.3 | 15.8 | 13.7 | 13.2 | 14.5 | 13.1 | 16.8 | 16.2 | 12.5 | 12.8 | 17.4 | 24.2 | 13.9 | 24.8 | 8.8 | 19.8 | 12.7 | 12 | 20.4 | 22.2 | 19.3 | 15.9 | 15.7 | 14 | 16 | 7.2 | 7.5 | 17.8 | 24.4 | 23 | 15 | 13.1 | 19.4 | 20.9 | 0
8216 | 18.6 | 4.8 | 17 | 18.2 | 14.2 | 18.8 | 15.7 | 13.6 | 17.4 | 13.2 | 9.6 | 16.8 | 13.4 | 21.9 | 18.7 | 7.7 | 17.4 | 18.7 | 17 | 14.2 | 14.9 | 15.3 | 14 | 18.4 | 10.8 | 13.3 | 15.5 | 15.8 | 15.4 | 16 | 15.6 | 18 | 17.2 | 14.2 | 13.3 | 19.3 | 26.1 | 16.3 | 24.8 | 8.8 | 19.8 | 13.4 | 14.4 | 20.4 | 22.2 | 21.2 | 18.6 | 17 | 16.6 | 17.5 | 10.2 | 11.2 | 18 | 24.9 | 23.4 | 17.4 | 13.6 | 20 | 23.4 | 0
8217 | 21.8 | 10.6 | 21.5 | 21.2 | 17 | 22.1 | 18.6 | 20.6 | 20.2 | 13.7 | 11.8 | 19.4 | 16.9 | 24.4 | 20.5 | 11.4 | 19.5 | 17.8 | 19.2 | 18.2 | 15.3 | 22.1 | 16.3 | 20.9 | 16.8 | 14.2 | 16 | 19 | 18.5 | 20 | 17.3 | 20.7 | 20.7 | 16.3 | 16.1 | 22.5 | 28 | 20 | 24.9 | 11.3 | 21.7 | 15.5 | 17.9 | 23.1 | 25.9 | 23 | 21.6 | 18.7 | 19.6 | 22.2 | 14.1 | 13.3 | 21.5 | 25.8 | 23.9 | 19.8 | 17 | 22.2 | 25.2 | 0
8218 | 25 | 13.6 | 22.8 | 24.2 | 19.7 | 24.3 | 19.8 | 23.2 | 23.2 | 22.9 | 14.5 | 22.2 | 20.6 | 26.5 | 21.8 | 13.9 | 21.9 | 19.4 | 21.8 | 21.3 | 16.8 | 25.4 | 18.4 | 23.1 | 22.4 | 16.8 | 18 | 21.7 | 21.6 | 23.8 | 19.5 | 22.7 | 22.8 | 18.7 | 19 | 25 | 29.6 | 24.5 | 25.5 | 16.7 | 25 | 16.1 | 20.8 | 26.5 | 27.7 | 24.7 | 24.4 | 20.5 | 22.8 | 25 | 18.3 | 14.3 | 24.3 | 27.4 | 25 | 22.3 | 19.4 | 25 | 26.4 | 0
8219 | 27.6 | 16.1 | 25.3 | 27 | 22.2 | 25.8 | 21.9 | 24.8 | 25 | 25.7 | 17.4 | 25 | 24.2 | 27.5 | 22.8 | 17.4 | 23 | 21.5 | 23.4 | 24 | 19.3 | 25.7 | 19.4 | 24.6 | 24.4 | 18.1 | 21 | 24.6 | 24.4 | 28 | 21 | 24.5 | 25.1 | 20.6 | 21.5 | 27 | 30.8 | 26.7 | 26.9 | 20.8 | 28.7 | 17.4 | 23.8 | 30.1 | 29.5 | 26 | 26.6 | 22.2 | 25.4 | 27.1 | 21.4 | 13.6 | 28 | 29 | 25.4 | 24 | 21.4 | 27.5 | 27 | 0
8220 | 29.1 | 19.1 | 26.3 | 28.6 | 24.7 | 27.1 | 22.7 | 26.2 | 26 | 27.5 | 19.6 | 26.6 | 26.5 | 28.4 | 23.9 | 20.3 | 24.6 | 23.7 | 25.1 | 24.3 | 22.4 | 26.3 | 20.2 | 25.8 | 25.7 | 21.6 | 23.4 | 26 | 26.1 | 29.8 | 23 | 25.2 | 26.6 | 22.1 | 23.6 | 29.5 | 31.5 | 28.2 | 27.4 | 23.2 | 32.2 | 16.7 | 25.5 | 31.2 | 30.7 | 26.9 | 28 | 23.3 | 27.2 | 29.1 | 23.3 | 13 | 28.8 | 30.3 | 26.9 | 25.3 | 23.6 | 29.2 | 27.4 | 0
8221 | 30.2 | 20.3 | 26.9 | 29.6 | 25.7 | 28.6 | 23.5 | 26.6 | 26.6 | 29 | 21.1 | 27.3 | 27.7 | 28.8 | 25 | 19.4 | 24.7 | 24.5 | 25.3 | 24.2 | 24.5 | 27.2 | 20.1 | 26.5 | 26.2 | 23.1 | 25 | 27.2 | 27.1 | 31 | 23.8 | 25.7 | 27.6 | 22.7 | 24.7 | 30.5 | 31.8 | 29.3 | 27.9 | 24.3 | 33.2 | 17.1 | 27 | 32 | 31.9 | 27.1 | 28.8 | 23.8 | 27.5 | 30.1 | 23.6 | 12 | 30.2 | 30.5 | 27 | 25.5 | 24.8 | 30.3 | 27.5 | 0
8222 | 31 | 21.6 | 27.5 | 29.7 | 25 | 28.7 | 24.4 | 27.8 | 26.9 | 29.9 | 21.6 | 26.8 | 27.6 | 29.2 | 25.4 | 22.4 | 24.4 | 24.9 | 25 | 22.9 | 25 | 27.5 | 19.8 | 27 | 26.4 | 23.8 | 26.5 | 26.8 | 27 | 30.4 | 24 | 26.2 | 28.1 | 23 | 24.8 | 31.3 | 31.6 | 29.5 | 27.9 | 25.3 | 32.2 | 16.4 | 27.4 | 32.9 | 31.5 | 27 | 29 | 23.4 | 26.6 | 30.3 | 23 | 11.8 | 29.8 | 30.4 | 27 | 25 | 25.5 | 31 | 27.6 | 0
8223 | 31.2 | 22.5 | 27.8 | 29.7 | 25 | 29.1 | 24.3 | 27 | 26.2 | 30.6 | 21.5 | 25.9 | 26.9 | 29.4 | 26.2 | 22 | 22 | 25.2 | 23.2 | 22.7 | 25.4 | 27.8 | 18.6 | 26.9 | 25.9 | 24.4 | 27.3 | 26.3 | 26.4 | 30.4 | 22.3 | 26 | 28.9 | 22.8 | 24.8 | 30.1 | 31.1 | 29.7 | 27.9 | 25 | 30.5 | 17.7 | 27.8 | 32.5 | 29.8 | 26.4 | 28.8 | 22.5 | 24.5 | 31.5 | 21.7 | 11.2 | 31.3 | 30.3 | 27.4 | 23.5 | 25.5 | 30.8 | 27.1 | 0
8224 | 31.2 | 23.1 | 27.7 | 29.1 | 25.5 | 28.8 | 23.4 | 27 | 25.2 | 30.4 | 20.9 | 24.7 | 25.8 | 29 | 26.2 | 20 | 19.7 | 25.2 | 21.5 | 22 | 24 | 27.4 | 17.7 | 26.1 | 25.6 | 24.4 | 27.5 | 24.3 | 25.1 | 29.4 | 20.4 | 25.4 | 28.7 | 22.6 | 24.5 | 28.7 | 30.2 | 29.5 | 27.9 | 24.4 | 30.7 | 18.1 | 26.7 | 32.7 | 29.5 | 25.5 | 27.9 | 21.2 | 22.2 | 32 | 20.3 | 10.8 | 31.3 | 29.9 | 26.5 | 21.9 | 25 | 29.8 | 26.3 | 0
8225 | 30.4 | 20.6 | 26.5 | 28.5 | 24 | 28.1 | 22.5 | 26.2 | 23.4 | 29.1 | 19.8 | 23.8 | 24.8 | 27.7 | 25.4 | 18.3 | 16.6 | 24.9 | 19.4 | 21.8 | 23.1 | 26.4 | 16.2 | 24.6 | 24.2 | 24 | 26.8 | 22.4 | 23.4 | 29 | 17.8 | 24.2 | 28.5 | 22.2 | 23.5 | 27.5 | 29 | 28.5 | 27.5 | 22.8 | 29.7 | 19.9 | 25.1 | 32 | 28.3 | 24.4 | 26.6 | 20 | 19.8 | 31.1 | 18.4 | 9.6 | 31.8 | 28.8 | 26.4 | 20 | 24.2 | 29.2 | 25 | 0
8226 | 27.5 | 16.1 | 24.2 | 27.3 | 21.7 | 26.3 | 21.3 | 22.8 | 21.3 | 26.7 | 18.2 | 22.8 | 23.6 | 26.3 | 23.8 | 15 | 15.1 | 22.4 | 18.4 | 20.2 | 21.3 | 24.9 | 15.2 | 22.6 | 21 | 22.9 | 25.3 | 19.7 | 21.1 | 27.1 | 16.5 | 21.4 | 27.2 | 21.6 | 20.5 | 25.9 | 27.6 | 23.5 | 26.8 | 18.8 | 28.7 | 20.3 | 22 | 30.8 | 26.9 | 23.4 | 24.6 | 18.9 | 18.1 | 28.9 | 16.3 | 8.5 | 29.3 | 27.5 | 25.9 | 18.6 | 20.5 | 27.5 | 23.7 | 0
8227 | 24.6 | 14.1 | 20.6 | 26.1 | 20 | 22.6 | 19.6 | 21.4 | 19.7 | 21.8 | 16.3 | 22.2 | 22.3 | 25.4 | 22.8 | 13.8 | 13.5 | 21.8 | 17.2 | 18.7 | 20 | 23.2 | 13.7 | 20.3 | 18.3 | 20.8 | 23.5 | 18.2 | 18.7 | 25.5 | 15.5 | 19.7 | 25.4 | 20.5 | 18 | 25.2 | 26.5 | 21.3 | 26.4 | 13.8 | 27.8 | 22.3 | 19.2 | 28.7 | 25.8 | 22.6 | 22.3 | 18.4 | 16.7 | 27.1 | 13.6 | 6.7 | 27.3 | 26.8 | 25.4 | 17.3 | 19 | 26 | 22.4 | 0
8228 | 23.4 | 12.5 | 18.5 | 24.5 | 19 | 21.5 | 18.9 | 20 | 18.5 | 18.1 | 14.2 | 21.4 | 20.6 | 24.9 | 21.9 | 12.8 | 13.4 | 20.8 | 16.8 | 16.2 | 19.2 | 21.4 | 12.6 | 18.2 | 17.1 | 19.6 | 22.3 | 17 | 16.4 | 23 | 15.6 | 18.6 | 24.1 | 19 | 16.8 | 25 | 25.6 | 19.8 | 26 | 15.3 | 27 | 23.4 | 16.4 | 28.5 | 25.3 | 22 | 20 | 18 | 16 | 25.5 | 11 | 5.6 | 23.8 | 26.3 | 24.9 | 16.4 | 17.8 | 25.2 | 21.6 | 0
8229 | 21.7 | 11.2 | 17.3 | 23.3 | 18.1 | 20.1 | 18.2 | 18.8 | 17.5 | 16.4 | 12.4 | 20.8 | 18.8 | 24.3 | 21.3 | 12 | 12.6 | 20.4 | 15.7 | 14.8 | 18.4 | 20.9 | 11 | 16.5 | 15.6 | 18.7 | 22.5 | 17.5 | 14.8 | 21.7 | 15.2 | 17.9 | 22.4 | 17.2 | 16.4 | 24.1 | 25.1 | 20.3 | 25.8 | 14.5 | 26.1 | 25.9 | 15.1 | 27.6 | 24.4 | 21.5 | 18.1 | 17.8 | 15.3 | 24.3 | 8.7 | 4.5 | 22.8 | 25.8 | 24.4 | 15.4 | 17 | 24.6 | 21 | 0
8230 | 19.3 | 10.2 | 17.1 | 22.2 | 18.5 | 19.6 | 17.8 | 18.2 | 17.2 | 15.4 | 11.1 | 19.9 | 16.8 | 23.5 | 20.4 | 11.4 | 12.6 | 19.9 | 15.3 | 13.3 | 17.7 | 19.4 | 10 | 15.6 | 14.7 | 18.2 | 21 | 17.4 | 13.8 | 19.8 | 15.2 | 17.7 | 21.5 | 15.6 | 15.5 | 23 | 24.8 | 18.3 | 25.4 | 13.8 | 25.3 | 26 | 14.2 | 26.8 | 23.6 | 21.1 | 16.6 | 17.1 | 14.9 | 23.2 | 7.7 | 4.5 | 21.4 | 25.6 | 23.9 | 14.9 | 16.6 | 24.3 | 20.9 | 0
8231 | 18.2 | 10 | 16.5 | 21.4 | 18.3 | 18.4 | 17.3 | 17 | 16.3 | 14.4 | 10.7 | 19.2 | 15 | 23.2 | 19.8 | 10.7 | 11.8 | 19.9 | 14.6 | 13 | 16.9 | 19 | 9 | 15 | 14.1 | 17.5 | 20.5 | 17.4 | 13.6 | 19 | 14.2 | 17.9 | 20.9 | 14.4 | 14.8 | 21.9 | 24.4 | 17.6 | 25.1 | 12.9 | 24.4 | 25.2 | 14.2 | 26.7 | 22.7 | 20.6 | 15.6 | 16.2 | 14.4 | 22.6 | 8 | 4.6 | 22 | 25.1 | 22.4 | 14.4 | 15.5 | 23.5 | 20.6 | 0
8232 | 18.4 | 9.5 | 15.8 | 20.4 | 17 | 17.6 | 16.7 | 16 | 16 | 14.9 | 10.9 | 18.3 | 13.4 | 22.7 | 18.9 | 10.2 | 11.8 | 18.9 | 14.8 | 12.1 | 16 | 18.1 | 8.8 | 14.7 | 14.1 | 16 | 19.5 | 15.6 | 13.7 | 17.4 | 13.5 | 17.7 | 20.2 | 13.9 | 14 | 21 | 23.7 | 17.6 | 24.3 | 12.3 | 23.6 | 20.8 | 13.4 | 26.3 | 21.6 | 20 | 14.7 | 14.7 | 14.1 | 22.5 | 9.6 | 5.2 | 21 | 24.3 | 22.4 | 14.3 | 15.2 | 22 | 20.1 | 0
8233 | 17.4 | 9.1 | 14.7 | 19.6 | 16.5 | 16.5 | 16.4 | 15.2 | 15.4 | 14.9 | 11.4 | 17.7 | 12.3 | 22.5 | 18.9 | 9.7 | 10.9 | 18.4 | 14.5 | 11.9 | 15.3 | 17.4 | 8.4 | 14 | 13.1 | 16 | 19.4 | 13.6 | 13.9 | 16.9 | 12 | 17.7 | 19.9 | 13.7 | 13.5 | 19.3 | 22.8 | 17.2 | 24.3 | 11.8 | 22.7 | 16.5 | 12.6 | 25.7 | 21.6 | 19.1 | 14 | 13.4 | 13.5 | 21.5 | 11.2 | 4.7 | 21.5 | 24.3 | 22.4 | 13.9 | 14.9 | 21.5 | 19 | 0
8234 | 18.4 | 8.3 | 13.3 | 18.4 | 16 | 15 | 16 | 15.2 | 15.2 | 13.1 | 11.8 | 17 | 11.4 | 22.2 | 18.7 | 9.6 | 10.4 | 18.4 | 14.4 | 11 | 14.5 | 16.8 | 8.2 | 13.2 | 12.7 | 15.2 | 18.5 | 11 | 13.6 | 15.8 | 11 | 16.7 | 19.4 | 13.6 | 13.5 | 18.8 | 21.8 | 16.8 | 24.3 | 11.3 | 22.3 | 11.4 | 11 | 24.6 | 21.6 | 18.2 | 13.2 | 12.4 | 13 | 21 | 12 | 3.8 | 20.4 | 24 | 22.4 | 13.6 | 14.7 | 20.5 | 17.8 | 0
8235 | 17.7 | 8 | 12.7 | 17.3 | 15.8 | 15.4 | 15.5 | 14.2 | 15.3 | 11.9 | 11.7 | 16.6 | 10.9 | 21.5 | 18.4 | 9 | 9 | 17.8 | 13.3 | 10.8 | 14 | 16.4 | 7.4 | 12.2 | 12.8 | 14.4 | 18 | 9.9 | 13.1 | 15.8 | 9.6 | 16.7 | 18.5 | 13.1 | 12.4 | 18.9 | 21.1 | 15.8 | 24.3 | 10.7 | 21.7 | 9.5 | 10 | 23.4 | 20.6 | 17.3 | 12.6 | 12.2 | 12.2 | 20.1 | 11.2 | 2 | 21 | 23.6 | 22 | 12.9 | 14 | 20.2 | 16.6 | 0
8236 | 17.2 | 8.1 | 11.6 | 16.1 | 15.5 | 13.5 | 15.6 | 13.8 | 14.7 | 11.4 | 10.9 | 15.9 | 10.3 | 21.4 | 18.3 | 9 | 9 | 17.8 | 12.7 | 9.9 | 13.5 | 15.9 | 7.3 | 11.7 | 11.8 | 14.4 | 17.5 | 9.3 | 12.3 | 14.8 | 9.4 | 16.7 | 18.4 | 12.5 | 11.4 | 18.8 | 20.9 | 15.8 | 24.3 | 10.5 | 21.3 | 8.4 | 9 | 23.1 | 20.7 | 16.9 | 12.2 | 12.5 | 11.8 | 19.6 | 9.3 | 1.3 | 19.8 | 23.5 | 22.1 | 12.5 | 13.5 | 19.8 | 16.2 | 0
8237 | 17.2 | 8.6 | 11.7 | 15.4 | 15.6 | 13.6 | 15.9 | 13.8 | 14.9 | 11.4 | 9.2 | 17.6 | 15 | 21.3 | 17.9 | 7.8 | 10 | 17.4 | 12.2 | 9.6 | 13.1 | 15.5 | 6.4 | 10 | 11.1 | 13.8 | 17 | 12.2 | 10.6 | 18.2 | 9.6 | 16.7 | 17.9 | 12.4 | 10.4 | 18.3 | 22.4 | 15.5 | 24.2 | 10.1 | 21.2 | 12.8 | 9.7 | 23.1 | 20.8 | 18.6 | 13.6 | 13.4 | 11 | 18.3 | 9 | 1.4 | 19.4 | 23.3 | 22 | 12.4 | 13.4 | 19.7 | 19.8 | 0
8238 | 17.1 | 8.3 | 11.5 | 14.9 | 15.6 | 14.1 | 15.7 | 14 | 14.2 | 10.6 | 8.1 | 18.2 | 14.4 | 21 | 17.7 | 8.4 | 12 | 17.4 | 13.5 | 9 | 12.5 | 15 | 8.4 | 10.4 | 10.6 | 13.4 | 16 | 13.3 | 11.5 | 18.2 | 11 | 16.7 | 17.3 | 12.8 | 9.7 | 18.1 | 22.6 | 14.3 | 23.9 | 9.8 | 20.4 | 13.8 | 10.1 | 23 | 21.2 | 18.8 | 15.2 | 14.5 | 11.8 | 18.1 | 9.2 | 4.8 | 17.9 | 23 | 21 | 13.3 | 13.4 | 19.5 | 20.4 | 0
8239 | 17 | 8.3 | 11.8 | 15.6 | 15.6 | 13.6 | 15.5 | 15 | 14.7 | 10.1 | 8.3 | 19 | 14.3 | 20.7 | 17.6 | 7.1 | 14.4 | 17.4 | 15.1 | 10.1 | 12.1 | 14.9 | 10.4 | 12.3 | 10.4 | 13.2 | 16 | 15.1 | 13.4 | 19.4 | 13.1 | 17.7 | 16.9 | 13.6 | 9.5 | 19.3 | 23.4 | 14 | 23.9 | 9.6 | 20.1 | 15.3 | 12 | 22.6 | 21.3 | 18.9 | 17.3 | 16 | 13.3 | 17.8 | 10.6 | 8.3 | 17.5 | 23.2 | 20.9 | 15 | 13 | 19.9 | 21.4 | 0
8240 | 17.7 | 8.1 | 16.4 | 17.4 | 15.6 | 17.6 | 15.9 | 16 | 16.2 | 11.3 | 9 | 20.1 | 14.8 | 22.1 | 17.9 | 8.4 | 17.4 | 16.9 | 17.6 | 12 | 11.9 | 16.3 | 13 | 15 | 11.6 | 13.5 | 16 | 17.6 | 16 | 18.4 | 15.6 | 18.3 | 17.6 | 15.2 | 10 | 20.9 | 24.6 | 15.7 | 23.9 | 9.7 | 20.3 | 15.8 | 14.6 | 22.6 | 21.4 | 19.4 | 19.8 | 18 | 15.5 | 19.6 | 11.8 | 11.6 | 17.8 | 23.8 | 20.9 | 17 | 13.6 | 20.1 | 23 | 0
8241 | 21.1 | 10.4 | 20 | 20.3 | 15.8 | 22.5 | 17.4 | 20.6 | 20.8 | 17.8 | 11.7 | 20.9 | 16.7 | 25.3 | 19.5 | 11.1 | 19.8 | 16.9 | 19.8 | 15.8 | 11.3 | 20.5 | 14.8 | 18.7 | 17.8 | 14.5 | 16 | 20.6 | 19.1 | 19.9 | 18 | 20.5 | 21.6 | 17 | 11.9 | 23.7 | 26.6 | 20.5 | 24.4 | 12.1 | 22.9 | 16.3 | 18.1 | 25.4 | 24 | 19.2 | 22 | 19.8 | 17.9 | 23.3 | 14.7 | 12.6 | 20.4 | 26.4 | 21.4 | 19.5 | 15.5 | 21.3 | 24.6 | 0
8242 | 24.6 | 13.6 | 22.6 | 23.2 | 16.3 | 24.7 | 20 | 24 | 23.5 | 22.1 | 14.6 | 21.8 | 19.3 | 27.5 | 20.8 | 14.3 | 22 | 19.6 | 22.3 | 19.3 | 12.7 | 22.8 | 16.9 | 22 | 21.8 | 18.8 | 18.8 | 23.5 | 22.2 | 20.1 | 20.3 | 23.5 | 23.8 | 19.1 | 15.1 | 25.7 | 28.8 | 25 | 25.4 | 17.3 | 26.3 | 15.5 | 21.1 | 28.7 | 26.9 | 19 | 24.2 | 21.7 | 20.6 | 25.6 | 17.2 | 12.5 | 23.5 | 28 | 21.4 | 21.7 | 18 | 24.2 | 26.1 | 0
8243 | 27 | 15.6 | 24 | 26 | 18 | 26.2 | 22.4 | 25.6 | 24.9 | 26.4 | 18 | 22.5 | 22.4 | 28 | 21.9 | 17.9 | 23.4 | 22.4 | 24 | 23 | 15.7 | 24.9 | 18.4 | 25 | 24 | 22.4 | 22 | 26 | 25 | 22.8 | 22 | 24.7 | 25.4 | 20.8 | 18.1 | 28.2 | 31.2 | 26.7 | 27.2 | 20.8 | 30 | 15 | 23.8 | 30.3 | 27.9 | 18.2 | 26 | 23 | 22.8 | 27.9 | 20.2 | 10.8 | 27.4 | 29.4 | 21.8 | 23.4 | 20.5 | 26.9 | 27.2 | 0
8244 | 28.8 | 19.8 | 25.1 | 27.8 | 19.7 | 27.1 | 23.3 | 27.4 | 26.4 | 28.1 | 19.8 | 23.3 | 24.8 | 29 | 23.8 | 20.5 | 24.4 | 23.9 | 25.5 | 24.8 | 20.8 | 25.4 | 20.3 | 26.7 | 25.7 | 24.2 | 24.8 | 27.5 | 27 | 23.7 | 23.2 | 25.7 | 27 | 22.3 | 20 | 30 | 32.9 | 28.4 | 27.5 | 23.2 | 32.4 | 13.8 | 25.2 | 32 | 29.7 | 17.9 | 27.8 | 23.9 | 24.7 | 29 | 21.5 | 9.9 | 29.8 | 28.9 | 21.9 | 24 | 22.5 | 29.3 | 27.9 | 0
8245 | 30.6 | 20.7 | 26.4 | 28.9 | 20.8 | 28.3 | 24.7 | 28.4 | 27 | 30.1 | 21.3 | 23.7 | 26.3 | 29.2 | 24.3 | 21.5 | 24.3 | 23.8 | 25.7 | 26.1 | 22.3 | 26 | 21 | 27.7 | 26.6 | 24.4 | 25.6 | 27.9 | 28.1 | 26.7 | 23.5 | 26 | 27.4 | 23.1 | 21.3 | 30.9 | 33.8 | 29 | 27.6 | 23.7 | 32.9 | 13.8 | 26.2 | 32.1 | 30.7 | 17.6 | 29.2 | 23.8 | 25.8 | 30.6 | 22.6 | 9 | 31.7 | 30 | 22 | 24 | 23.7 | 30.2 | 27.9 | 0
8246 | 31.3 | 21 | 26.4 | 29.2 | 20.8 | 29 | 24.9 | 28.6 | 27 | 30.5 | 21.2 | 23.8 | 26.4 | 29.1 | 25 | 22.4 | 23.6 | 24.8 | 25.2 | 25.8 | 22.3 | 26.8 | 21.2 | 27.8 | 26.9 | 25.4 | 26.3 | 27.4 | 28.2 | 27.6 | 23.2 | 26 | 28.1 | 23.6 | 22 | 31.7 | 33.6 | 29.3 | 27.8 | 24.6 | 32.4 | 13.8 | 26.4 | 32.7 | 31.5 | 18 | 30 | 23.2 | 26 | 31.7 | 22 | 9.4 | 31.8 | 29.4 | 22 | 23 | 24.1 | 31 | 27.6 | 0
8247 | 31.3 | 21.7 | 26.6 | 29.2 | 21.3 | 29.5 | 25.3 | 29 | 26.4 | 31.5 | 21.4 | 23 | 25.8 | 29.4 | 25.8 | 22.6 | 21.7 | 26.9 | 23.3 | 25.6 | 21.4 | 27 | 19.5 | 27.7 | 26.5 | 25.9 | 27.8 | 26.3 | 27.4 | 30 | 22 | 26 | 28.4 | 23.5 | 22.1 | 30.7 | 32.6 | 29.7 | 27.8 | 25.3 | 30.4 | 15.2 | 26.6 | 32.9 | 30.4 | 18.3 | 29.6 | 21.7 | 25.1 | 32.3 | 21.6 | 9.4 | 31.8 | 30 | 22 | 21.9 | 24 | 31.6 | 26.8 | 0
8248 | 31.1 | 20.9 | 26.5 | 28.7 | 21.3 | 29.3 | 24.7 | 28 | 25.2 | 31.1 | 20.6 | 21.8 | 24.4 | 28.8 | 25.8 | 21.1 | 19.6 | 26.8 | 21.6 | 24.1 | 19.8 | 26.4 | 17.5 | 26.6 | 25.8 | 25.9 | 27 | 25 | 25.6 | 29 | 20.4 | 25.5 | 28.3 | 23.1 | 21.7 | 29.6 | 31 | 29.6 | 27.8 | 24.8 | 30.9 | 16.3 | 25.9 | 33.2 | 30 | 18.9 | 28.1 | 20.4 | 23.6 | 32.7 | 19.7 | 9.9 | 30.8 | 29.8 | 22.5 | 20.5 | 23.8 | 31.3 | 25.9 | 0
8249 | 30.1 | 17.7 | 25.8 | 27.8 | 20.3 | 29 | 23.7 | 27.4 | 23.1 | 29.8 | 20 | 19.9 | 23.1 | 27.6 | 25.5 | 18 | 17.2 | 24.1 | 19.7 | 22.6 | 18.9 | 25.7 | 14.8 | 25.2 | 25.3 | 25.4 | 25.6 | 23.8 | 23.4 | 28.4 | 18.6 | 24.5 | 28.1 | 22.4 | 21.2 | 28.2 | 29.4 | 28.4 | 27.6 | 22.2 | 29.9 | 18.1 | 24.8 | 32.7 | 28.9 | 19 | 25.6 | 19.2 | 21.4 | 32.1 | 18 | 9.4 | 30 | 29 | 22.6 | 19.4 | 22 | 30.9 | 24.8 | 0
8250 | 28.1 | 15 | 23.2 | 26.2 | 18.9 | 26.1 | 22.2 | 24.6 | 21.4 | 27 | 18.2 | 18.2 | 21.7 | 26.6 | 24.2 | 14.5 | 15.7 | 22.4 | 18.9 | 19.7 | 17.3 | 24.3 | 13.2 | 22.7 | 21.1 | 23.6 | 23 | 22.7 | 20.9 | 24.8 | 17.1 | 22 | 26.9 | 21.5 | 17.4 | 26.4 | 28 | 23.4 | 26.7 | 19 | 28.6 | 19.1 | 22.4 | 30.1 | 27.4 | 19.1 | 22.8 | 18.9 | 19.3 | 30.6 | 15.1 | 9.1 | 28.2 | 28 | 23 | 18.4 | 19 | 30 | 23.9 | 0
8251 | 25.6 | 13.7 | 19.1 | 24.4 | 17.8 | 22.7 | 20.6 | 21.4 | 20.2 | 22.1 | 16.9 | 16.7 | 20.8 | 26 | 22.4 | 13.1 | 14.6 | 21.4 | 18.1 | 17.2 | 15.9 | 22.9 | 11.9 | 20.1 | 18.7 | 21.3 | 19.6 | 21.8 | 18.4 | 23.8 | 16 | 20.1 | 25.6 | 20.2 | 15.1 | 25.8 | 27.1 | 20.7 | 26.6 | 16.7 | 27.8 | 20.9 | 19.9 | 28.2 | 26.1 | 18.2 | 20 | 18.7 | 17.4 | 27.6 | 13.3 | 7.9 | 26.8 | 27.4 | 23 | 17.8 | 17.5 | 27.7 | 22.9 | 0
8252 | 25.2 | 12.8 | 17.6 | 22.4 | 17 | 20.7 | 19.7 | 20.4 | 19.1 | 18.6 | 15 | 16 | 19.8 | 25.5 | 21.3 | 12.3 | 14.4 | 20.8 | 18 | 14.4 | 15 | 21.8 | 11.8 | 17.4 | 16.8 | 19.4 | 18.2 | 20.8 | 16.4 | 23 | 15.4 | 19 | 24.5 | 18.8 | 13.6 | 25.1 | 26.6 | 20.9 | 26.3 | 15.5 | 27 | 22.4 | 17 | 26.1 | 25.5 | 17.4 | 18 | 19 | 16 | 26 | 11.4 | 7.2 | 24.8 | 26.9 | 23.1 | 17.4 | 16.5 | 25.9 | 22 | 0
8253 | 25 | 11.8 | 18.4 | 20.9 | 16.6 | 20.2 | 19.4 | 19 | 18.2 | 16.3 | 14.1 | 15.8 | 19.1 | 24.9 | 19.8 | 11.4 | 14.2 | 20 | 17.2 | 13.1 | 14.2 | 20.6 | 11.3 | 15.7 | 15.7 | 19.5 | 17 | 19.7 | 15 | 26.2 | 15.1 | 18 | 23.1 | 17.1 | 12.6 | 23.7 | 26.3 | 20.6 | 25.8 | 14.3 | 26.2 | 24.5 | 15.1 | 24.9 | 24.4 | 16.2 | 16.8 | 18.8 | 15 | 25.3 | 11.3 | 6 | 23.6 | 26.4 | 23.1 | 17.3 | 16 | 24.8 | 21.1 | 0
8254 | 25 | 11.7 | 16.2 | 19.8 | 16 | 19 | 18.4 | 18 | 17.6 | 15.6 | 12.9 | 16.5 | 18 | 24.4 | 19.8 | 11.5 | 14.3 | 19.8 | 16.6 | 12 | 13.5 | 19.7 | 11.2 | 14.4 | 14.3 | 18.9 | 17 | 18.3 | 14 | 27.7 | 14.9 | 17.5 | 22.4 | 15.6 | 12.7 | 23 | 25.9 | 19.4 | 25.7 | 14 | 25.3 | 25.3 | 13.8 | 24.2 | 23.9 | 15.9 | 16.4 | 18.4 | 14.5 | 24.2 | 10.8 | 5.6 | 22.1 | 26.3 | 23.1 | 16.9 | 15.2 | 24.3 | 20.4 | 0
8255 | 23.6 | 11.3 | 14.6 | 19.4 | 15.8 | 18.9 | 18.3 | 16.6 | 17.4 | 14.8 | 12.4 | 17.2 | 17 | 23.5 | 19.6 | 11.6 | 13.8 | 19.2 | 15.4 | 12.2 | 12.7 | 18.8 | 10.2 | 14 | 14.8 | 18.5 | 17.5 | 16.8 | 13.4 | 29.4 | 14.4 | 17 | 21.9 | 14.4 | 11.9 | 21.2 | 25.4 | 18.8 | 25.3 | 13.3 | 24.5 | 25 | 13.4 | 23.7 | 23.5 | 16 | 16.2 | 17.4 | 14.2 | 22.9 | 11 | 4.8 | 21.4 | 26 | 23.3 | 16.4 | 14.9 | 23.9 | 20 | 0
8256 | 21.1 | 11.3 | 14.6 | 19.2 | 15.3 | 18.4 | 17.4 | 16 | 16.7 | 13.6 | 11.2 | 18.1 | 15.9 | 23.3 | 18 | 11.5 | 13.2 | 18.8 | 14.8 | 11.8 | 11.8 | 17.6 | 9.5 | 13.4 | 14.3 | 17.9 | 17 | 15.2 | 12.8 | 26.2 | 13.6 | 16 | 21 | 13.8 | 10.6 | 20.2 | 24.6 | 18.4 | 24.9 | 12.6 | 23.7 | 22.2 | 12.9 | 22.6 | 22.4 | 17.3 | 16 | 16.5 | 14 | 22.3 | 9.9 | 4.5 | 20.3 | 25.4 | 23.3 | 15.3 | 14.5 | 21.7 | 20 | 0
8257 | 19.6 | 10.3 | 13.2 | 19.1 | 15.3 | 18 | 16.8 | 15.6 | 16.4 | 12.7 | 10.8 | 18.4 | 15.3 | 22.9 | 17 | 11.1 | 11.9 | 18.4 | 13.9 | 11.9 | 11.6 | 16.8 | 8 | 13 | 13.1 | 17.9 | 16.6 | 13.8 | 12.3 | 23 | 12.3 | 15.5 | 20.8 | 13.4 | 9.7 | 20.7 | 23.8 | 17.8 | 24.7 | 12.2 | 22.9 | 18.9 | 12.6 | 22.2 | 22.4 | 18.3 | 15.3 | 15.3 | 13.5 | 21.7 | 9.2 | 3.2 | 20.3 | 25 | 23.5 | 14.2 | 14 | 21.4 | 19.9 | 0
8258 | 18.4 | 10.2 | 12.1 | 18.5 | 15.3 | 17.5 | 16.8 | 15 | 16 | 12.5 | 10 | 18.4 | 15 | 22.4 | 17.3 | 11.6 | 10.8 | 18.3 | 13.4 | 11.2 | 10.9 | 16.3 | 7 | 12 | 12.1 | 17.5 | 15.6 | 12.6 | 11.5 | 18 | 11 | 15.2 | 20.5 | 13.2 | 9.2 | 22.4 | 23 | 16 | 24.4 | 11.8 | 22.4 | 15 | 11.6 | 22.2 | 21.9 | 19.4 | 14.4 | 14.4 | 12.8 | 20.9 | 8 | 2 | 20 | 25 | 23.5 | 13 | 13.8 | 20.4 | 20 | 0
8259 | 18.1 | 10.6 | 11.3 | 17.7 | 14.4 | 17.5 | 16.9 | 14.6 | 16 | 11.9 | 10.1 | 17.9 | 15.2 | 21.8 | 17.3 | 11.9 | 9.6 | 17.9 | 12.5 | 11 | 10.5 | 15.8 | 5.8 | 11.2 | 12.3 | 16.8 | 14.4 | 12 | 10.8 | 16.9 | 9.8 | 14.8 | 20 | 12.8 | 9 | 22.4 | 22.6 | 15.5 | 24.3 | 11.2 | 22.4 | 12.9 | 10.8 | 19.9 | 21.3 | 19.4 | 13.4 | 13.5 | 11.8 | 20.5 | 8.2 | 0.3 | 20.4 | 24.3 | 23.5 | 12.3 | 13.5 | 19.9 | 19.8 | 0
8260 | 17.6 | 10.8 | 10.7 | 16.4 | 15 | 16.6 | 17 | 14 | 15.7 | 11.4 | 9.4 | 17.7 | 15.1 | 21.3 | 17.1 | 11.9 | 9.4 | 17.9 | 12.3 | 9.9 | 10 | 15.3 | 5.9 | 10.2 | 11.7 | 16.3 | 13 | 11.8 | 10.4 | 16 | 9.3 | 14.5 | 19.3 | 12.6 | 8.6 | 22.7 | 22.3 | 15.5 | 24.4 | 11 | 21.9 | 11.8 | 9.8 | 19.7 | 20.2 | 19.2 | 13.1 | 13.3 | 11.2 | 20.4 | 8.1 | 0.3 | 19.9 | 24.3 | 23.5 | 12 | 13 | 20.3 | 19.8 | 0
8261 | 17 | 10.8 | 10.7 | 15.4 | 15 | 15.2 | 16.6 | 14 | 15.2 | 11.4 | 10.2 | 15.6 | 11.8 | 20.9 | 17.2 | 11.5 | 13 | 17.4 | 13.4 | 10 | 9.3 | 15 | 7.4 | 11.8 | 10.9 | 16 | 12 | 14.2 | 10.5 | 17.2 | 10.6 | 14.5 | 18.7 | 11.6 | 8.6 | 22.8 | 23.4 | 15.7 | 24.4 | 10.6 | 21.4 | 12 | 10.7 | 18.9 | 19.4 | 14.6 | 15.8 | 14 | 12.6 | 19.7 | 8.2 | 2.2 | 17 | 24.3 | 23.5 | 14.8 | 13 | 20.6 | 17 | 0
8262 | 16.6 | 10.8 | 10.9 | 15.4 | 15 | 15 | 16.3 | 13.4 | 14.8 | 11.4 | 11.2 | 16.2 | 11 | 20.7 | 17.1 | 11.6 | 13.5 | 17.4 | 15 | 11.3 | 9.3 | 14.5 | 8.5 | 11.5 | 10.4 | 16.4 | 11.4 | 14.7 | 11.6 | 16.2 | 12.1 | 14.5 | 18.5 | 12.1 | 8.1 | 22.8 | 23.8 | 15.7 | 24.2 | 10.3 | 20.9 | 13.4 | 10.5 | 18.2 | 19.2 | 15.5 | 16.7 | 14.4 | 13 | 19.2 | 8.1 | 4.8 | 15.7 | 23.8 | 23.5 | 16 | 12.7 | 20.9 | 18.4 | 0
8263 | 15.5 | 10.7 | 10.9 | 16.6 | 14.8 | 15.7 | 15.6 | 13 | 14.9 | 10.9 | 12.7 | 17 | 11.5 | 21 | 17 | 11.6 | 14.7 | 17.1 | 16.8 | 13.1 | 8.7 | 14.8 | 10.1 | 12.6 | 10.3 | 14.4 | 11 | 16.6 | 13.5 | 16.7 | 13.7 | 14.5 | 18.2 | 13.4 | 7.9 | 21.8 | 24.8 | 15.6 | 24.2 | 10 | 20.9 | 15.6 | 11.9 | 17.2 | 18.9 | 16.9 | 18.6 | 15.6 | 14.6 | 19.5 | 9.1 | 8.1 | 16.9 | 23.9 | 23.5 | 17.4 | 12.5 | 21 | 20.5 | 0
8264 | 15.5 | 10.8 | 14.2 | 17.9 | 14.8 | 19.2 | 16 | 12.6 | 17.4 | 11.5 | 14.4 | 17.8 | 13 | 21.5 | 17.2 | 12 | 16.8 | 17 | 19.2 | 15.4 | 8.5 | 17.3 | 12.6 | 14.4 | 10.8 | 14.3 | 12.5 | 19 | 15.8 | 17.6 | 15.8 | 16.8 | 18.8 | 14.8 | 8.2 | 21.8 | 26.4 | 17.4 | 24.2 | 10.1 | 20.9 | 16.2 | 13.8 | 17.6 | 20.4 | 18.4 | 20 | 17.4 | 16.6 | 20.9 | 10.4 | 11.2 | 18.6 | 24.2 | 23.5 | 19.4 | 13.5 | 21.1 | 22.6 | 0
8265 | 20.5 | 11.1 | 19.6 | 20.6 | 15 | 22.4 | 17.7 | 20.6 | 21.3 | 17.8 | 16 | 18.6 | 16.2 | 24.2 | 18.8 | 13.5 | 19.1 | 16.6 | 21 | 17.6 | 9.6 | 20.8 | 14.8 | 17.9 | 16.5 | 15.9 | 14.8 | 22 | 18.8 | 20.8 | 17.5 | 20.4 | 22.2 | 16.8 | 10.7 | 23.6 | 28.4 | 23 | 23.9 | 13.4 | 23.2 | 17 | 17.5 | 19.8 | 25.3 | 19.8 | 22.7 | 19.5 | 19.4 | 23.5 | 13 | 12.9 | 22.5 | 26.3 | 24.3 | 21.1 | 15.9 | 21.9 | 24.8 | 0
8266 | 24 | 15.9 | 22.3 | 22.9 | 15.5 | 24.5 | 20 | 25.2 | 23.7 | 21.4 | 17.4 | 19.3 | 19.5 | 26.2 | 20 | 15.4 | 21.4 | 18.5 | 22.7 | 19.7 | 11.3 | 23.2 | 17.2 | 21.3 | 19.7 | 19.8 | 18.2 | 24.2 | 21.7 | 23.9 | 19.6 | 23.1 | 24.3 | 18.4 | 15.7 | 24.9 | 30.6 | 24.6 | 25.4 | 16.9 | 27.2 | 16.2 | 20.9 | 22.3 | 27.7 | 20.9 | 24.8 | 21.4 | 21.7 | 26.2 | 15.5 | 13.3 | 25.4 | 28.6 | 27.8 | 22.9 | 18.6 | 24.5 | 26.4 | 0
8267 | 27 | 16.8 | 23.9 | 25.6 | 16.9 | 26.1 | 21.6 | 27.6 | 25.2 | 25.7 | 18.6 | 20 | 22.8 | 27.5 | 21.5 | 18.7 | 23 | 21.8 | 23.8 | 21.4 | 15.6 | 24.6 | 19 | 24.8 | 22 | 24.1 | 21.4 | 25.8 | 24.6 | 27.6 | 21.2 | 25.1 | 25.4 | 20 | 21 | 26.4 | 32.4 | 25.8 | 25.9 | 20.1 | 30.2 | 15.8 | 24.6 | 25.1 | 29.3 | 21.8 | 27.6 | 22.8 | 23.8 | 27.8 | 18.4 | 12.4 | 28.4 | 29.7 | 25.8 | 24.2 | 20.8 | 27.5 | 27.6 | 0
8268 | 28.7 | 17.4 | 25.2 | 26.8 | 18.7 | 27.3 | 23 | 28.6 | 26.2 | 28.7 | 19.8 | 20.5 | 24.5 | 28.5 | 23 | 20.5 | 23.9 | 25.1 | 24.9 | 22.9 | 18.6 | 25.5 | 20.6 | 26.5 | 25.1 | 25.7 | 24 | 26 | 26.6 | 29.5 | 22.9 | 26.4 | 26.6 | 21 | 23 | 28.4 | 33.6 | 26.6 | 27 | 22.1 | 32.7 | 14.2 | 26.6 | 28.2 | 30.9 | 22.5 | 28.9 | 23.7 | 24.7 | 29.2 | 20.2 | 11.4 | 29.1 | 29.9 | 27.6 | 25.3 | 22.4 | 29.1 | 28 | 0
8269 | 30.7 | 18.8 | 26.1 | 28 | 20.5 | 28.3 | 23.9 | 30 | 27.2 | 30.4 | 20.9 | 20.7 | 25.4 | 28.5 | 23.8 | 21.2 | 23.5 | 25.1 | 25.3 | 23.6 | 19.5 | 26.2 | 21.1 | 27.6 | 25.3 | 26.2 | 26.6 | 25.9 | 27.9 | 31.1 | 23.3 | 26.8 | 27.4 | 22.1 | 23.2 | 29.8 | 34.1 | 28.6 | 27.1 | 23.4 | 32.7 | 13.9 | 28.3 | 30 | 32.2 | 23.3 | 30.3 | 23.9 | 25.2 | 30.3 | 21.5 | 10.6 | 30.1 | 30.2 | 27.8 | 25.4 | 23.4 | 29.9 | 28.1 | 0
8270 | 31.5 | 18.9 | 27.3 | 27.9 | 21 | 29.5 | 24 | 29.6 | 27.3 | 31.2 | 21.8 | 20.8 | 25 | 28.5 | 24.6 | 21 | 22.4 | 25.1 | 25.4 | 23.8 | 19.5 | 26.7 | 21 | 27.2 | 26.3 | 26.5 | 26.8 | 25.4 | 28 | 31.2 | 23 | 26.4 | 27.8 | 22.8 | 23.3 | 30.8 | 33.8 | 28 | 27.3 | 24.1 | 31.7 | 13.6 | 28.5 | 30 | 32.8 | 24 | 30.2 | 23.7 | 25 | 31 | 21.6 | 10.6 | 30.2 | 30.2 | 27.4 | 25 | 23.9 | 31 | 27.6 | 0
8271 | 31.2 | 18.9 | 27.8 | 28.1 | 21.8 | 29.5 | 25.4 | 29 | 27.7 | 31.2 | 22.1 | 20.7 | 24.7 | 28.3 | 25 | 22.7 | 20.5 | 25.1 | 24.4 | 23.1 | 19.1 | 26.7 | 19.7 | 26.8 | 26.4 | 26.7 | 27.8 | 25.4 | 27.5 | 31.7 | 21.1 | 26.4 | 28.2 | 23.6 | 23.7 | 29.4 | 32.8 | 28.2 | 27.7 | 24.1 | 30.2 | 15.2 | 28.8 | 30.8 | 31 | 24.5 | 30.5 | 23.1 | 24.9 | 31.4 | 21.4 | 10.7 | 31.8 | 30 | 27.2 | 23.4 | 23.9 | 32.1 | 27 | 0
8272 | 29.1 | 19 | 27.2 | 27.2 | 22.3 | 29.4 | 24.9 | 29 | 25.8 | 30.7 | 21.5 | 20.5 | 23.7 | 27.7 | 25 | 21.4 | 18.7 | 25.1 | 23.1 | 22 | 18.7 | 26 | 18.1 | 25.4 | 25.5 | 26.9 | 27.8 | 25.2 | 25.9 | 30.9 | 19.1 | 26 | 27.8 | 23.5 | 23.8 | 29.4 | 31.5 | 27.6 | 27.7 | 24.1 | 30.2 | 16.4 | 27.7 | 31 | 30.6 | 24.3 | 29.3 | 22.2 | 23.9 | 31.8 | 20.2 | 10.9 | 31.9 | 30 | 28.3 | 21.8 | 24 | 32 | 26.1 | 0
8273 | 27.3 | 16.9 | 26.7 | 26.4 | 21.6 | 28.5 | 22.7 | 27.6 | 24 | 29.4 | 20.2 | 20.2 | 23 | 26.6 | 24.7 | 19.6 | 17 | 24.7 | 21 | 20.4 | 18 | 25.2 | 16 | 24 | 24.8 | 26.8 | 27 | 25 | 24.2 | 30.2 | 16.8 | 24.1 | 27.6 | 23 | 23.2 | 28.7 | 30 | 26.9 | 27.3 | 23.1 | 29.7 | 18.7 | 26.4 | 30.1 | 29.4 | 23.4 | 28.6 | 21 | 22.6 | 30.8 | 19 | 10.4 | 32 | 29.5 | 25.3 | 20 | 22.9 | 29.5 | 25.4 | 0
8274 | 27.3 | 14.9 | 24.5 | 24.3 | 20.4 | 26 | 21.6 | 24 | 21.5 | 26.4 | 18.4 | 19.9 | 21.5 | 26 | 23.7 | 16.3 | 16.1 | 22.6 | 19.2 | 19 | 16.6 | 24 | 14.5 | 21.5 | 20.8 | 25.3 | 23.1 | 23.9 | 22.1 | 27.9 | 15.8 | 21.9 | 26.6 | 21.3 | 18.8 | 25.6 | 28.6 | 23 | 26.4 | 29.6 | 28.3 | 19.9 | 23.5 | 28.3 | 27.5 | 21.8 | 26.8 | 19.6 | 20.3 | 29.2 | 17.1 | 9.6 | 29.3 | 27.9 | 24.8 | 19 | 20.9 | 27 | 24.6 | 0
8275 | 24.7 | 13.9 | 19.9 | 22.9 | 19.1 | 22.8 | 20.6 | 21.6 | 19.9 | 23.2 | 16.4 | 19.8 | 20.2 | 26 | 23 | 14.5 | 15.4 | 21.8 | 17.2 | 17.5 | 15.2 | 23 | 13 | 19.2 | 18.5 | 22.3 | 19 | 22.5 | 20.5 | 26.1 | 15.2 | 20.4 | 26.2 | 19.6 | 16.5 | 24.6 | 27.4 | 21.3 | 25.9 | 16.1 | 27.6 | 22.2 | 21 | 26.1 | 26.3 | 20.1 | 26.3 | 18.2 | 18 | 27.3 | 15.8 | 8.2 | 26.6 | 27.6 | 24.6 | 18.2 | 18.2 | 26.6 | 24.2 | 0
8276 | 22.7 | 13.3 | 19 | 21.1 | 18.4 | 21.4 | 19.9 | 19 | 19.5 | 18.2 | 14.8 | 19.6 | 18.4 | 26 | 22.4 | 13.2 | 15.2 | 20.9 | 16 | 16.4 | 14.1 | 22.5 | 12.2 | 16.6 | 16.3 | 21.4 | 17.8 | 20.6 | 19 | 23.6 | 15.6 | 19.8 | 25.3 | 17.6 | 14.4 | 23.9 | 26.4 | 20.4 | 25.4 | 15.6 | 26.9 | 23.8 | 18.2 | 24.8 | 25.9 | 18.6 | 25.6 | 17 | 15.6 | 26.5 | 14.4 | 7.2 | 23 | 27.2 | 24.4 | 18 | 17.9 | 25.9 | 23.8 | 0
8277 | 21.6 | 11.6 | 16.6 | 20.7 | 17.8 | 20.3 | 19.3 | 17.6 | 18.7 | 16.3 | 13.7 | 19.4 | 17.2 | 26 | 21.2 | 12.7 | 14.9 | 20 | 14.9 | 15.2 | 13.1 | 21.8 | 11.3 | 15.2 | 16 | 20.3 | 16.5 | 19.1 | 18.1 | 22.6 | 15.5 | 19.4 | 24.2 | 16.5 | 13.7 | 22.5 | 25.7 | 19.1 | 25.1 | 14.6 | 26.2 | 26.1 | 16.9 | 23.8 | 25.1 | 17.7 | 26.4 | 16.2 | 14.4 | 25.6 | 14 | 6.3 | 21.8 | 26.7 | 24.4 | 17.5 | 17.2 | 24.5 | 23.7 | 0
8278 | 21.6 | 10.9 | 15.5 | 20 | 17.2 | 19.8 | 19 | 16.6 | 18 | 15.9 | 13.3 | 18.9 | 15.9 | 26 | 21.1 | 12.1 | 14.8 | 19.6 | 14.5 | 14.4 | 13 | 20.2 | 11 | 13.8 | 15.1 | 19.2 | 17 | 17.9 | 17.1 | 21.2 | 15.4 | 18.7 | 23.7 | 15.6 | 12.8 | 20.6 | 25.3 | 19.4 | 24.9 | 13.8 | 25.6 | 26.4 | 15.7 | 22.5 | 24.3 | 17.3 | 25.9 | 15.8 | 13.7 | 24.3 | 13.3 | 6.2 | 21 | 26.4 | 24.4 | 17.3 | 16.4 | 23.9 | 23.2 | 0
8279 | 21.1 | 10.4 | 14.7 | 19.9 | 16.4 | 18.2 | 18.4 | 15.6 | 17.3 | 15.7 | 13 | 18.2 | 15.4 | 26 | 20.4 | 11.5 | 14.6 | 19.6 | 14.2 | 13.4 | 12.3 | 19.9 | 10.4 | 13.6 | 15.4 | 18.9 | 16.5 | 17.4 | 16 | 21 | 14.4 | 17.9 | 23.5 | 15.2 | 12.2 | 20.6 | 25 | 17.7 | 24.3 | 13.5 | 24.9 | 25.6 | 15.5 | 21.3 | 23.2 | 17.2 | 25.2 | 15.8 | 14 | 23.4 | 13 | 6 | 22.2 | 26 | 24.3 | 16.6 | 15.9 | 24 | 22.4 | 0
8280 | 19.5 | 8.9 | 14.8 | 18.7 | 16 | 17.1 | 17.9 | 15.2 | 17 | 14.2 | 12.7 | 17.3 | 14.6 | 25.8 | 19 | 11.1 | 14.7 | 19.1 | 14.4 | 12.6 | 11.2 | 19.7 | 10.2 | 13 | 14.9 | 18.8 | 16.5 | 16.9 | 14.3 | 19.8 | 13.5 | 16.4 | 22.9 | 14.4 | 11.2 | 20.1 | 24.8 | 17.6 | 23.5 | 13 | 24.2 | 21.7 | 14.4 | 20.3 | 22.4 | 16.9 | 22.2 | 16 | 14 | 23.4 | 11.9 | 5.8 | 22.1 | 25.2 | 24.8 | 16.3 | 15.4 | 22.8 | 20.8 | 0
8281 | 18 | 8.4 | 14.5 | 17.8 | 15.2 | 16.9 | 17.6 | 15 | 16.5 | 13.3 | 12.1 | 16.4 | 14.4 | 25.5 | 18.7 | 11.1 | 14.6 | 18.6 | 14 | 11.6 | 10.8 | 19.5 | 9.6 | 13.1 | 14.8 | 18.3 | 14.8 | 16.6 | 12.7 | 19.5 | 12.1 | 16.4 | 22.8 | 13.7 | 10.8 | 20.7 | 24.5 | 18 | 22.8 | 12.4 | 23.5 | 17.5 | 13.8 | 19.2 | 21.8 | 16.4 | 19.3 | 15.9 | 14.2 | 23.2 | 10.9 | 4.8 | 22.5 | 25 | 24.6 | 15.6 | 14.9 | 22.4 | 19 | 0
8282 | 17 | 7.5 | 13.9 | 16.3 | 14.9 | 15.1 | 17.5 | 15 | 16.3 | 12.7 | 11.2 | 15.6 | 13.8 | 25.3 | 18.7 | 10.8 | 14.4 | 18.6 | 13.8 | 10.8 | 10.2 | 18.5 | 9 | 12.6 | 14.5 | 17.9 | 14.4 | 15.8 | 11 | 18.4 | 11.2 | 16 | 22.3 | 12.6 | 10 | 21.1 | 24.2 | 17 | 22.8 | 11.9 | 23.2 | 12.8 | 12.4 | 19.2 | 21.1 | 15.5 | 16 | 15.6 | 13.6 | 22.8 | 9.6 | 3.4 | 21 | 24.7 | 24.6 | 15.2 | 14.9 | 21.3 | 17.2 | 0
8283 | 16.2 | 6.9 | 13.3 | 15.8 | 15 | 14.1 | 17.4 | 14 | 15.8 | 11.9 | 10.3 | 15.2 | 13.5 | 24.5 | 18.5 | 10.2 | 13.8 | 18.1 | 13.1 | 9.9 | 9.9 | 17.7 | 8 | 12.6 | 13.4 | 17.8 | 13.8 | 15.1 | 10.2 | 18.3 | 10.2 | 15.4 | 21.8 | 12 | 9.8 | 21.2 | 23.8 | 16 | 22.5 | 11.6 | 22.7 | 10.9 | 11.8 | 18.6 | 20.4 | 14.7 | 14.9 | 15 | 13.2 | 22.3 | 9 | 1.8 | 20.1 | 24.7 | 24.3 | 14.6 | 14.4 | 21.3 | 16.3 | 0
8284 | 15.7 | 6.4 | 12.4 | 15.1 | 15.1 | 13.2 | 17.5 | 14 | 15.5 | 12.3 | 9.9 | 15.2 | 12.5 | 24.5 | 18.3 | 9.6 | 13.3 | 17.9 | 13.1 | 9.7 | 9.5 | 17.5 | 7.5 | 11.9 | 13.4 | 17.8 | 13.8 | 14.3 | 9.8 | 17.4 | 10.2 | 14.9 | 21.7 | 11.4 | 9.3 | 20.9 | 23.5 | 15.6 | 22.5 | 11.3 | 22.7 | 10.2 | 10.7 | 17.8 | 20.4 | 14.3 | 14.4 | 14.3 | 12.5 | 21.6 | 8.2 | 1.3 | 17.9 | 24.5 | 24 | 14.6 | 14.2 | 21.2 | 16.1 | 0
8285 | 15.2 | 6.1 | 12.2 | 15.1 | 15 | 12.5 | 17.5 | 14 | 15.5 | 13 | 9.4 | 15.8 | 10 | 24.4 | 18.3 | 9.6 | 12.6 | 17.4 | 12.6 | 12.4 | 9.2 | 16.9 | 7.2 | 9.8 | 12.5 | 16.7 | 13.8 | 16.8 | 14 | 18.4 | 10.4 | 14.8 | 21.2 | 12.2 | 9.2 | 20.6 | 22.4 | 14.5 | 22.5 | 11.1 | 22.7 | 12.8 | 11.6 | 17.3 | 20.2 | 16 | 21 | 13.2 | 11.5 | 20.8 | 3.6 | 4.4 | 18.8 | 24.2 | 23.8 | 15 | 13.8 | 21 | 20.4 | 0
8286 | 15.7 | 6.8 | 11.9 | 15.1 | 15 | 12.2 | 17.6 | 14 | 15.4 | 12.5 | 8.7 | 15.7 | 9.8 | 24 | 17.7 | 9.3 | 14.5 | 17.3 | 13.8 | 11.7 | 8.6 | 16.7 | 8.4 | 11.2 | 11.4 | 16 | 13.8 | 17.5 | 14.3 | 17.6 | 11.3 | 14.5 | 21 | 12.1 | 8.8 | 20 | 22.5 | 14.6 | 22.5 | 10.8 | 21.7 | 14.3 | 11.1 | 16.8 | 20.8 | 16.4 | 20.7 | 14 | 12.2 | 20.3 | 3 | 6.3 | 17.8 | 24.1 | 23.8 | 15.1 | 13.6 | 20.3 | 20.5 | 0
8287 | 14.7 | 6.9 | 11.4 | 16.2 | 15 | 13.5 | 17.7 | 14 | 15.3 | 12.1 | 9 | 16.3 | 11.1 | 23.7 | 17.7 | 8.7 | 16.1 | 17.3 | 15.3 | 12.7 | 8.1 | 16.9 | 10.3 | 13.6 | 10.9 | 16.1 | 13.3 | 18.7 | 15.3 | 17.8 | 12.8 | 14.9 | 20.7 | 13 | 8.8 | 19.5 | 23.4 | 14.6 | 22.3 | 10.6 | 21.7 | 16.3 | 12.5 | 16.2 | 21.1 | 17.4 | 21.3 | 14.8 | 14.2 | 20.3 | 3.6 | 8.5 | 18.7 | 24.1 | 23.8 | 16.2 | 13.4 | 20.7 | 21.4 | 0
8288 | 14.7 | 6.9 | 12.6 | 17.9 | 15 | 18.5 | 18.2 | 15 | 17.5 | 12.2 | 9.8 | 17.4 | 13 | 23.6 | 18 | 8.5 | 18.4 | 17.1 | 17.6 | 13.8 | 7.6 | 18.8 | 12.4 | 16.6 | 10.9 | 16.1 | 12.8 | 20 | 17 | 18.8 | 15.4 | 16.9 | 21.5 | 14.6 | 9.2 | 19.5 | 24.6 | 16.4 | 22.3 | 10.2 | 21.7 | 16.6 | 14.6 | 16 | 21.2 | 19.2 | 23 | 16.6 | 16.6 | 20.8 | 6.6 | 10.6 | 19.8 | 24.2 | 23.8 | 18 | 13.8 | 20.5 | 23 | 0
8289 | 21.1 | 8.2 | 20 | 20.5 | 14 | 22.5 | 19.4 | 17.2 | 20.2 | 15.1 | 12.3 | 19.3 | 16.1 | 24.2 | 19.3 | 11.1 | 19.4 | 15.5 | 19.7 | 17.3 | 9 | 21.3 | 14.8 | 19.9 | 17.9 | 15.7 | 18.6 | 21.8 | 19.8 | 21.3 | 17.7 | 19.7 | 23.7 | 17.1 | 11.7 | 22.3 | 26.5 | 18.8 | 24.9 | 12.6 | 24.4 | 17 | 18.7 | 21 | 25 | 21.2 | 24.7 | 17.9 | 19.8 | 23.4 | 10.2 | 11.8 | 22.7 | 25.6 | 24.8 | 20.4 | 15.1 | 21.2 | 25 | 0
8290 | 25.1 | 12.1 | 22.6 | 23 | 14.6 | 24.4 | 19.8 | 19.8 | 23.8 | 19.5 | 15.1 | 21.5 | 18.9 | 24.8 | 20.6 | 15.1 | 20.9 | 19.9 | 21.9 | 20.3 | 12.1 | 22.9 | 17 | 23.1 | 19.8 | 20 | 20.5 | 23.7 | 23 | 24.1 | 20.3 | 21.7 | 24.4 | 19.7 | 15.7 | 24.9 | 28.1 | 21.2 | 25.5 | 18.4 | 27.1 | 16 | 22.3 | 23.6 | 26.7 | 23.2 | 26.2 | 19.7 | 22.5 | 25.4 | 14.6 | 12.1 | 24.9 | 27.7 | 25.4 | 22.7 | 18.4 | 24.1 | 26.8 | 0
8291 | 27.1 | 16.2 | 24.3 | 25.4 | 15.4 | 26 | 20.8 | 21.6 | 24.6 | 23.2 | 18.4 | 23.6 | 21.6 | 25.4 | 21.4 | 18.8 | 21.4 | 21.9 | 23.6 | 24 | 16 | 24.4 | 19 | 25.6 | 22.4 | 23.5 | 23.4 | 25.6 | 26.2 | 27.2 | 22 | 24 | 25.2 | 22 | 20.6 | 26.5 | 29.6 | 23.2 | 26.4 | 22.3 | 29.4 | 15.4 | 26 | 27 | 28.4 | 24.8 | 26.6 | 20.8 | 24.8 | 26.8 | 18 | 11.8 | 27.4 | 28.5 | 26.4 | 24.2 | 20.4 | 26.9 | 28 | 0
8292 | 28.1 | 18 | 25.4 | 26.8 | 17.4 | 27.1 | 22.7 | 23.4 | 26.5 | 28.4 | 20.6 | 24.9 | 23 | 26.3 | 23.9 | 21 | 22.7 | 23.3 | 25.1 | 25.5 | 20 | 25.6 | 20.2 | 27.2 | 24.3 | 26.1 | 26.6 | 26.9 | 28.5 | 29.2 | 23.5 | 25.7 | 26.4 | 23.3 | 23.3 | 28.4 | 30.2 | 25.2 | 27.4 | 23.4 | 30.9 | 13.9 | 27.5 | 27.9 | 30.1 | 26 | 26.4 | 22.2 | 25.6 | 28 | 20.8 | 11.4 | 28.1 | 29.1 | 27.3 | 24.4 | 22 | 29.8 | 28.3 | 0
8293 | 28.6 | 19.2 | 26.2 | 27.7 | 19 | 28.2 | 23.3 | 24.4 | 27 | 29.7 | 22.2 | 25.6 | 24 | 26.2 | 23.9 | 22 | 22.7 | 23.4 | 25.4 | 26.9 | 21.1 | 25.8 | 20.8 | 27.9 | 25.7 | 26.7 | 30 | 27.7 | 29.8 | 30.5 | 23.8 | 25.7 | 27.7 | 24.1 | 23.5 | 30.1 | 30.4 | 26.5 | 27.4 | 24.4 | 32 | 13.9 | 28.5 | 29.2 | 30.7 | 26.5 | 25.5 | 22.7 | 25.9 | 29.5 | 21.6 | 11.1 | 29.1 | 29.5 | 28 | 23.5 | 23 | 31.2 | 27.9 | 0
8294 | 29.1 | 20.5 | 26.5 | 27.8 | 20 | 28.5 | 22.5 | 25.2 | 27.2 | 30.5 | 22.4 | 25.2 | 24.2 | 26.4 | 24.5 | 23.1 | 22.6 | 23.5 | 25 | 26.2 | 21.3 | 25.9 | 20.4 | 27.6 | 25.7 | 26.7 | 28.4 | 27.6 | 29.6 | 30.4 | 23.6 | 26 | 28.6 | 24 | 23.9 | 30.5 | 30 | 27 | 27.7 | 24.4 | 32.5 | 13.8 | 28 | 30.2 | 31.5 | 26.6 | 24.8 | 23 | 25.2 | 30.2 | 21.4 | 11.2 | 29.2 | 30 | 27.8 | 21.8 | 23.7 | 32.6 | 27 | 0
8295 | 30 | 20.6 | 26.9 | 27.8 | 20.6 | 29.3 | 22.9 | 25.8 | 26.4 | 30.8 | 22.4 | 24.4 | 24.4 | 26.2 | 25.4 | 23.5 | 20.6 | 23.5 | 23.3 | 26.1 | 21.7 | 26.9 | 19.4 | 26.7 | 26.4 | 27 | 29 | 27 | 28.6 | 29.9 | 22.3 | 25.2 | 28.2 | 23.8 | 24.2 | 30 | 29.7 | 27.6 | 27.7 | 24.5 | 30.1 | 15.5 | 28.1 | 31.1 | 32.2 | 26.1 | 24.2 | 22 | 24.6 | 30.8 | 19.6 | 11.2 | 30.3 | 29.5 | 27.8 | 20 | 23.9 | 31.5 | 26.1 | 0
8296 | 29.7 | 19.9 | 26.9 | 27.2 | 20.6 | 29.2 | 22.6 | 26 | 24.7 | 30.3 | 21.4 | 23.2 | 23.8 | 26.5 | 25.4 | 22.1 | 18.9 | 23.5 | 21.5 | 24.4 | 20 | 26.4 | 17.9 | 25.3 | 25.8 | 27 | 29 | 25.7 | 26.6 | 28.7 | 20.9 | 25.2 | 28.3 | 23.2 | 23.9 | 28.4 | 29.2 | 27 | 27.7 | 24.2 | 30.4 | 16.7 | 27.1 | 30.2 | 32.4 | 25.1 | 24.1 | 21 | 23.3 | 30.9 | 17.8 | 11.1 | 30.2 | 29.1 | 28.8 | 18.5 | 23.7 | 31.1 | 25.4 | 0
8297 | 29.1 | 19 | 26.5 | 26.4 | 20 | 28.5 | 22.6 | 25.4 | 23 | 28.2 | 20.6 | 22 | 22.8 | 26.4 | 25.3 | 20 | 16.6 | 23.5 | 19.2 | 23.2 | 19.2 | 25.4 | 16.4 | 23.8 | 24.9 | 26.7 | 28 | 24.4 | 24.6 | 27.4 | 19.2 | 23.2 | 27.7 | 22.6 | 22.2 | 27.5 | 28.8 | 26.2 | 27.3 | 22.9 | 29.8 | 18.9 | 26.2 | 29.9 | 32.1 | 23.6 | 24 | 19.4 | 22 | 30.5 | 15.4 | 10.4 | 30 | 28.4 | 26.3 | 17.6 | 22.9 | 30.7 | 24.8 | 0
8298 | 26.6 | 16.2 | 25 | 24.8 | 19.1 | 27.2 | 22 | 23 | 20.4 | 25.3 | 19.1 | 20.8 | 20.7 | 26.3 | 24.1 | 16.4 | 16.1 | 22.6 | 17.6 | 20.5 | 17.7 | 23.9 | 15.1 | 22.3 | 20.6 | 25.5 | 24.2 | 23.1 | 22.4 | 25.7 | 18.1 | 21 | 26.7 | 21.4 | 18.9 | 25.2 | 28.1 | 23.2 | 26.2 | 18.7 | 28.8 | 20.1 | 23.7 | 29.3 | 28.7 | 21.8 | 23.9 | 18.3 | 20 | 28.4 | 13.5 | 9.4 | 27.8 | 27.5 | 26.3 | 17.1 | 20.9 | 29.3 | 24.1 | 0
8299 | 24 | 13.2 | 20.4 | 23.3 | 17.2 | 23.8 | 21.2 | 21.4 | 19 | 22.6 | 18.2 | 20 | 18.5 | 26.2 | 23.9 | 14.1 | 15.5 | 21.4 | 16.3 | 19.3 | 15.7 | 23.4 | 14.5 | 21.1 | 18.7 | 24.2 | 21 | 22.4 | 20.6 | 24.3 | 16.9 | 19.2 | 25.6 | 20.1 | 17.2 | 24 | 27.6 | 21.2 | 25.8 | 16.1 | 28.2 | 22.4 | 21.5 | 26.2 | 26.9 | 19.6 | 23.3 | 16.9 | 18.2 | 27 | 11.2 | 8.3 | 25.7 | 27.4 | 25 | 16.9 | 19.8 | 27.6 | 23.2 | 0
8300 | 21.7 | 11.7 | 17.9 | 21.4 | 16.6 | 21.2 | 20.3 | 20.4 | 18 | 19.2 | 17 | 19.2 | 16 | 26.2 | 22.8 | 12.6 | 16.2 | 20.5 | 15.6 | 18 | 14.5 | 22.4 | 14.4 | 20 | 16.7 | 23.2 | 20 | 22 | 19 | 22.8 | 16.2 | 18.2 | 24.5 | 18.4 | 15.4 | 23.5 | 26.8 | 20.5 | 25.4 | 15.9 | 27.6 | 24 | 18.7 | 29.4 | 26.1 | 17.6 | 22.6 | 16 | 16.4 | 26.2 | 9.4 | 7.6 | 23 | 26.9 | 24.8 | 16.8 | 18.3 | 26.6 | 22 | 0
8301 | 20.1 | 11 | 17.6 | 20.1 | 17.1 | 20.6 | 19.7 | 19.4 | 17.4 | 15.8 | 16.6 | 18.8 | 14.6 | 25 | 21.9 | 12.3 | 15.9 | 18 | 14.8 | 18.9 | 13.3 | 21.9 | 14.7 | 19 | 16.2 | 21.5 | 19.2 | 22 | 17.9 | 22 | 15.2 | 17.7 | 23.5 | 17.1 | 14.7 | 22.9 | 26.4 | 19 | 25 | 14.9 | 27 | 26.3 | 17.4 | 22.7 | 25 | 15.9 | 21.8 | 14.6 | 15.5 | 25.2 | 7.4 | 7.3 | 22.2 | 26.6 | 24.6 | 16.8 | 17.5 | 26 | 20.8 | 0
8302 | 19.9 | 10.7 | 16 | 19 | 15.6 | 20 | 19.2 | 17 | 17.3 | 14.4 | 15.6 | 18.3 | 13.6 | 24.9 | 21.3 | 11.9 | 16.1 | 18 | 14.5 | 19 | 12.6 | 21.2 | 14.6 | 17.9 | 15.3 | 20.4 | 21 | 21.6 | 16.8 | 21.2 | 14.7 | 17 | 22.8 | 15.9 | 14 | 21.1 | 25.8 | 17.7 | 24.3 | 14.3 | 26.5 | 26.5 | 16.1 | 21.6 | 23.5 | 15.1 | 21.6 | 14 | 14.8 | 24.2 | 6.6 | 7.4 | 21.6 | 26.3 | 24.3 | 16.6 | 16.9 | 25.8 | 19.9 | 0
8303 | 19.6 | 10.7 | 15.8 | 18.4 | 15.6 | 19.3 | 18.9 | 16.4 | 16.4 | 14.3 | 15 | 18 | 13.6 | 24.9 | 20.7 | 11.1 | 15.2 | 18 | 14 | 19.8 | 11.9 | 20.4 | 14 | 16.6 | 14.8 | 20.2 | 22.4 | 21 | 16 | 21 | 14 | 16.7 | 22.2 | 15.2 | 13.4 | 19.3 | 25.4 | 17.7 | 23.6 | 13.6 | 25.9 | 25.6 | 16 | 20.6 | 22.4 | 15 | 22 | 13.4 | 14.6 | 23.5 | 6.4 | 7.4 | 22.4 | 25.7 | 24.3 | 16.6 | 16.3 | 22.6 | 19.6 | 0
8304 | 19.1 | 10.7 | 15.4 | 17.6 | 14.1 | 17.8 | 18.4 | 15.4 | 16 | 14.6 | 13.6 | 17.5 | 13.3 | 25.1 | 19 | 11.1 | 15.2 | 16 | 13.9 | 18.3 | 11.2 | 19.9 | 12.4 | 15 | 14.5 | 19.7 | 21.4 | 19.7 | 15.1 | 20.5 | 13.9 | 15.7 | 21.3 | 14.5 | 12.4 | 17.3 | 24.7 | 17.4 | 23.2 | 13.1 | 25.3 | 21.7 | 15 | 19.4 | 21.2 | 15.6 | 23.1 | 13.8 | 13.9 | 22.8 | 7.6 | 7.1 | 22.3 | 25.3 | 24.3 | 16.4 | 15.9 | 21.7 | 19.8 | 0
8305 | 17.6 | 10.1 | 13.5 | 17.2 | 14.2 | 17.6 | 18.4 | 14.4 | 15.5 | 13.3 | 12.5 | 17.1 | 13.2 | 25.4 | 18.5 | 10.7 | 14.1 | 16 | 13.4 | 17.1 | 10.8 | 19.8 | 10.5 | 13.2 | 13.6 | 18 | 20.4 | 18.3 | 14.5 | 20.4 | 13.3 | 14.2 | 21 | 14.2 | 12.2 | 16.4 | 24.2 | 16.9 | 23.2 | 12.6 | 24.7 | 17.5 | 14.7 | 19.3 | 21.1 | 16.3 | 23.9 | 13.8 | 13.3 | 22.2 | 8.5 | 6.2 | 22.5 | 25.2 | 24.3 | 16.3 | 15.4 | 21.4 | 20.4 | 0
8306 | 18 | 9.2 | 13.4 | 16.4 | 13.4 | 17.6 | 18 | 13 | 14.9 | 13.2 | 11.2 | 16.6 | 12.4 | 25.5 | 18.6 | 10.6 | 13.8 | 16 | 13.2 | 14.6 | 10.7 | 18.9 | 8.4 | 11.4 | 12.8 | 17.7 | 20 | 17 | 14 | 20 | 12.8 | 15 | 20.8 | 13.6 | 11.8 | 15.9 | 23.4 | 16.5 | 23.1 | 12.3 | 24.4 | 13 | 13.4 | 18.9 | 21.1 | 16.8 | 24.2 | 14.2 | 12.2 | 21.7 | 9 | 5 | 21.4 | 25.1 | 24.3 | 16 | 15.2 | 20.3 | 20.8 | 0
8307 | 17.1 | 8.2 | 12.5 | 15.9 | 13.6 | 17.7 | 17.8 | 12.4 | 14.6 | 11.9 | 10.6 | 16.3 | 11.7 | 25.6 | 18.6 | 10 | 12.5 | 16 | 12.6 | 13.7 | 10.7 | 17.4 | 7.1 | 10.1 | 12.3 | 17.2 | 19.7 | 16.4 | 13.9 | 19.8 | 11.6 | 14.5 | 20.5 | 13.2 | 11.4 | 15.9 | 23 | 15.8 | 22.8 | 11.8 | 24.1 | 11.3 | 13 | 18 | 21 | 16.7 | 23.4 | 13.7 | 11.7 | 21 | 7.7 | 3.9 | 20.9 | 25 | 24.3 | 15.7 | 14.9 | 20.4 | 20.9 | 0
8308 | 16.6 | 7.9 | 12.6 | 15.2 | 11.6 | 17.6 | 17.4 | 13.4 | 14 | 11.9 | 9.8 | 15.9 | 10.5 | 25.6 | 18.5 | 10.2 | 12.6 | 16 | 12.5 | 12.3 | 10.3 | 16.7 | 6.6 | 9.4 | 12 | 17.2 | 19.4 | 16.2 | 13.8 | 19 | 10.9 | 14.2 | 19.8 | 12.5 | 11.2 | 15.6 | 22.4 | 14.8 | 22.8 | 11.6 | 23.5 | 10.8 | 11.8 | 16.1 | 20.9 | 16.3 | 22.3 | 13.6 | 11.1 | 20.6 | 5.9 | 3.6 | 19.3 | 24.8 | 24.3 | 15.2 | 14.6 | 20.5 | 20.7 | 0
8309 | 17.3 | 7.3 | 12.5 | 14.4 | 11.6 | 16.3 | 17.3 | 12 | 13.6 | 11.4 | 12 | 14.6 | 9.6 | 25.6 | 18.4 | 9.5 | 12.2 | 16 | 11.4 | 17 | 9.7 | 15.9 | 10.6 | 15.4 | 11.4 | 16.3 | 19.4 | 20 | 12.6 | 22.8 | 9.6 | 14 | 19.6 | 13 | 10.7 | 15.4 | 25 | 13.5 | 22.8 | 11.4 | 23.4 | 11.4 | 11.7 | 15 | 20.6 | 14.2 | 21.6 | 12.2 | 11.6 | 20.5 | 4.4 | 7.4 | 21.4 | 24.8 | 24.2 | 15.4 | 14.4 | 20.7 | 17 | 0
8310 | 16.5 | 7.2 | 12 | 13.6 | 11.6 | 16.4 | 17.1 | 12.8 | 13.8 | 10.9 | 11.6 | 14.7 | 8.8 | 25.6 | 17.9 | 8.8 | 13.8 | 16 | 12.5 | 17 | 9.2 | 15.4 | 11.9 | 14.7 | 11 | 15.6 | 19 | 20 | 13.2 | 22.5 | 10.4 | 13.2 | 19.2 | 13.1 | 10.3 | 15.7 | 25.5 | 13 | 22.6 | 10.9 | 23.2 | 12.8 | 11.1 | 15 | 20 | 14.8 | 21.7 | 13 | 12.4 | 19.9 | 5.2 | 8.9 | 19.9 | 24.7 | 23.8 | 15.5 | 14.1 | 20.8 | 18.7 | 0
8311 | 15.5 | 7.2 | 11.4 | 14.2 | 11.6 | 17 | 16.9 | 13 | 14.9 | 10.9 | 11.8 | 15.2 | 9.5 | 25.6 | 17.8 | 8.1 | 15.5 | 16 | 14.2 | 17.6 | 9.1 | 15.4 | 13.7 | 15.2 | 11.3 | 15.5 | 18.4 | 20.6 | 14.7 | 22.7 | 12.2 | 13.2 | 19 | 14 | 9.9 | 15.3 | 26.1 | 13 | 22.5 | 10.9 | 22.9 | 14.8 | 12.4 | 15.3 | 20 | 16.1 | 21.8 | 14.2 | 14 | 19.5 | 6.6 | 10.5 | 20 | 24.7 | 23.8 | 15.9 | 13.7 | 20.2 | 21 | 0
8312 | 15.1 | 7.9 | 14 | 16 | 11 | 17.7 | 17.1 | 13.2 | 17.4 | 11.2 | 12.6 | 17 | 10.8 | 25.7 | 17.9 | 8 | 18.4 | 16 | 16.8 | 19.4 | 8.8 | 16.8 | 16.2 | 16.4 | 12.6 | 15.5 | 18.4 | 21.4 | 16.4 | 22.4 | 15 | 15 | 19.7 | 15.6 | 10.3 | 17.4 | 26.8 | 14.8 | 22.8 | 10.9 | 22.9 | 15.4 | 14.4 | 16.2 | 20.4 | 17.8 | 22.4 | 15.8 | 16.2 | 19.6 | 8.4 | 12 | 20 | 25.2 | 24.8 | 17 | 14.3 | 19.5 | 23.8 | 0
8313 | 20.5 | 9.5 | 20.1 | 19.3 | 13.3 | 22.1 | 17.9 | 17.8 | 20.5 | 16.8 | 14.5 | 19 | 14 | 26.5 | 19.4 | 12.1 | 20.1 | 16.5 | 19.1 | 21.4 | 9.3 | 21.1 | 18.1 | 19.2 | 17.5 | 16.7 | 17.9 | 22.4 | 18.8 | 23.4 | 17.9 | 19.9 | 21.6 | 17.9 | 13.8 | 21.2 | 27.8 | 19.7 | 24.3 | 12 | 23.9 | 16.1 | 18.4 | 20.9 | 23.5 | 19.8 | 23 | 17.6 | 18.8 | 23.1 | 10.8 | 12.8 | 22.3 | 26.6 | 24.9 | 18.6 | 16.5 | 20.7 | 25.8 | 0
8314 | 23.8 | 13.4 | 23.9 | 22.7 | 15.3 | 24 | 19.1 | 20.8 | 23 | 22.1 | 16.8 | 21.7 | 17.1 | 26.3 | 19.9 | 14.5 | 22.1 | 20.3 | 21.7 | 23.7 | 11.1 | 22.5 | 20 | 22 | 19.7 | 21.7 | 20 | 23.1 | 20.9 | 24.2 | 20.6 | 22.2 | 23.4 | 20.4 | 17.1 | 24.6 | 28.8 | 21.8 | 25.8 | 13.3 | 26.4 | 15.4 | 21.9 | 23.2 | 27.4 | 21.8 | 24 | 19.5 | 21.4 | 25.4 | 13.5 | 13.2 | 24.1 | 27.8 | 25.4 | 20.7 | 19 | 24.2 | 27.5 | 0
8315 | 26.5 | 16.3 | 24.5 | 25.8 | 18.3 | 26.4 | 20.6 | 22.8 | 24.4 | 25 | 19.6 | 24 | 20.4 | 25.8 | 20.8 | 19.1 | 22.8 | 23.5 | 23.4 | 25.4 | 15 | 24 | 21 | 24.8 | 21.5 | 24.5 | 23.6 | 23.6 | 23.2 | 25.8 | 22.4 | 24.2 | 24.9 | 22.6 | 20.6 | 28 | 30 | 24.8 | 26.2 | 18 | 28.4 | 15 | 25.4 | 26.4 | 29.2 | 23.6 | 24.8 | 21 | 23.6 | 26.8 | 16.4 | 13 | 26.6 | 29.9 | 26.4 | 22.6 | 21.3 | 28.1 | 28.2 | 0
8316 | 27.2 | 18 | 25.7 | 27.4 | 21.5 | 27.9 | 22 | 24.2 | 25.4 | 28.7 | 21.8 | 26.1 | 21.9 | 25.3 | 22.4 | 21.6 | 24 | 24.7 | 24.9 | 26.8 | 18.1 | 24.2 | 21.9 | 26 | 24.5 | 25.7 | 26 | 23.7 | 24.6 | 26.5 | 23.3 | 25.7 | 26.1 | 24 | 22.9 | 29.4 | 30.9 | 26.3 | 26.2 | 21 | 30.4 | 13.7 | 26.8 | 28.7 | 31.1 | 24.9 | 25.7 | 22.1 | 25.2 | 28.4 | 18.8 | 12.6 | 27.1 | 30.3 | 26.9 | 24 | 23.1 | 30.3 | 28.8 | 0
8317 | 29.7 | 20 | 26.9 | 28.1 | 22.3 | 28.3 | 22.6 | 26.4 | 26.2 | 29.4 | 23.6 | 26.8 | 22.9 | 25.1 | 23.7 | 22.7 | 23.6 | 25.3 | 25.2 | 27.2 | 20.5 | 25.1 | 22 | 26.6 | 26 | 26.6 | 27.9 | 23.9 | 25.6 | 27.7 | 22.9 | 26 | 26.7 | 24.7 | 24.3 | 31.7 | 31.6 | 27.3 | 26.8 | 23 | 31.9 | 13.7 | 27.8 | 29.8 | 32 | 25.8 | 26 | 22.5 | 25.8 | 29.4 | 20.5 | 12 | 28.1 | 29.8 | 26.4 | 24.3 | 24.5 | 30.3 | 28.7 | 0
8318 | 28.9 | 20.9 | 27.3 | 27.7 | 22.4 | 28.8 | 22.4 | 25.8 | 26.4 | 29.4 | 24.4 | 26.6 | 22.4 | 25.3 | 23.9 | 23.7 | 23.2 | 25.5 | 24.8 | 27.2 | 21.2 | 26.1 | 22 | 26 | 26 | 27.4 | 30 | 24 | 25.6 | 27.8 | 22 | 26.1 | 27.2 | 24.6 | 24.5 | 32.6 | 31.6 | 27.7 | 27.3 | 24.4 | 32.4 | 13.6 | 27.4 | 29.4 | 32.6 | 26 | 26 | 22.2 | 25.4 | 30.7 | 21 | 11.4 | 28 | 29.1 | 27.9 | 23.6 | 25.1 | 30.3 | 28.6 | 0
8319 | 29.2 | 22.1 | 27.4 | 27.3 | 22.7 | 29 | 22.4 | 25.8 | 25.6 | 29.6 | 24.6 | 24.9 | 22.2 | 25.8 | 24.3 | 23.1 | 21 | 25.5 | 23.2 | 26.3 | 21.9 | 25.7 | 21 | 25.6 | 26.5 | 27.5 | 30.4 | 24.4 | 25.3 | 28.2 | 20.5 | 25.4 | 26.4 | 24.2 | 24.7 | 31.3 | 31.2 | 27.6 | 27.8 | 24.3 | 30.9 | 15.1 | 27.5 | 29.7 | 32.6 | 25.6 | 25.4 | 21.3 | 24.1 | 31.2 | 20.4 | 10.6 | 29.2 | 29.1 | 28.2 | 22 | 25.5 | 30.4 | 27.6 | 0
8320 | 28.9 | 22.5 | 27.2 | 26.7 | 22.3 | 29 | 21.6 | 26.4 | 24.6 | 27.8 | 23.9 | 23.1 | 21.1 | 25.8 | 24.2 | 21 | 19.2 | 25.5 | 21.5 | 25.5 | 20.6 | 25.7 | 20 | 24.7 | 25.5 | 27.8 | 30.3 | 24.5 | 24.1 | 27.2 | 19.2 | 25 | 26.4 | 23.5 | 24.4 | 29.8 | 30.1 | 26.8 | 27.8 | 24.2 | 30.4 | 16.2 | 26.4 | 30.4 | 31 | 24.4 | 24.8 | 20.1 | 22.3 | 31.7 | 18.7 | 10 | 29.2 | 28.8 | 27 | 20.1 | 25.3 | 30.2 | 26.6 | 0
8321 | 27.9 | 21 | 26.5 | 26.2 | 20.7 | 28.5 | 21.3 | 25.2 | 23 | 26.4 | 23 | 21 | 20.2 | 25.6 | 23.9 | 18.2 | 16.8 | 25.5 | 19.4 | 24 | 19.7 | 24.7 | 18.4 | 24 | 24.6 | 27.8 | 29.4 | 24.4 | 22.8 | 26 | 18 | 23.1 | 25.9 | 22.8 | 22.8 | 30.1 | 28.8 | 26 | 27.4 | 23.3 | 30 | 18.1 | 25.4 | 29.9 | 29.8 | 22.6 | 24 | 18.8 | 20.2 | 31.3 | 16.6 | 9.4 | 29.4 | 28.3 | 24.9 | 18.4 | 23 | 29.2 | 25 | 0
8322 | 25.9 | 18.3 | 23.8 | 25.1 | 18.5 | 27.2 | 20.9 | 22.8 | 20.3 | 25 | 21.6 | 19.8 | 18.2 | 24.8 | 23 | 15.3 | 15.9 | 23 | 18.1 | 22.7 | 18 | 23.5 | 17.2 | 22.3 | 21 | 26.2 | 26.5 | 23.5 | 21.1 | 23.3 | 17.3 | 20.7 | 26.3 | 21.9 | 19.8 | 26.2 | 27.4 | 22.8 | 26.8 | 20.3 | 28.4 | 19.1 | 22.7 | 28.4 | 28.1 | 20.3 | 23.5 | 17.6 | 18.2 | 29.2 | 14.5 | 9.3 | 27.2 | 27.6 | 24.4 | 17.3 | 20.5 | 28.1 | 23.9 | 0
8323 | 24.3 | 15.7 | 20.1 | 23.6 | 18.1 | 24.8 | 20.5 | 20.4 | 15.8 | 21.9 | 20.3 | 18.6 | 16.8 | 24.8 | 22.7 | 13.7 | 14.6 | 21.5 | 16.9 | 20.6 | 16.1 | 22.9 | 15.6 | 20.5 | 20 | 24.7 | 24.4 | 22.4 | 20.1 | 21.2 | 16.5 | 19.2 | 24.9 | 21 | 18.2 | 24 | 26.4 | 20.6 | 26.3 | 17.9 | 27.7 | 21.1 | 20.3 | 25.4 | 26.9 | 18 | 22.8 | 16.3 | 16.6 | 27.4 | 12.9 | 9.3 | 25.2 | 27.4 | 24.4 | 16.5 | 19 | 27.5 | 22.6 | 0
8324 | 22.3 | 14.6 | 18.5 | 21.4 | 17.5 | 21.7 | 20.2 | 19.2 | 17.5 | 19 | 19 | 18 | 15 | 24.8 | 22.3 | 12.6 | 14.4 | 20.8 | 16.4 | 18.6 | 14.6 | 21.8 | 14.6 | 18 | 18 | 23.2 | 24.5 | 21 | 19.4 | 19 | 16 | 18.4 | 23 | 19.8 | 16.7 | 24 | 25.8 | 19.3 | 25.9 | 16.7 | 27 | 22.6 | 17.4 | 24.4 | 26.5 | 16 | 22.2 | 15.2 | 15.4 | 26.3 | 11.8 | 9.6 | 22.2 | 27.1 | 24.4 | 16.2 | 18 | 27.1 | 22 | 0
8325 | 21.8 | 13.5 | 16.5 | 19.4 | 16.8 | 21 | 19.6 | 18 | 16.6 | 16.4 | 18.1 | 16.9 | 14.5 | 24.7 | 21.8 | 11.6 | 13.3 | 20 | 15.6 | 16.3 | 13.4 | 20.5 | 13.4 | 16.1 | 16.7 | 21 | 24.2 | 20.2 | 19.5 | 18.5 | 15.2 | 17.7 | 21.5 | 18.6 | 15.9 | 23.6 | 25.7 | 19 | 25.6 | 15.7 | 26.3 | 24.9 | 16.1 | 22.9 | 25.5 | 14.8 | 21.3 | 14 | 14.7 | 24.6 | 11.2 | 9.8 | 21.1 | 26.8 | 24.4 | 15.8 | 17.5 | 25.6 | 21.3 | 0
8326 | 21.3 | 12.7 | 15.8 | 17.5 | 15.9 | 20.9 | 19.4 | 17 | 16.4 | 15.4 | 17.2 | 16.3 | 13.7 | 24.7 | 21.1 | 11.6 | 13.3 | 19.5 | 15.2 | 15.1 | 12.6 | 20 | 12.9 | 14.5 | 17 | 20.7 | 23.4 | 19.8 | 19.3 | 18.1 | 14.7 | 17 | 21.1 | 17.4 | 15.9 | 23.2 | 25.6 | 18.7 | 25.3 | 15.2 | 25.5 | 25.4 | 15 | 21.9 | 24.8 | 14.2 | 20.7 | 13 | 14.3 | 23.1 | 10.5 | 9.8 | 19.9 | 26.6 | 24.4 | 15.5 | 17 | 25.4 | 21.3 | 0
8327 | 20.5 | 12.1 | 15.2 | 16.6 | 14.8 | 21 | 18.5 | 15 | 15.6 | 14.9 | 16.4 | 15.6 | 13.8 | 24.7 | 20.5 | 11.7 | 12.8 | 19 | 14.6 | 14.6 | 11.9 | 18.8 | 12.4 | 14 | 16.6 | 20.5 | 22.4 | 20 | 19 | 18.8 | 14 | 14.7 | 20.8 | 16.4 | 15.5 | 19.7 | 25.6 | 18.3 | 24.8 | 14.6 | 24.8 | 24.8 | 15.2 | 20.5 | 23.1 | 14.2 | 20.2 | 12.2 | 14 | 21.9 | 9.6 | 9.4 | 20.6 | 26.6 | 24.3 | 15.2 | 16.5 | 24.2 | 21 | 0
8328 | 18.8 | 11.6 | 15.4 | 16.1 | 14.3 | 20.2 | 18 | 14.8 | 15 | 13.9 | 15.3 | 15.8 | 13 | 24.3 | 19.3 | 11.2 | 13.7 | 16 | 14.4 | 15.6 | 11.1 | 18 | 12.6 | 13.9 | 17.5 | 19.7 | 21 | 20.3 | 17.7 | 18.9 | 13.5 | 15.8 | 20.4 | 15.6 | 14.5 | 17.6 | 25.2 | 17.8 | 23.5 | 14.2 | 24.1 | 21.3 | 14.7 | 20.1 | 22.1 | 14.4 | 20.3 | 11.8 | 13.7 | 21 | 8.3 | 8.8 | 20.4 | 26.2 | 23.9 | 15.1 | 16.5 | 22.2 | 20.9 | 0
8329 | 17 | 11.9 | 14.3 | 16.4 | 14.3 | 19.5 | 17.9 | 14 | 15.5 | 14 | 14.5 | 15.8 | 12.7 | 24.3 | 19.1 | 11.7 | 13.8 | 16 | 13.7 | 16.7 | 11 | 17.4 | 12.3 | 14.7 | 17 | 19.5 | 20.2 | 20.6 | 16.1 | 19.7 | 12.8 | 15.7 | 19.9 | 15 | 13.8 | 17.2 | 24.8 | 17.1 | 23.4 | 14.3 | 23.4 | 17.3 | 14.8 | 19.3 | 21 | 14.5 | 20.6 | 11.6 | 13.2 | 20.3 | 6.8 | 7.8 | 21.4 | 26.1 | 23.9 | 15.2 | 15.7 | 21.8 | 20 | 0
8330 | 17.3 | 10.6 | 13.3 | 16.4 | 14.3 | 18 | 17.4 | 13.8 | 14.1 | 13.8 | 13.6 | 16.2 | 11.6 | 24.5 | 18.9 | 11.6 | 14.2 | 16 | 13.2 | 18 | 10.5 | 16.5 | 12 | 15.2 | 16.7 | 17.3 | 19.9 | 20.6 | 14.2 | 20 | 12 | 15.2 | 19.3 | 14.4 | 13 | 16.4 | 24.4 | 16.6 | 23.4 | 13.3 | 22.4 | 12.8 | 13.8 | 19.1 | 20.9 | 14.4 | 21.2 | 11.6 | 12.6 | 19.6 | 5.4 | 7 | 21.2 | 26.1 | 23.9 | 15.4 | 15.5 | 20.7 | 19 | 0
8331 | 16.4 | 10.6 | 12.9 | 16.3 | 14.2 | 16.1 | 16.7 | 12.8 | 13.6 | 13.6 | 13.1 | 15.7 | 11.2 | 24.7 | 18.8 | 11.6 | 13.1 | 16 | 12.1 | 18.1 | 9.6 | 15.9 | 11.1 | 15.9 | 16.1 | 15.6 | 19.3 | 20.5 | 13.1 | 21.3 | 10.8 | 14.7 | 18.8 | 13.9 | 12.3 | 15.4 | 24.4 | 15.1 | 23.4 | 13.2 | 22.3 | 10.7 | 13.4 | 18.9 | 19.9 | 14.2 | 21.5 | 11.6 | 11.9 | 19.4 | 4.5 | 6.4 | 22.1 | 25.9 | 23.8 | 15.5 | 15.5 | 19.8 | 17.5 | 0
8332 | 15.3 | 10.7 | 12.8 | 15.3 | 14.2 | 15.8 | 16.6 | 12.2 | 13.3 | 13 | 12.4 | 15.4 | 10 | 24.7 | 18.3 | 11.3 | 12.7 | 16 | 11.6 | 17.8 | 9 | 15 | 10.7 | 15.7 | 16 | 15.7 | 19.3 | 20.1 | 12.3 | 21.9 | 10 | 14.2 | 18.4 | 13.3 | 12 | 14.7 | 24.5 | 14.3 | 23.3 | 12.7 | 21 | 9.9 | 12.1 | 18 | 19.7 | 14 | 21.7 | 11.9 | 11.5 | 19.1 | 4.1 | 6.6 | 21.5 | 25.8 | 23.5 | 15.5 | 15.5 | 19.5 | 16.9 | 0
8333 | 16.8 | 10.5 | 11.7 | 12.8 | 14.3 | 15.8 | 16.5 | 12.2 | 13.1 | 12.6 | 14.4 | 13.2 | 10.4 | 24.7 | 18 | 10.7 | 10.4 | 16 | 12.4 | 11.4 | 8.5 | 14.5 | 9 | 9.8 | 14.9 | 15.5 | 18.8 | 16.2 | 17.4 | 11.6 | 9 | 14.2 | 18.4 | 12.2 | 11.8 | 14.4 | 23.2 | 14.3 | 23.3 | 12.2 | 20.9 | 10 | 11.8 | 17.9 | 19.3 | 11.4 | 19.2 | 10.2 | 11 | 18.3 | 7.4 | 8 | 17.4 | 25.7 | 23.5 | 14 | 14.9 | 20 | 16.8 | 0
8334 | 16.7 | 10.9 | 11.4 | 13.2 | 14.2 | 15.4 | 16.6 | 12.4 | 13 | 12.6 | 13.7 | 13.7 | 9 | 24.7 | 17.8 | 10.8 | 12.2 | 16 | 13.1 | 10.4 | 8.4 | 14.5 | 9.1 | 11.2 | 12.5 | 15.5 | 18.4 | 16 | 17.3 | 10.6 | 9 | 13.7 | 18.5 | 12.7 | 11.4 | 14.2 | 23 | 14.3 | 23.2 | 12 | 20.1 | 11.4 | 12.2 | 17 | 18.4 | 12.6 | 19.4 | 11.4 | 11.2 | 17.4 | 7.1 | 8 | 16.7 | 25.5 | 23.4 | 15 | 14.9 | 19.5 | 17.8 | 0
8335 | 16.5 | 10.4 | 10.5 | 14.6 | 14.2 | 15.5 | 16.6 | 11.8 | 13.1 | 12.8 | 14 | 14.8 | 9.2 | 24.7 | 17.9 | 10.7 | 14.6 | 16 | 14.5 | 10.1 | 8.4 | 14 | 10.8 | 14 | 12 | 15.3 | 17.9 | 16.6 | 17.5 | 11.2 | 9.8 | 13.4 | 18.4 | 13.6 | 10.8 | 15.2 | 23.7 | 14.1 | 23.1 | 12.2 | 19.9 | 13.8 | 14.1 | 16.9 | 18.9 | 14.7 | 19.7 | 13.1 | 12.8 | 17.3 | 8.1 | 8.6 | 17.5 | 25.5 | 23.3 | 16 | 14.8 | 19.2 | 19.6 | 0
8336 | 16.8 | 10.5 | 12.7 | 17.4 | 14.2 | 17.3 | 17.1 | 11.6 | 15.4 | 13.4 | 14.4 | 16.6 | 10.2 | 24.8 | 18.1 | 10.6 | 17 | 16 | 16.6 | 12 | 8.3 | 15.5 | 13 | 17 | 13.3 | 15.5 | 17.8 | 18.4 | 18.4 | 13 | 12 | 14.7 | 18.9 | 15.2 | 10.9 | 17.2 | 25.4 | 15 | 23.3 | 12.2 | 20 | 14.6 | 16.4 | 16.3 | 19.9 | 17.4 | 20.6 | 15 | 14.8 | 19 | 10 | 9 | 18.6 | 25.5 | 24.4 | 17 | 15.5 | 18.7 | 22.4 | 0
8337 | 20 | 12.3 | 20.6 | 20.3 | 14.8 | 23 | 18.6 | 19.8 | 22 | 16.4 | 16.7 | 18.9 | 13.5 | 25.3 | 18.3 | 11.6 | 18.9 | 17.2 | 19.1 | 13.6 | 9.2 | 20.2 | 16.3 | 20.6 | 17 | 16.3 | 19 | 20.2 | 19.3 | 16.4 | 14.9 | 19 | 21.4 | 16.6 | 13 | 22.1 | 27.9 | 19 | 23.8 | 14.6 | 22.7 | 15.8 | 19.6 | 19.5 | 24.5 | 20.1 | 21.5 | 16.8 | 17.8 | 22.7 | 13.4 | 10.2 | 20.8 | 26 | 25.8 | 17.7 | 16.5 | 19.6 | 24.8 | 0
8338 | 23.4 | 15.8 | 23.1 | 23.3 | 14.8 | 24.6 | 20 | 22.8 | 21.7 | 19.9 | 18.9 | 21.3 | 17.1 | 25.9 | 18.8 | 13.6 | 20.1 | 19.2 | 21.6 | 16.1 | 11 | 21.5 | 18.7 | 23.4 | 19.5 | 21 | 21.4 | 21.8 | 20.4 | 20.1 | 18.4 | 21.5 | 23.5 | 18.5 | 15.5 | 25.8 | 30.4 | 22.5 | 24.8 | 19 | 26.1 | 15.3 | 22.2 | 22.2 | 27.3 | 22.3 | 22.8 | 18.5 | 20.3 | 25.6 | 16.8 | 11.1 | 22.3 | 27.7 | 26.4 | 18.4 | 18.5 | 22.2 | 26.9 | 0
8339 | 25.7 | 16.8 | 24.6 | 25.4 | 14.8 | 26 | 20.6 | 24.2 | 22.8 | 24.5 | 22 | 23.4 | 21 | 26.6 | 19.8 | 14.8 | 20.8 | 22.3 | 23.6 | 17.4 | 14 | 24 | 20.2 | 25.8 | 21.4 | 23.7 | 24.2 | 22.4 | 21 | 23.8 | 21.4 | 23.3 | 24.5 | 20 | 19.9 | 28.8 | 32.4 | 23.7 | 25.7 | 22.2 | 28.6 | 15.2 | 24.6 | 26.5 | 29.7 | 24 | 24 | 20 | 22.6 | 27.6 | 20.4 | 12.2 | 24 | 28.5 | 27.4 | 19 | 20.9 | 25.4 | 28 | 0
8340 | 28 | 18.8 | 25.6 | 27.1 | 15.4 | 27.3 | 22.1 | 27 | 24 | 26.6 | 23.6 | 24.9 | 23 | 26.7 | 21.3 | 16 | 21.1 | 23 | 24.8 | 19.1 | 18.2 | 24.5 | 19.5 | 27 | 22.7 | 25.6 | 26.5 | 22.5 | 21.3 | 26.1 | 23.7 | 24.7 | 25.7 | 21.9 | 21.3 | 31.6 | 33.2 | 25.3 | 26.5 | 23.8 | 31.4 | 13.9 | 25.6 | 28.3 | 31.2 | 25.2 | 25.3 | 21.3 | 23.4 | 29.2 | 22.7 | 12.3 | 24.7 | 29.8 | 28.1 | 19.8 | 22.9 | 27.5 | 28.8 | 0
8341 | 28.6 | 20.7 | 26.3 | 27.8 | 15.8 | 27.9 | 22.9 | 27.8 | 24.6 | 26.9 | 25.2 | 25.6 | 24.1 | 27 | 21.8 | 16.1 | 21.1 | 23.2 | 25.3 | 19.4 | 20.3 | 25.3 | 18.2 | 27.9 | 24 | 26.6 | 29.5 | 22 | 21 | 27.5 | 24.4 | 25 | 26.4 | 23.1 | 23.2 | 33.1 | 33 | 26.2 | 26.6 | 24.5 | 31.6 | 13.8 | 26.4 | 28.7 | 32.4 | 25.9 | 26.1 | 22.1 | 23.9 | 30.1 | 24.2 | 12.5 | 26 | 29.8 | 28.9 | 20.3 | 24 | 28.3 | 28.6 | 0
8342 | 29 | 21.8 | 27 | 28.2 | 16.4 | 28.3 | 23 | 28.4 | 25.3 | 28.1 | 25.4 | 25.4 | 23.4 | 27 | 22.8 | 16.1 | 20.8 | 23.2 | 24.8 | 20 | 20.2 | 25.7 | 16 | 28 | 23.9 | 26.9 | 30.5 | 21.8 | 20.4 | 27.6 | 24 | 25.2 | 27.2 | 24.2 | 23.4 | 31.6 | 32 | 27 | 26.6 | 24.8 | 31.2 | 13.6 | 26.4 | 29.7 | 32.8 | 26.2 | 26.6 | 22.4 | 23.4 | 31.3 | 24.2 | 12 | 27 | 29.5 | 27.9 | 20.6 | 24.5 | 28.6 | 28.4 | 0
8343 | 29.3 | 22.3 | 27.8 | 27.9 | 16.3 | 28.6 | 23.2 | 29 | 24.4 | 28 | 26 | 24.5 | 22.9 | 27 | 23.8 | 16.1 | 20 | 24 | 23.7 | 19.2 | 21.4 | 25.6 | 14.9 | 28 | 24.4 | 27.3 | 30.9 | 21.5 | 19.5 | 27.3 | 22.5 | 25.2 | 27.2 | 24.1 | 23.3 | 31.6 | 31 | 27 | 26.6 | 24.8 | 30 | 15.2 | 26.6 | 30.2 | 30.8 | 25.8 | 26.3 | 21.8 | 23.1 | 31.6 | 23.6 | 12 | 28.6 | 29 | 28.9 | 20.2 | 24.5 | 28.7 | 27.4 | 0
8344 | 28.9 | 21.8 | 27.4 | 27.7 | 15.9 | 28.5 | 23.1 | 27.6 | 23.5 | 27.4 | 25.4 | 23.3 | 21.8 | 26.8 | 23.8 | 16 | 19 | 24 | 22.2 | 18.7 | 21.4 | 25.3 | 14.2 | 26.9 | 23.7 | 27.3 | 30.9 | 21.6 | 18.7 | 26.2 | 20.8 | 24.5 | 27.1 | 23.8 | 22.9 | 31.1 | 30.1 | 26.6 | 26.6 | 24.8 | 30.5 | 16.1 | 25.8 | 29.8 | 30.3 | 24.7 | 25.7 | 20.7 | 21.9 | 31.7 | 21.5 | 11.5 | 29 | 29 | 28.4 | 19.6 | 24 | 28.4 | 26.6 | 0
8345 | 28.2 | 20.6 | 26.8 | 27 | 15.4 | 27.8 | 22.8 | 26.2 | 21.8 | 25.4 | 25 | 21.8 | 21.4 | 26.7 | 23.7 | 15.8 | 17.8 | 24 | 20.6 | 17 | 19 | 24.7 | 14.6 | 25.4 | 22.4 | 27.3 | 30.5 | 21.2 | 18 | 25 | 19.2 | 23.5 | 26.6 | 22.6 | 22 | 30.1 | 29.4 | 25.5 | 26.5 | 23.2 | 29.4 | 18 | 24.7 | 29.7 | 28.7 | 22.8 | 24.6 | 19 | 20.6 | 30.5 | 19 | 11.4 | 28.6 | 28.5 | 26.8 | 18.6 | 22.5 | 28.2 | 25.2 | 0
8346 | 26 | 17.3 | 23 | 26.3 | 15 | 26.7 | 22 | 24 | 19.2 | 23.9 | 23.3 | 20.4 | 20.2 | 26.3 | 23.2 | 14.8 | 16.9 | 21.7 | 19 | 15.6 | 17 | 23.3 | 14.6 | 22.8 | 18.9 | 26.2 | 26.7 | 20.5 | 17.6 | 23 | 18.2 | 22.5 | 25.7 | 21.6 | 19.9 | 27.1 | 28.6 | 22 | 25.7 | 19.3 | 28.1 | 18.8 | 22.2 | 28.4 | 26.7 | 20.4 | 23.7 | 17.4 | 18.3 | 28.5 | 15.5 | 10.6 | 26.1 | 28 | 26.4 | 17.9 | 20.6 | 27.6 | 24.1 | 0
8347 | 23.5 | 15.8 | 19.5 | 24.6 | 14.8 | 24.5 | 21.1 | 22.2 | 17.5 | 22.8 | 22.3 | 19.2 | 19.5 | 26 | 22.4 | 13.9 | 16.3 | 20.7 | 17.5 | 12.8 | 15.2 | 21.5 | 15 | 20.3 | 16.7 | 24.5 | 23.5 | 18.9 | 17.2 | 21.1 | 17.4 | 19 | 24.4 | 20.1 | 17.9 | 25.3 | 27.6 | 20 | 25.4 | 17 | 27.3 | 20.8 | 19.6 | 24.2 | 25.8 | 17.9 | 22.5 | 16 | 16.2 | 26.4 | 12.3 | 10.1 | 23.2 | 27.5 | 25.9 | 17.3 | 18.5 | 26.2 | 22.8 | 0
8348 | 22 | 14.6 | 17.8 | 22.7 | 14.3 | 22.1 | 20.5 | 19 | 16.5 | 21.8 | 20.8 | 18.2 | 18 | 25.9 | 21.7 | 13.4 | 16.4 | 19.7 | 16.4 | 10.4 | 14 | 19.9 | 14.6 | 17.8 | 15 | 23.9 | 22 | 17 | 17 | 19 | 16.8 | 18 | 23.7 | 19 | 16.6 | 24.6 | 26.2 | 19.2 | 25.2 | 15.8 | 26.4 | 22.4 | 16.8 | 21.7 | 25.6 | 16 | 21.6 | 15 | 14 | 24.7 | 9.4 | 9.2 | 20 | 27.4 | 25.6 | 17.2 | 17.5 | 24.7 | 21.8 | 0
8349 | 20.2 | 13.8 | 17.2 | 20.2 | 14.2 | 21 | 19.6 | 18.8 | 16 | 21.4 | 20.5 | 17.4 | 17.1 | 25.7 | 20.7 | 13.2 | 16.7 | 19.5 | 15.6 | 7.5 | 13 | 18.8 | 14.7 | 16.5 | 15.5 | 22.9 | 20.9 | 15 | 16.6 | 17.6 | 15.9 | 17.2 | 22.3 | 17.5 | 15.6 | 23.7 | 24.7 | 17.5 | 24.6 | 15.1 | 25.6 | 25.1 | 15.2 | 21.5 | 24.9 | 14.9 | 20.6 | 14.2 | 13.1 | 23.8 | 8 | 8.9 | 18.6 | 27.2 | 24.9 | 17 | 16.7 | 24 | 20.7 | 0
8350 | 18.2 | 12.8 | 16 | 18.4 | 13.8 | 21 | 19.5 | 17.8 | 15.4 | 20.4 | 19.6 | 16.8 | 15.6 | 25.7 | 20.3 | 13.1 | 17.1 | 19 | 15.1 | 6.8 | 12.1 | 18.3 | 14.2 | 15.4 | 13.7 | 20.9 | 20.4 | 14.2 | 16.6 | 16.5 | 15 | 16.7 | 21.4 | 16.6 | 15.3 | 21.1 | 23.4 | 17.4 | 24.2 | 14.5 | 24.7 | 25.8 | 14.2 | 20.6 | 23.8 | 14.6 | 20 | 13.8 | 12.6 | 22.3 | 7.4 | 8.2 | 18.1 | 27 | 24.4 | 16.9 | 16 | 23.9 | 20.4 | 0
8351 | 17.3 | 11.8 | 15.8 | 17 | 13.4 | 19.9 | 19.5 | 17 | 14.7 | 17.9 | 19.2 | 16.2 | 14.8 | 25 | 19.3 | 13 | 16.8 | 18.7 | 14.8 | 7.4 | 11.2 | 17.2 | 14 | 15 | 12.6 | 20.6 | 20.9 | 14.4 | 16.8 | 16.2 | 14 | 16.5 | 20.4 | 15.6 | 14.3 | 19.1 | 22.8 | 17 | 23.7 | 13.8 | 23.9 | 25.4 | 14.2 | 19.7 | 23.1 | 14.8 | 19.6 | 13.2 | 13 | 21.1 | 8 | 8 | 19.2 | 26.5 | 24.4 | 16.4 | 15.5 | 23.3 | 20.2 | 0
8352 | 15.7 | 11.3 | 15.1 | 16.8 | 13.3 | 19.1 | 18.8 | 16.4 | 14.1 | 18.5 | 17.5 | 15.6 | 13.5 | 24.5 | 18.1 | 12.5 | 15.8 | 18.5 | 14.4 | 10.6 | 11.3 | 16.7 | 13 | 13.9 | 11.8 | 19.4 | 20.9 | 15.9 | 17.4 | 15.9 | 13.4 | 16 | 19.4 | 15.4 | 13.7 | 18.1 | 22.8 | 17 | 23.2 | 13 | 23 | 21.5 | 13.9 | 18.7 | 22 | 14.9 | 19.7 | 12.6 | 12.9 | 20.2 | 8.4 | 7.3 | 19.9 | 26 | 24 | 15.8 | 15.3 | 22.3 | 20.5 | 0
8353 | 15.3 | 10.7 | 14.4 | 16.4 | 13.3 | 18.5 | 18 | 16.2 | 13.7 | 18 | 16.5 | 15 | 13 | 23.7 | 18 | 12.5 | 14 | 18.5 | 14 | 13.5 | 10.2 | 15.7 | 12.3 | 12.7 | 11 | 18 | 19.9 | 17.5 | 17.9 | 15.9 | 12.6 | 15.5 | 18.9 | 14.8 | 13.4 | 17.6 | 23.3 | 15.3 | 22.8 | 12.6 | 22.2 | 17.2 | 13.8 | 18.2 | 21.3 | 14.6 | 19.8 | 11.7 | 12.9 | 19.3 | 9 | 7.1 | 20.7 | 26 | 24 | 14.9 | 15 | 22.1 | 20.1 | 0
8354 | 14.6 | 9.9 | 14 | 16.2 | 13.3 | 17.2 | 17.5 | 16.2 | 13.3 | 17.5 | 15 | 14.4 | 12.2 | 23.2 | 17.8 | 12.5 | 12 | 18.5 | 13.4 | 16 | 9.9 | 15.2 | 11 | 11 | 10 | 17.8 | 19.9 | 18.6 | 18.4 | 15.2 | 12 | 15 | 18.4 | 14.4 | 13.4 | 16.7 | 23.8 | 15.3 | 22.7 | 12.2 | 21.7 | 12 | 13 | 17.9 | 21.1 | 13.6 | 20 | 10.8 | 12.2 | 18.6 | 8.8 | 6.8 | 20.2 | 25.5 | 24 | 14.2 | 14.9 | 21.7 | 19.6 | 0
8355 | 14.5 | 10 | 12.8 | 15 | 13.3 | 15.7 | 17 | 16.2 | 12.9 | 16.9 | 14.8 | 13.8 | 12.1 | 23.2 | 17.8 | 12.5 | 10.3 | 18.5 | 12.8 | 15.5 | 9.2 | 14.2 | 10.2 | 9.9 | 9.3 | 16.9 | 18.4 | 18.3 | 18.3 | 14.4 | 10.9 | 14.5 | 18 | 13.4 | 12.9 | 16 | 24 | 15.3 | 22.7 | 12 | 21.1 | 9.6 | 12.5 | 16.9 | 20.7 | 12.3 | 19.7 | 10 | 11.8 | 17.6 | 8.6 | 7.2 | 19.6 | 25.5 | 23.9 | 13.6 | 14.5 | 20.7 | 18.3 | 0
8356 | 14.2 | 9.8 | 12.8 | 13.9 | 13.3 | 15.5 | 16.6 | 16 | 12.5 | 16.6 | 14.2 | 13.3 | 11.1 | 23.2 | 17.6 | 12.6 | 9.8 | 17.7 | 12.4 | 14.1 | 9.3 | 13.7 | 9.2 | 9.1 | 9 | 16.9 | 18.5 | 17.4 | 17.9 | 12.9 | 10 | 13.8 | 17.8 | 12.8 | 12.2 | 15.6 | 23.7 | 15.2 | 22.7 | 11.8 | 20.2 | 8.4 | 11.7 | 16.7 | 20.2 | 11.4 | 19.5 | 9.8 | 11 | 17.1 | 7.8 | 7.4 | 18.1 | 25.2 | 23.8 | 13.6 | 14.1 | 20.5 | 17.3 | 0
8357 | 13.9 | 9.8 | 12.1 | 15 | 13.3 | 15.4 | 16.6 | 14.8 | 12.1 | 16.5 | 16 | 13.8 | 10.8 | 23.3 | 17.3 | 12.6 | 14.8 | 17.2 | 14.4 | 4.6 | 9.7 | 13.7 | 13.8 | 13.4 | 8.5 | 17 | 18.5 | 11.8 | 15.6 | 13.2 | 10 | 13.4 | 17.2 | 13 | 11.7 | 15.4 | 22.6 | 14.5 | 22.7 | 11.8 | 20.1 | 10.6 | 10.8 | 16.2 | 19.9 | 11.8 | 16.2 | 12 | 9.8 | 17 | 5.4 | 5.6 | 16 | 25.2 | 23.8 | 16 | 14 | 20.5 | 21.2 | 0
8358 | 15.1 | 9.8 | 11.8 | 15 | 13.3 | 15.3 | 16.3 | 14.4 | 13 | 16 | 15.3 | 14.2 | 10 | 23.4 | 16.9 | 12.7 | 15.2 | 16.7 | 14.7 | 4.9 | 9.4 | 13.3 | 14.6 | 13.7 | 7.9 | 16.9 | 18.5 | 11.1 | 16 | 12.9 | 10 | 13.5 | 16.8 | 12.7 | 11.1 | 15 | 23.2 | 13.9 | 22.2 | 11.5 | 20.1 | 11.9 | 11.6 | 15.2 | 19.7 | 12.6 | 16.7 | 12.7 | 10.6 | 17 | 4.3 | 7.2 | 14.4 | 25.1 | 23.4 | 15.8 | 13.9 | 20.5 | 22 | 0
8359 | 15.7 | 9.8 | 11.1 | 16.3 | 13.3 | 14.9 | 16.1 | 13.4 | 13.4 | 18.5 | 15.4 | 15.1 | 10.6 | 23.5 | 16.7 | 13.3 | 15.8 | 16.2 | 15.3 | 6 | 9.3 | 13.2 | 14.7 | 15.7 | 7.5 | 16.6 | 18.5 | 12.2 | 17 | 13.7 | 10.2 | 13.4 | 16.3 | 13 | 10.3 | 15 | 24.6 | 13.8 | 22.2 | 11.5 | 20.1 | 14 | 13.7 | 15.2 | 20.2 | 14.3 | 18.2 | 13.8 | 12.7 | 16.7 | 5.2 | 9.5 | 14.5 | 25.1 | 23.4 | 16 | 13.5 | 19.6 | 23 | 0
8360 | 16.5 | 10.6 | 13.5 | 17.7 | 12.8 | 17 | 16.5 | 13.4 | 16.4 | 17.9 | 16.2 | 16.8 | 12 | 24.4 | 16.7 | 13.1 | 17 | 16.2 | 16.2 | 8 | 9 | 14 | 16.6 | 17.6 | 8.5 | 16.8 | 18 | 13.4 | 18.5 | 15 | 12.6 | 14.5 | 16.7 | 13.4 | 9.7 | 16.1 | 26.6 | 14.8 | 22.2 | 11.8 | 20.7 | 14.6 | 16.2 | 15.8 | 21.5 | 16.6 | 21.2 | 15.2 | 15 | 17.5 | 7 | 12.8 | 15.4 | 25.2 | 24.2 | 17 | 13.5 | 19.7 | 23.8 | 0
8361 | 20.1 | 13.2 | 20.7 | 20.3 | 13.4 | 22.3 | 18.7 | 20.4 | 21.5 | 19.6 | 18 | 18.8 | 15.4 | 25.9 | 18 | 13 | 17.9 | 15.6 | 17.8 | 10.7 | 9.7 | 19.4 | 17.4 | 21.3 | 13.9 | 19.2 | 19 | 16.7 | 20.5 | 18 | 14.8 | 20 | 20.5 | 15.3 | 13 | 22.3 | 29 | 20.3 | 23.2 | 13.2 | 22.7 | 15.5 | 19.3 | 21.5 | 23.8 | 19.2 | 24 | 17 | 18.2 | 20 | 11.4 | 14.8 | 18.4 | 27.3 | 24.9 | 18.6 | 17.7 | 20.8 | 25 | 0
8362 | 22.8 | 15.8 | 23.7 | 22.6 | 13.7 | 24.5 | 20.3 | 23 | 24 | 21.7 | 20 | 21.2 | 19.2 | 27.7 | 19.5 | 13.8 | 19.1 | 18.3 | 19.7 | 13.5 | 12 | 21.6 | 19.7 | 24.1 | 18.9 | 22.4 | 21.7 | 19.2 | 22.7 | 21.4 | 18.4 | 22.5 | 22.2 | 17.6 | 15.4 | 26.3 | 31.1 | 28.3 | 24.8 | 17.8 | 25.4 | 14.8 | 21.7 | 25.4 | 27.3 | 21.5 | 26.7 | 19 | 20.7 | 24.2 | 15.8 | 16 | 21.3 | 28.3 | 25.5 | 20.5 | 20.1 | 23.3 | 26 | 0
8363 | 25 | 17.7 | 25.2 | 25.1 | 14.1 | 26 | 21.7 | 25 | 25.5 | 24.3 | 22.2 | 23.2 | 23.2 | 28.5 | 21 | 14.5 | 19.8 | 20.8 | 21.8 | 16 | 16.7 | 23.9 | 20.8 | 27.2 | 20.4 | 24.7 | 24.5 | 22 | 24.8 | 25.6 | 20.8 | 23.7 | 23.6 | 20.6 | 18.5 | 28.4 | 32.6 | 26 | 25.9 | 20 | 28.7 | 14.4 | 23.7 | 28.1 | 30.6 | 23.4 | 28.2 | 21 | 23 | 27.3 | 20.4 | 15.2 | 24.6 | 28.2 | 25.6 | 22.2 | 23 | 26.2 | 27 | 0
8364 | 27 | 19.5 | 27 | 26.4 | 15.2 | 26.6 | 22.7 | 27 | 26 | 24.2 | 23.9 | 24.7 | 25.4 | 28.7 | 23 | 14.8 | 20.6 | 25 | 23.3 | 17.8 | 19.5 | 24.6 | 22.8 | 28.1 | 22.1 | 26.4 | 27.9 | 22.5 | 26.6 | 28.6 | 23.4 | 24.8 | 25 | 22.7 | 20.5 | 31.3 | 33.1 | 26.5 | 26.7 | 23 | 30.5 | 12.8 | 24.7 | 29.9 | 31.7 | 24.6 | 29.4 | 22.5 | 23.8 | 29.1 | 22.7 | 14.2 | 26.3 | 30.1 | 27.5 | 23.3 | 24.1 | 28.5 | 27.3 | 0
8365 | 28.5 | 20.5 | 27.4 | 27.7 | 16.8 | 27.4 | 23.1 | 29.2 | 26.6 | 26 | 25.4 | 25 | 26.4 | 29.2 | 23.3 | 14.7 | 20.7 | 24.9 | 24.2 | 18.6 | 20.7 | 25.5 | 22.5 | 29.3 | 23.7 | 27 | 29.9 | 23.1 | 28 | 30.9 | 23.7 | 25.3 | 25.6 | 24.6 | 22 | 32.9 | 32.9 | 26.8 | 26.7 | 23.8 | 32.1 | 12.5 | 25.5 | 30.1 | 32 | 25.4 | 29.9 | 23.4 | 24.3 | 30.6 | 24.1 | 12.4 | 27.9 | 29.4 | 28 | 23.6 | 25.4 | 29.4 | 27.5 | 0
8366 | 29.2 | 22 | 28.1 | 28 | 17.3 | 27.4 | 23.6 | 29 | 26.5 | 25.6 | 26.2 | 24.6 | 25.6 | 28.8 | 23.5 | 14.8 | 20.6 | 24.8 | 24 | 18.6 | 20.9 | 25.9 | 22 | 28.8 | 23.9 | 27.2 | 29.9 | 22.4 | 28.6 | 31.2 | 23.4 | 26 | 26.5 | 25 | 22.7 | 33.3 | 32 | 27.5 | 26.7 | 24.5 | 31 | 12.2 | 25.8 | 31.1 | 30.9 | 25.4 | 30.4 | 23.4 | 23.6 | 31.4 | 23.4 | 11.6 | 28.4 | 29.6 | 28 | 23 | 25.4 | 30.3 | 27 | 0
8367 | 29.1 | 22.9 | 28.2 | 28.5 | 17.8 | 28 | 23.6 | 29 | 25.8 | 25.6 | 26.7 | 23.3 | 24.5 | 28 | 24 | 14 | 19.6 | 28 | 23.2 | 18 | 21.5 | 26 | 19 | 29.1 | 24 | 27.2 | 30.5 | 22.9 | 28.5 | 30.6 | 21 | 25.3 | 27.3 | 25.2 | 23.1 | 33.7 | 31 | 27.5 | 26.7 | 25 | 30 | 13.8 | 26.1 | 30.6 | 31.2 | 25 | 30.1 | 22.6 | 23 | 31.7 | 22.7 | 10.7 | 29.6 | 30 | 28 | 21.8 | 25.5 | 29.3 | 26.6 | 0
8368 | 29 | 22.6 | 28.2 | 28 | 17.5 | 27.9 | 22.8 | 28.6 | 24.2 | 25.8 | 26.4 | 21.9 | 22.7 | 28.2 | 24 | 13.4 | 18.8 | 27.9 | 21.7 | 17.1 | 21 | 25.4 | 17.2 | 27.8 | 24 | 27.2 | 31 | 22.6 | 27.6 | 28.6 | 19.5 | 24.7 | 27.6 | 24.1 | 22.8 | 32.7 | 29.7 | 27 | 26.7 | 24.8 | 30.6 | 15.2 | 25.6 | 29.8 | 31 | 23.9 | 29.6 | 21.1 | 21.5 | 31.3 | 20.5 | 10.7 | 29.6 | 30.1 | 27.6 | 20.5 | 24.7 | 29.1 | 25.5 | 0
8369 | 28 | 21 | 27.5 | 27.3 | 16 | 27.3 | 22.5 | 27 | 22 | 25.7 | 25.6 | 20.4 | 21.6 | 27 | 23.5 | 12.8 | 17.6 | 24.7 | 20.2 | 16 | 20 | 24.3 | 15.2 | 26.4 | 22.1 | 27.2 | 30.5 | 22.8 | 26 | 26.6 | 17.6 | 22.8 | 27.2 | 23 | 21.3 | 30.1 | 28.4 | 24.5 | 26.4 | 23.2 | 29.6 | 17.6 | 24.4 | 29.6 | 29.5 | 22.4 | 27.8 | 19.4 | 20.2 | 31.1 | 18.4 | 10 | 29.4 | 29.6 | 26.7 | 19.2 | 21.3 | 28.6 | 24.4 | 0
8370 | 25.5 | 18 | 25 | 25.4 | 14.8 | 26.4 | 21.5 | 24.6 | 19.4 | 23.9 | 24 | 19.4 | 20.2 | 26 | 22.3 | 12.2 | 17.1 | 20.9 | 18.7 | 14.8 | 18.2 | 22.6 | 15.9 | 22.9 | 18.6 | 26.7 | 26 | 21.3 | 23.9 | 24.2 | 17.5 | 19.4 | 25 | 21.1 | 19.4 | 27.5 | 26.9 | 21.8 | 25.6 | 20.1 | 28.1 | 19.1 | 22 | 28.6 | 27.5 | 20.5 | 25.4 | 17.6 | 18.2 | 28.2 | 14.7 | 9.4 | 27.2 | 28.3 | 25.6 | 18.2 | 19.7 | 26.8 | 22.6 | 0
8371 | 22 | 16.5 | 22.9 | 23.9 | 14.1 | 24.3 | 20.7 | 22 | 18 | 22.6 | 22.3 | 18.5 | 19.5 | 25.7 | 22 | 12.1 | 16.4 | 19.2 | 17.7 | 13.4 | 16.3 | 20.9 | 15.8 | 20.1 | 16.4 | 25.2 | 24 | 20.2 | 21.7 | 23 | 16.7 | 17.8 | 23.6 | 19.8 | 18.1 | 26.7 | 25.4 | 20.1 | 25.6 | 17.5 | 27.2 | 21.4 | 19.3 | 24.6 | 26.8 | 18.8 | 21.9 | 16.2 | 17.1 | 25.8 | 11.6 | 7.6 | 24.8 | 28 | 25 | 17.3 | 19.1 | 25.9 | 21 | 0
8372 | 20.5 | 15 | 19.3 | 22 | 13.7 | 21.7 | 20 | 19.8 | 16.4 | 22.2 | 20.4 | 17.8 | 18.4 | 25.4 | 21.2 | 12.2 | 16.2 | 17.7 | 16.8 | 11.9 | 15 | 19.2 | 16.4 | 17 | 14.2 | 24.2 | 21.9 | 18.2 | 19.6 | 22 | 16.2 | 16.5 | 22.5 | 18.2 | 17.1 | 26.3 | 24 | 18.3 | 25.4 | 16.5 | 26.3 | 23 | 16.6 | 22.6 | 26.2 | 17.4 | 18.6 | 15 | 16 | 24 | 8 | 5.8 | 21.6 | 27.7 | 25 | 16.6 | 18.1 | 25.2 | 19.2 | 0
8373 | 19 | 14.8 | 17.2 | 21.2 | 13.1 | 20.4 | 19.3 | 18.4 | 15.7 | 22.2 | 19.2 | 16.9 | 17.8 | 25.1 | 20.1 | 11.7 | 15.6 | 16.9 | 16.2 | 10.3 | 14.1 | 18.1 | 14.5 | 16.3 | 13 | 22.8 | 20.5 | 17.6 | 18 | 22.1 | 13.9 | 14.8 | 21 | 17.5 | 16.4 | 25.6 | 23.1 | 18 | 25.2 | 15.2 | 25.4 | 25.2 | 14.9 | 21.5 | 25.6 | 16.7 | 15.7 | 14.2 | 16.1 | 22.2 | 6.2 | 3.7 | 19.9 | 27 | 24.5 | 15.9 | 17 | 24.2 | 18.2 | 0
8374 | 17.6 | 14 | 16.3 | 20.3 | 12.5 | 20.1 | 18.9 | 17.8 | 14.8 | 20.6 | 18.4 | 16.2 | 16.6 | 24.7 | 20 | 11.3 | 15.5 | 16.3 | 15.6 | 8.9 | 12.8 | 17.4 | 13.2 | 15.5 | 12 | 21.9 | 20.9 | 16.5 | 16.9 | 21.6 | 12.4 | 15 | 19.7 | 16.4 | 15.5 | 23.7 | 22.6 | 17.6 | 24.8 | 14.4 | 24.4 | 25.3 | 13.9 | 20 | 24.8 | 16.3 | 14.7 | 13.6 | 16 | 21 | 4.9 | 3.1 | 18.5 | 26.9 | 24.5 | 15.4 | 16.2 | 23.6 | 17.2 | 0
8375 | 16.7 | 13.5 | 16.1 | 20 | 11.8 | 20 | 18.4 | 17 | 14.4 | 20.8 | 18.4 | 15.4 | 15.6 | 23.6 | 19.3 | 11.1 | 15.2 | 15.5 | 15 | 7.8 | 12 | 16.2 | 11 | 16 | 11.2 | 21.2 | 20.9 | 16.4 | 16.4 | 21 | 10.6 | 14.3 | 18.8 | 15.6 | 15 | 21.5 | 22.6 | 16.8 | 24 | 13.5 | 23.5 | 24.4 | 13.8 | 19 | 24.7 | 16.2 | 15 | 13 | 16 | 20.2 | 5.2 | 3.2 | 18.8 | 26.7 | 24 | 15.2 | 15.7 | 23.3 | 17 | 0
8376 | 16.6 | 13.5 | 15.2 | 18.8 | 11.1 | 17.6 | 18 | 16.6 | 14 | 19.5 | 18.5 | 14.9 | 14.1 | 22.9 | 18 | 10.1 | 15.6 | 15.2 | 14.3 | 7 | 11.1 | 15.2 | 11.5 | 15 | 10.4 | 20.8 | 20 | 15.1 | 16.2 | 19.1 | 11.1 | 14.3 | 17.8 | 14.1 | 14 | 19.7 | 22.8 | 16.3 | 23.3 | 13 | 22.6 | 20.5 | 13.5 | 19.6 | 24 | 15.8 | 16.8 | 12.3 | 14.7 | 19.1 | 5.2 | 4.9 | 18.8 | 25.9 | 24 | 15.4 | 15.1 | 22.3 | 16.7 | 0
8377 | 15.7 | 13 | 14.7 | 17.9 | 10.4 | 17.7 | 17.8 | 16 | 13.6 | 17.7 | 18.7 | 14.6 | 13.2 | 22.9 | 17.8 | 9.1 | 15.7 | 14.6 | 13.9 | 6.5 | 11 | 14.1 | 11.8 | 14.6 | 9.8 | 19.7 | 20 | 14.5 | 16.1 | 17.3 | 11.5 | 13.8 | 17.4 | 13.3 | 14 | 18.9 | 23 | 14.7 | 23.3 | 12.7 | 21.7 | 16.4 | 13.2 | 19.8 | 23.3 | 15 | 18.3 | 11.8 | 13.3 | 18.2 | 6.2 | 6.1 | 19.4 | 25.8 | 24 | 15.7 | 14.7 | 21.3 | 17.1 | 0
8378 | 15 | 10.3 | 13.6 | 16.4 | 10.5 | 17.6 | 17.8 | 15.6 | 13.6 | 16.4 | 18.4 | 14.4 | 12.2 | 22.3 | 17.8 | 9.1 | 16 | 13.9 | 13.6 | 6 | 10.8 | 13.8 | 13.8 | 13 | 9.3 | 19.3 | 19 | 13 | 16 | 15.2 | 12.8 | 13.3 | 17 | 12.4 | 13.7 | 18.9 | 23 | 14.8 | 23 | 12.8 | 21.2 | 11.8 | 12.2 | 19.5 | 22.2 | 13.8 | 19.2 | 11.4 | 11.2 | 17.5 | 6.2 | 7 | 19 | 25.7 | 23.5 | 16.2 | 14.3 | 20.9 | 17.6 | 0
8379 | 15.1 | 9.6 | 12.3 | 15.7 | 10.5 | 16.4 | 17.8 | 15.6 | 12.8 | 17.2 | 17.9 | 14.1 | 12 | 22 | 17.7 | 8.6 | 15.5 | 13.9 | 13.8 | 5.5 | 10.3 | 12.8 | 13.9 | 13 | 8.6 | 18.6 | 18 | 12.8 | 15.8 | 14.2 | 12.2 | 13.8 | 16.6 | 12.6 | 13.2 | 17.4 | 22.8 | 14 | 22.8 | 12.8 | 20.7 | 9.8 | 11.4 | 19.1 | 22 | 12.7 | 18.5 | 11.3 | 10.1 | 17.1 | 6.7 | 6.4 | 18.7 | 25.4 | 22.7 | 16.4 | 13.7 | 21 | 18.8 | 0
8380 | 15 | 9.3 | 11.2 | 14.9 | 10.9 | 15.8 | 17.7 | 15.2 | 12.8 | 16.1 | 16.9 | 13.9 | 11.2 | 21.9 | 17.3 | 8.5 | 15.3 | 13.8 | 14 | 4.9 | 9.7 | 12.5 | 14.7 | 12.4 | 8.3 | 18.2 | 17 | 11.7 | 15.6 | 13.2 | 11.7 | 13.7 | 16.2 | 12.6 | 12.9 | 17.7 | 22.5 | 13.2 | 22.9 | 12.5 | 20.6 | 9 | 10.6 | 19.1 | 22.2 | 11.8 | 17.4 | 11.5 | 9.3 | 16.3 | 5.9 | 5.9 | 17.2 | 25.3 | 22 | 16.3 | 13 | 19.9 | 19.9 | 0
8381 | 15.5 | 8.1 | 11.2 | 14 | 11 | 15.5 | 17.9 | 15 | 12.8 | 15.4 | 14.4 | 12.6 | 10.8 | 21.6 | 17 | 7.9 | 13.6 | 13.3 | 14 | 3.8 | 9 | 12.1 | 8.4 | 11.6 | 8 | 18.1 | 18 | 15.8 | 13 | 16 | 8.8 | 13.3 | 16 | 12.2 | 12.8 | 17.4 | 21.6 | 13.2 | 22.9 | 12.5 | 20.5 | 10.6 | 8.8 | 16.4 | 21 | 13 | 12 | 11.4 | 15 | 16.1 | 1.6 | 1 | 18 | 25.2 | 22 | 13.2 | 13 | 19.8 | 17 | 0
8382 | 16.1 | 9 | 11.2 | 13.6 | 11.5 | 15.2 | 17.9 | 14.8 | 12.3 | 15.2 | 13.4 | 12.6 | 9.7 | 21.5 | 17 | 8 | 15.3 | 13.2 | 13.6 | 4.9 | 8.7 | 12 | 9.3 | 12 | 7.5 | 17.1 | 18 | 15.9 | 14.4 | 14.4 | 9.4 | 12.6 | 15.5 | 11.9 | 12.4 | 17.4 | 22.4 | 13.1 | 23.1 | 12.5 | 20.1 | 12.1 | 9.3 | 15.6 | 19.9 | 16.9 | 12.9 | 12 | 14.6 | 16.2 | 2.1 | 4.2 | 15.7 | 25 | 21.5 | 13.4 | 13 | 20.6 | 18.1 | 0
8383 | 17 | 9.1 | 11.2 | 14.5 | 11.6 | 14.7 | 17.8 | 13.6 | 12.3 | 15 | 13.5 | 13.4 | 9.7 | 21.7 | 17 | 8 | 16.6 | 12.8 | 13.6 | 6.8 | 8.5 | 11.6 | 10.6 | 14.2 | 7.3 | 17 | 16.2 | 15.7 | 16.3 | 14.9 | 10.5 | 12.3 | 14.7 | 12.7 | 11.9 | 17.4 | 24 | 12 | 23.1 | 11.8 | 20 | 14.4 | 11.6 | 15.1 | 20.5 | 20.6 | 14.9 | 13 | 14.6 | 15.7 | 4.6 | 8 | 15.4 | 25.1 | 21.5 | 14.3 | 13.2 | 20.5 | 19.9 | 0
8384 | 17.3 | 9.4 | 13.5 | 16.7 | 12 | 16.2 | 18 | 13.6 | 16.3 | 15 | 14.2 | 15 | 10.6 | 23.4 | 17.2 | 8.1 | 18.8 | 12.8 | 14.4 | 9.4 | 8 | 13.1 | 13.4 | 17 | 7.4 | 16.4 | 17 | 15.4 | 19 | 16 | 13 | 15.5 | 15 | 13.8 | 12 | 19.9 | 25.8 | 14.5 | 23.6 | 11 | 20.5 | 15 | 14.2 | 15.6 | 22.3 | 24 | 17.6 | 14.6 | 15.6 | 16.6 | 7.6 | 11.4 | 15.2 | 25.9 | 23 | 15.8 | 15.5 | 20.5 | 22 | 0
8385 | 20 | 13.6 | 20.3 | 19.8 | 11.9 | 21.5 | 18.9 | 19.6 | 20.5 | 19.1 | 16.4 | 17.4 | 13.2 | 25 | 18.5 | 10.7 | 19.8 | 13.4 | 16.3 | 12 | 8.5 | 20 | 15.8 | 21.1 | 14.8 | 16.4 | 19 | 15 | 21.4 | 19.8 | 15.8 | 19.8 | 18.1 | 16.4 | 13.5 | 22.8 | 28.1 | 18 | 25 | 14.5 | 21.1 | 16 | 18 | 19.2 | 25.4 | 24.9 | 20.8 | 16.6 | 16.9 | 19.7 | 12.2 | 13 | 18.6 | 27.9 | 24.1 | 18.1 | 16.2 | 21.9 | 24 | 0
8386 | 22.1 | 16.6 | 23 | 23 | 12 | 23.7 | 19.1 | 23.2 | 22.7 | 20.8 | 18.9 | 20.1 | 16.5 | 26.8 | 20.1 | 12.8 | 21.3 | 16.4 | 19 | 14.4 | 11.6 | 21.7 | 18.5 | 24.4 | 18.2 | 21.1 | 22 | 14.9 | 24.1 | 23 | 19.3 | 22.2 | 21 | 18.9 | 16.6 | 25.8 | 30 | 21 | 25.9 | 17.5 | 24.1 | 15.3 | 20.9 | 24.7 | 28.2 | 25 | 23.9 | 18.9 | 18.4 | 23.1 | 16.2 | 13.3 | 21.6 | 30 | 25.3 | 20.4 | 18.8 | 24.6 | 25.6 | 0
8387 | 25.1 | 18.8 | 25.4 | 25.7 | 12.4 | 25.3 | 20.9 | 26.2 | 24.4 | 24.2 | 21.8 | 22.4 | 20 | 28 | 21.8 | 16.1 | 22 | 20.4 | 21.8 | 16 | 14.4 | 23.6 | 20 | 27.4 | 20 | 24 | 25.5 | 15 | 26.2 | 26.6 | 22 | 23.5 | 22.8 | 21.8 | 20 | 28.4 | 31.8 | 23.6 | 26.7 | 20 | 28.3 | 15.2 | 23.5 | 27.2 | 30.1 | 24 | 26.6 | 21 | 19.4 | 26.3 | 20 | 12.2 | 26 | 30 | 26.2 | 22.6 | 20.8 | 28.9 | 26.6 | 0
8388 | 26.6 | 21.8 | 26.3 | 27.6 | 12.9 | 27.3 | 21.6 | 28.2 | 26.2 | 26 | 23.6 | 23.7 | 22.4 | 28.9 | 23.2 | 19.3 | 23.4 | 23.4 | 24 | 17 | 19 | 25 | 21.2 | 28.4 | 22.2 | 26 | 29 | 15.5 | 28.3 | 27.5 | 24.1 | 24.2 | 25.5 | 23.4 | 22.4 | 31.2 | 32.8 | 25.5 | 27.4 | 22.2 | 30.8 | 13.7 | 24.5 | 29.1 | 31.4 | 24.3 | 28.6 | 22.7 | 20 | 28.3 | 21.8 | 11.3 | 27.4 | 30.9 | 27.6 | 23.9 | 22.8 | 28.8 | 27.1 | 0
8389 | 28.1 | 22.3 | 27.5 | 28.7 | 13.5 | 27.6 | 21.4 | 29.4 | 27.2 | 26.3 | 25.1 | 24 | 23.8 | 28.3 | 24.2 | 20.4 | 23.4 | 23.4 | 25.1 | 17.4 | 19.7 | 25.5 | 20.8 | 29 | 23.8 | 26.5 | 31.5 | 16 | 29.6 | 28.2 | 24.4 | 24.7 | 26.1 | 24.6 | 23.5 | 33.1 | 33.3 | 26 | 27.4 | 23 | 31.6 | 13.7 | 25.4 | 29.7 | 32.6 | 24.8 | 29.7 | 23.4 | 19.8 | 29.6 | 23.1 | 10.5 | 29.2 | 31.6 | 27.2 | 24.4 | 23.8 | 28.9 | 27.2 | 0
8390 | 29.1 | 24 | 27.9 | 29.1 | 13.9 | 28 | 21.8 | 30.6 | 27.4 | 28.2 | 25.4 | 23.2 | 23.8 | 28.6 | 24.5 | 20.8 | 23.2 | 23.4 | 24.8 | 17.4 | 19.8 | 26.7 | 20 | 28.4 | 23.9 | 26.8 | 31 | 16.4 | 30.4 | 27.4 | 23.6 | 25.2 | 26.9 | 24.6 | 23.9 | 34.2 | 33 | 26.7 | 27.4 | 23.5 | 31.2 | 13.4 | 25.4 | 30.5 | 33.4 | 26.2 | 30 | 23.2 | 19.4 | 31.2 | 22.8 | 10.6 | 28.8 | 32.9 | 27.7 | 23.8 | 24.1 | 28.8 | 27 | 0
8391 | 29.4 | 23.8 | 28.2 | 29.1 | 14.7 | 28 | 22.3 | 29.4 | 27.2 | 28.3 | 25.6 | 21.9 | 23.4 | 28.3 | 24.8 | 22.3 | 21 | 23.4 | 23.6 | 17.1 | 21 | 26.7 | 18 | 28.2 | 24.5 | 27.2 | 32 | 16.4 | 29.8 | 28 | 21.4 | 24.7 | 27.6 | 24.7 | 23.9 | 33.7 | 32.4 | 26.7 | 26.9 | 24 | 29.1 | 15.1 | 26 | 30.8 | 32.4 | 26.3 | 29.5 | 22 | 18.6 | 31.6 | 22.7 | 10.6 | 30 | 31.4 | 27.9 | 22.7 | 24.2 | 28.7 | 26.4 | 0
8392 | 29.1 | 23.3 | 27.9 | 28.6 | 15 | 27.9 | 22.3 | 28.8 | 26 | 27.2 | 24.9 | 20.4 | 22.3 | 27.8 | 24.7 | 20.3 | 19.1 | 23.4 | 21.9 | 16.6 | 19.9 | 26.2 | 16.6 | 27 | 23.9 | 27.2 | 32.3 | 16.2 | 28.6 | 27.6 | 19.5 | 24.5 | 27.7 | 24 | 23.5 | 32.6 | 31.3 | 26.5 | 26.9 | 23.7 | 29.6 | 16.1 | 25.4 | 30.7 | 31.7 | 25.9 | 28.3 | 20.4 | 17.9 | 31.1 | 21.1 | 10.5 | 29.5 | 31 | 27.7 | 21.2 | 23.8 | 28.6 | 25.4 | 0
8393 | 28.7 | 21.3 | 27.6 | 27.7 | 14.7 | 27.2 | 21.6 | 27.6 | 24.3 | 26.2 | 24.2 | 19.2 | 21.4 | 27.3 | 24.6 | 17.8 | 16.6 | 21.8 | 20.2 | 15.8 | 19.1 | 25.2 | 15 | 25.8 | 22.7 | 27 | 31.3 | 15.8 | 26.4 | 28 | 17.8 | 22.7 | 27 | 23.4 | 22.2 | 30.8 | 30 | 25 | 26.5 | 21.7 | 29.3 | 18.2 | 24.4 | 30.4 | 30.8 | 23.8 | 26.4 | 18.8 | 17 | 30.3 | 19.2 | 9.6 | 29.8 | 30.6 | 27.2 | 19.8 | 22.3 | 28.5 | 24 | 0
8394 | 26.6 | 19.8 | 25.3 | 26.1 | 13.8 | 26.2 | 21.3 | 25.2 | 21.5 | 24.8 | 22.6 | 18.2 | 20 | 26.2 | 24.1 | 15.2 | 15.9 | 18.4 | 18.7 | 14.9 | 17.3 | 23.3 | 14.5 | 23.2 | 18.4 | 25.5 | 27 | 15.5 | 24.3 | 26.4 | 17.3 | 20.1 | 26 | 22 | 19.9 | 28.2 | 28.5 | 21.3 | 25.8 | 20.2 | 27.6 | 19.1 | 21.5 | 29 | 28.8 | 21.9 | 24.1 | 17.7 | 16.1 | 28.4 | 15.6 | 8.6 | 27.4 | 29 | 25.4 | 18.5 | 19.8 | 26.9 | 22.4 | 0
8395 | 24.7 | 17.8 | 21.4 | 24.1 | 12.6 | 25.4 | 20.9 | 22.8 | 17.7 | 22.5 | 21.1 | 17.5 | 18.7 | 25.9 | 23.1 | 13.4 | 15.3 | 17.7 | 17.6 | 13.8 | 15.4 | 21.7 | 13.6 | 20.7 | 15.6 | 24.1 | 23.5 | 15.3 | 22.1 | 25.2 | 16.6 | 18.7 | 24.4 | 21 | 18.4 | 26.7 | 27.3 | 19.7 | 25.4 | 17.4 | 26.6 | 21.4 | 18.6 | 26.7 | 27.7 | 19.6 | 21.7 | 16.9 | 14.8 | 25.6 | 12.3 | 7.5 | 25.8 | 28.4 | 24.2 | 17.6 | 18.4 | 26.3 | 20.8 | 0
8396 | 22.1 | 16.8 | 19.1 | 21.9 | 12.4 | 21.9 | 20.6 | 20.6 | 19.1 | 20 | 19.4 | 16.8 | 17 | 24.9 | 21.8 | 12.3 | 16 | 16.9 | 16.6 | 12.7 | 14 | 19.8 | 13 | 17.8 | 13.3 | 23 | 21.8 | 15.4 | 20.4 | 22.8 | 16 | 17.4 | 23.5 | 19.6 | 17.4 | 26.1 | 26.4 | 17.5 | 25 | 15.7 | 25.7 | 23 | 15.2 | 25.2 | 26.8 | 18.8 | 19.4 | 16.6 | 13.5 | 23.8 | 8.8 | 7 | 22.8 | 28.1 | 24.2 | 17 | 15.4 | 25.9 | 19.6 | 0
8397 | 22 | 16.1 | 16.8 | 20 | 11.9 | 20 | 20.4 | 19 | 19.1 | 18.3 | 18.5 | 16.2 | 15.6 | 24.3 | 21 | 11.8 | 15.8 | 15.9 | 15.7 | 11.6 | 12.9 | 19.7 | 11.5 | 16.3 | 12.1 | 22.8 | 20.5 | 15.4 | 18.8 | 22 | 14.3 | 16.7 | 22.5 | 19 | 16.5 | 24.9 | 26.1 | 16.8 | 24.9 | 14.6 | 24.7 | 25.8 | 13.4 | 24.6 | 26.2 | 18.2 | 17.6 | 16.2 | 12.1 | 22.4 | 7.1 | 6.9 | 22.2 | 27.9 | 23.6 | 16.8 | 16.9 | 25.4 | 19 | 0
8398 | 20.6 | 14.7 | 15.8 | 18.8 | 11.1 | 19.8 | 20.2 | 18 | 19.1 | 16.4 | 17.6 | 15.4 | 14 | 23.3 | 20.9 | 11.4 | 16.1 | 15.3 | 14.7 | 10.6 | 12.1 | 18.2 | 10.6 | 15.2 | 11.1 | 21.1 | 19.4 | 15.5 | 17.9 | 20.6 | 12.7 | 16.3 | 21.8 | 17.9 | 15.9 | 22.2 | 25.7 | 16.5 | 24.7 | 14 | 23.7 | 26.3 | 12.1 | 23.9 | 25.2 | 18.7 | 16.2 | 15.7 | 11.5 | 21.8 | 5.7 | 7.4 | 20.7 | 27.6 | 22.8 | 16.4 | 16.2 | 24.4 | 18.9 | 0
8399 | 20 | 13.9 | 15.2 | 18.4 | 10.6 | 18.3 | 19.9 | 18 | 18.7 | 15.5 | 17.4 | 14.8 | 13 | 25.2 | 20.8 | 11 | 15.4 | 14.9 | 14 | 9.6 | 11.4 | 18.2 | 9.6 | 15.2 | 10.7 | 20.5 | 19.5 | 15.4 | 17 | 20.6 | 10.8 | 16 | 21 | 17.2 | 15.3 | 20.2 | 25.4 | 16.5 | 24.4 | 13.5 | 22.7 | 25.6 | 12.2 | 21.2 | 24.2 | 18.4 | 15.4 | 14.8 | 11.6 | 20.6 | 5.6 | 7.4 | 21 | 26.9 | 22.7 | 16.2 | 15.6 | 23.4 | 19 | 0
8400 | 19.5 | 13.1 | 14.9 | 18.4 | 9.5 | 17.5 | 19.6 | 16.8 | 18.5 | 15.8 | 17 | 14.3 | 12.2 | 21.9 | 18.7 | 10.4 | 15.5 | 13.6 | 13.5 | 8.6 | 10.7 | 16.4 | 9.8 | 14.6 | 10.1 | 20.2 | 18.2 | 15.4 | 16.5 | 19.5 | 10 | 16 | 20.1 | 15.7 | 14.4 | 18.8 | 24.6 | 15.8 | 23.4 | 13 | 21.8 | 21.3 | 11.7 | 22.1 | 23.2 | 18 | 14.8 | 13.8 | 12.8 | 19.3 | 4.7 | 6.9 | 19.5 | 26.4 | 23.2 | 15.7 | 15.2 | 22.2 | 19 | 0
8401 | 18.7 | 12.8 | 14.5 | 18.4 | 9.4 | 17.6 | 19.4 | 16.8 | 18.2 | 16.2 | 16.9 | 13.9 | 12.1 | 21.9 | 18.9 | 9.7 | 14.7 | 13.6 | 13.5 | 7.3 | 10.1 | 15.4 | 9.8 | 14.4 | 9.3 | 19.9 | 18 | 15.3 | 15.5 | 19.4 | 9.4 | 15.7 | 20 | 14.7 | 14 | 18.2 | 23.6 | 15.8 | 23.4 | 12.5 | 20.8 | 16.7 | 11.5 | 22.2 | 22.7 | 16 | 14.2 | 12.8 | 14.2 | 18.2 | 4.2 | 5.1 | 19.6 | 26.2 | 23.2 | 15.1 | 14.3 | 21.6 | 18.7 | 0
8402 | 18.6 | 12.3 | 13.9 | 17.9 | 9.3 | 18.2 | 18.7 | 17 | 17.7 | 15.6 | 16.4 | 13.6 | 12 | 21.5 | 18.6 | 9.9 | 14.6 | 13.6 | 13.8 | 6 | 9.6 | 14.7 | 10.2 | 13.2 | 9.7 | 19.2 | 17.5 | 15.4 | 14.6 | 18.2 | 9.6 | 15.7 | 19.9 | 13.4 | 13.3 | 17.7 | 22.4 | 14.7 | 23.2 | 12.3 | 20.2 | 11.4 | 10.3 | 21.7 | 22.2 | 14 | 13.4 | 12 | 15.6 | 17.6 | 2.8 | 2.8 | 18.4 | 26.2 | 23.2 | 14.4 | 14.3 | 21.5 | 18 | 0
8403 | 17.6 | 11.8 | 12.4 | 16.8 | 9.4 | 17.7 | 18 | 15.8 | 17.3 | 15.1 | 16.1 | 13.3 | 12.1 | 21.3 | 18.6 | 9.8 | 13.5 | 13.4 | 14.2 | 4.7 | 8.7 | 14 | 9.5 | 12.6 | 9 | 19 | 16.4 | 15.5 | 13.4 | 18.1 | 9.3 | 15.7 | 19.2 | 12.9 | 13.2 | 17.2 | 21.7 | 14.3 | 22.9 | 11.7 | 20.1 | 9.3 | 9.6 | 20.7 | 21 | 11.7 | 12.6 | 11.4 | 16 | 17.1 | 2.2 | 0.5 | 19.2 | 26 | 23.2 | 13.9 | 14.2 | 21.4 | 17.2 | 0
8404 | 17.7 | 11.8 | 11.6 | 15.3 | 9.4 | 17 | 17.9 | 15 | 17.9 | 15 | 15.1 | 12.9 | 11.5 | 21.2 | 18.6 | 8.8 | 13.6 | 13.4 | 14.2 | 3.8 | 8.6 | 13.8 | 9.1 | 11.5 | 9.4 | 18 | 15.8 | 15.7 | 12.9 | 16.6 | 9.2 | 15.4 | 18.1 | 12.2 | 12 | 16.6 | 21.2 | 13.9 | 23 | 11 | 19.6 | 8.5 | 8.6 | 20.5 | 21 | 11.6 | 12 | 11.3 | 15.8 | 17.2 | 1.2 | 0.1 | 18.1 | 25.9 | 23.2 | 13.3 | 13.6 | 21.2 | 16.8 | 0
8405 | 17.7 | 10.9 | 11.3 | 12.4 | 9.4 | 16.6 | 17.6 | 14.6 | 17.7 | 14.2 | 14.2 | 11.8 | 8 | 21.3 | 18.6 | 8.3 | 14.8 | 12.9 | 10.2 | 5.2 | 8.6 | 13.8 | 5.8 | 13 | 9.1 | 18 | 15.2 | 15.4 | 13.6 | 15 | 8.4 | 15.3 | 17.2 | 13.4 | 12.4 | 16.2 | 22 | 13.4 | 23 | 10.8 | 19.5 | 12.2 | 9.5 | 20.1 | 21 | 16 | 11.6 | 14 | 9.6 | 17.2 | 3.6 | 2.8 | 16 | 25.7 | 23.2 | 15.4 | 13.3 | 21.1 | 17 | 0
8406 | 17.6 | 10.4 | 10.9 | 12.5 | 9.5 | 15.6 | 16.7 | 14.4 | 17.7 | 13.2 | 12.7 | 12.6 | 7.1 | 21.2 | 18.5 | 8.3 | 15.3 | 12.5 | 11.6 | 5.7 | 8.4 | 13.7 | 7.6 | 13.5 | 8.5 | 17.9 | 15.4 | 15.6 | 13.8 | 13.6 | 8.5 | 15.2 | 16.6 | 13.1 | 12.2 | 15.6 | 22.6 | 13.1 | 23 | 10.7 | 19.1 | 13.8 | 9.8 | 19.7 | 21.4 | 16.6 | 11.8 | 14.9 | 10.2 | 16.5 | 3 | 5 | 14.8 | 25.5 | 22.7 | 15.4 | 13.2 | 20.8 | 18.6 | 0
8407 | 17.6 | 8.9 | 10.8 | 14.1 | 9.6 | 15.6 | 16.5 | 14.4 | 17.5 | 13.1 | 12.4 | 13.9 | 7.8 | 21.2 | 18.4 | 8.4 | 15.2 | 12.4 | 13.5 | 7.2 | 7.8 | 13.5 | 9.5 | 15.6 | 8.3 | 17.8 | 15 | 16.1 | 15 | 14 | 9.4 | 15.2 | 16.5 | 13.4 | 12 | 15 | 23.8 | 12.8 | 22.9 | 10.7 | 18.8 | 16 | 11.8 | 19.7 | 21.4 | 17.7 | 13.7 | 16 | 11.4 | 16.1 | 4.3 | 7.5 | 15.3 | 25.4 | 22.6 | 16 | 13 | 21.4 | 20.6 | 0
8408 | 17.6 | 9.9 | 12.8 | 16.7 | 9.9 | 18.5 | 16.9 | 14.2 | 19.1 | 12.8 | 13.4 | 15.8 | 9.6 | 23.1 | 18.4 | 8.3 | 16 | 12.3 | 16 | 9 | 6.8 | 15 | 11.8 | 18 | 8.6 | 17.5 | 15 | 16 | 17.2 | 15.4 | 12 | 17 | 17 | 14.6 | 12 | 15.2 | 25.6 | 14 | 22.9 | 10.1 | 19.2 | 16.6 | 14 | 19.2 | 21.4 | 19.4 | 16.4 | 17.6 | 13.4 | 17.9 | 6 | 10.6 | 16.4 | 25.9 | 22.8 | 17.2 | 13.3 | 22.2 | 22.8 | 0
8409 | 20.4 | 10.8 | 19.5 | 20 | 10.3 | 22 | 19.1 | 18.6 | 21.5 | 18.9 | 16.1 | 18 | 13.2 | 25.9 | 19.4 | 10.2 | 16.2 | 12.4 | 17.8 | 11.6 | 8.1 | 18.6 | 13.3 | 21.7 | 15.2 | 17.5 | 17 | 16.5 | 20.3 | 18.9 | 15.1 | 20.1 | 20.3 | 16.5 | 14.4 | 21.4 | 27.4 | 18.4 | 24 | 12.6 | 21.6 | 17.5 | 17.7 | 21.1 | 25 | 21.3 | 20.4 | 18.7 | 15.8 | 20.2 | 10.1 | 11.9 | 19.4 | 27.9 | 23.6 | 19 | 16.8 | 23.9 | 24.5 | 0
8410 | 22.5 | 14.6 | 22.8 | 23.1 | 11.3 | 23.6 | 20.7 | 22.6 | 22.5 | 21.9 | 19.4 | 20.4 | 16.9 | 27.3 | 21.3 | 13.6 | 17.5 | 15.4 | 19.4 | 13.9 | 10.4 | 20.7 | 15.1 | 24.7 | 17.9 | 21.8 | 21.7 | 16.4 | 23.8 | 22.4 | 18.8 | 21.9 | 22.7 | 18.7 | 17.2 | 26 | 29.4 | 20.5 | 25.7 | 15.4 | 24.7 | 17.1 | 20.6 | 24.8 | 27.6 | 23.3 | 23.8 | 19.8 | 18.3 | 23.7 | 14 | 12.6 | 22 | 29.1 | 25.1 | 20.8 | 19.4 | 26 | 25.7 | 0
8411 | 25.1 | 17.6 | 25 | 25.7 | 12.4 | 24.9 | 23.4 | 25 | 24.4 | 25.7 | 22.6 | 22.6 | 20.6 | 28.1 | 22.5 | 17.9 | 18.4 | 19.4 | 20.2 | 16.4 | 13.8 | 22.7 | 16.4 | 27.4 | 20.2 | 23 | 25.7 | 17 | 27 | 26 | 21.6 | 23.5 | 24.1 | 20.8 | 20.2 | 28.9 | 30.8 | 23 | 25.7 | 17.6 | 27.5 | 17.2 | 23.5 | 27.6 | 29.8 | 25 | 27 | 20.4 | 20.5 | 26.2 | 18.6 | 11.6 | 25 | 30.1 | 26.7 | 22.4 | 21.7 | 28.5 | 26.4 | 0
8412 | 26.5 | 19.4 | 26 | 27.5 | 14.2 | 26.3 | 24.2 | 26.2 | 26.3 | 27.1 | 24.6 | 24.3 | 22.7 | 28.9 | 24.1 | 20.2 | 20.2 | 21.3 | 21.2 | 18 | 18.6 | 23 | 18.2 | 28.3 | 22 | 24 | 28.7 | 17.1 | 29.3 | 27.9 | 23.5 | 24.5 | 26 | 22.4 | 22.7 | 31.3 | 32 | 24.5 | 26.4 | 20.2 | 30.6 | 16.3 | 24.5 | 29 | 30.8 | 26.1 | 28.5 | 21.2 | 22.1 | 27.7 | 21.1 | 11.1 | 26.4 | 30 | 27.2 | 23.2 | 23.7 | 30.7 | 26.9 | 0
8413 | 27.8 | 19.8 | 26.8 | 28.6 | 16.7 | 27.2 | 24.9 | 28 | 26.9 | 27.9 | 25.7 | 25.1 | 23.9 | 28.9 | 25.1 | 21.1 | 20.9 | 22.4 | 21.5 | 19.4 | 20.3 | 24 | 19.1 | 28.8 | 22.6 | 25.5 | 30.7 | 17.8 | 30.4 | 29.2 | 23.7 | 24.6 | 26.9 | 23.2 | 24.3 | 32.7 | 32.6 | 25.8 | 26.7 | 22.1 | 30.8 | 16.6 | 25.5 | 30.1 | 31.8 | 26.3 | 29.3 | 21.4 | 22.6 | 28.7 | 23.3 | 10 | 27.7 | 30.6 | 26.3 | 23.3 | 24.3 | 32.6 | 27.2 | 0
8414 | 28.4 | 21.4 | 27.4 | 29.2 | 17.7 | 28 | 25.4 | 28 | 26.8 | 28.8 | 25.6 | 25 | 23.6 | 28.6 | 25.8 | 21.8 | 21.2 | 22.6 | 21.8 | 19.8 | 21.1 | 24.7 | 19.8 | 28.2 | 23.1 | 25.5 | 30.7 | 18.2 | 30.2 | 29.2 | 23 | 24.6 | 27.5 | 23.4 | 25.2 | 33.1 | 32.8 | 26.5 | 26.7 | 23.1 | 30.6 | 16.6 | 25.2 | 30.1 | 32.9 | 25.6 | 29 | 21.6 | 22.2 | 29.5 | 23.4 | 10 | 28 | 30.6 | 27.2 | 22.6 | 24.7 | 32.7 | 27.2 | 0
8415 | 28.6 | 21.7 | 28 | 29.3 | 18.3 | 28.1 | 25.2 | 28 | 27.2 | 29 | 25.3 | 23.8 | 23 | 28.6 | 26.4 | 22.6 | 19.6 | 22.6 | 21.2 | 20.1 | 21 | 24.7 | 18.9 | 28 | 23.7 | 25.5 | 31.5 | 19.1 | 29.1 | 29.5 | 21.3 | 24.6 | 27.3 | 23.2 | 25.3 | 32.4 | 32.3 | 26.5 | 26.7 | 24 | 29.7 | 18 | 25.6 | 30.1 | 32.1 | 24.2 | 28.7 | 21 | 21 | 30 | 23.6 | 9.4 | 28.9 | 30.7 | 26.7 | 21.6 | 24.3 | 32.9 | 26.6 | 0
8416 | 28.4 | 21.8 | 28 | 28.9 | 13 | 28 | 24.8 | 28 | 25.8 | 28.9 | 24.8 | 22.2 | 21.6 | 28.1 | 26 | 21.8 | 17.9 | 22.6 | 20.5 | 19.5 | 20.4 | 24.5 | 17.4 | 26.8 | 23 | 25.5 | 31 | 19.2 | 27.4 | 29 | 20 | 23.8 | 27.5 | 22.8 | 25.1 | 31.9 | 31.6 | 26 | 26.7 | 24 | 30.3 | 18.6 | 24.7 | 30.3 | 31.2 | 22.7 | 27.5 | 20.2 | 19.4 | 29.7 | 21.6 | 9.7 | 28.6 | 30.6 | 25.7 | 20.3 | 24.3 | 32.5 | 25.5 | 0
8417 | 27.9 | 21.8 | 27.3 | 27.9 | 18 | 27.5 | 23.8 | 26.8 | 25 | 28.3 | 24.2 | 20.2 | 20.2 | 27.3 | 25.6 | 18.7 | 15.4 | 22.1 | 19.2 | 19 | 19.4 | 23.6 | 15 | 25.6 | 22.5 | 24.8 | 30.3 | 19.4 | 25.6 | 28.4 | 18.8 | 22.6 | 27 | 22.4 | 23.8 | 30.9 | 30.4 | 24 | 26.1 | 22.3 | 29.1 | 20 | 23.6 | 30 | 30.1 | 21.4 | 26 | 18.9 | 17.7 | 29.6 | 19.4 | 9 | 28.4 | 30 | 24.7 | 19 | 21.2 | 29.5 | 23.8 | 0
8418 | 26 | 18.3 | 24.9 | 26.2 | 16.7 | 26.2 | 22.6 | 24 | 23.5 | 27.3 | 23 | 18.6 | 17.9 | 26.1 | 24.5 | 15.9 | 14.2 | 19.5 | 18.4 | 18 | 17.3 | 22.5 | 13.2 | 23 | 20.4 | 23.5 | 27 | 18.6 | 23.9 | 26.3 | 18.3 | 20.6 | 25.5 | 21.8 | 21 | 28.1 | 29.2 | 21.5 | 25.8 | 20.1 | 27.6 | 20.5 | 20.7 | 28.5 | 28.5 | 20.6 | 23.3 | 17.9 | 16.3 | 27.8 | 15.1 | 8.8 | 26.5 | 28.9 | 24.7 | 17.6 | 19.7 | 27.7 | 22 | 0
8419 | 23.3 | 16.6 | 22.5 | 24.2 | 15.5 | 21.6 | 21.6 | 21.6 | 22.8 | 21.8 | 21.3 | 17.2 | 15.8 | 25.6 | 23.6 | 13.6 | 12.8 | 18.3 | 17.6 | 17.5 | 15.6 | 21.5 | 11.3 | 20.7 | 18.1 | 22.5 | 23.5 | 18.5 | 22.4 | 24.2 | 17.3 | 18.6 | 24 | 21.1 | 19.1 | 26.8 | 27.7 | 19.5 | 25.3 | 17.2 | 26.7 | 22.1 | 18.1 | 26.1 | 27.7 | 20.3 | 20.7 | 16.8 | 15.2 | 25.7 | 11.5 | 7.3 | 24.8 | 28.5 | 24.7 | 16.5 | 18.7 | 26.6 | 20.3 | 0
8420 | 21.2 | 15.3 | 18.6 | 22.2 | 14.9 | 19.3 | 20.7 | 19.8 | 22 | 18.1 | 19 | 16.4 | 13.4 | 25.3 | 22.5 | 12.7 | 12.4 | 17.2 | 17.4 | 17 | 14.4 | 21 | 10.4 | 18 | 15.8 | 21.2 | 21.3 | 18.2 | 21 | 21.4 | 16.2 | 17.6 | 22.5 | 20 | 17.8 | 25.8 | 26.4 | 18.2 | 24.8 | 15.9 | 25.8 | 23.4 | 15 | 24.6 | 26.8 | 20.4 | 17.8 | 16.2 | 14.4 | 23.7 | 7.6 | 6.2 | 22.6 | 28 | 24.2 | 15.4 | 17.7 | 25.6 | 19.2 | 0
8421 | 20.4 | 14.2 | 17 | 20.7 | 14 | 18.5 | 20.2 | 19.6 | 21.8 | 16.4 | 16.8 | 15.7 | 11.9 | 24.7 | 21.9 | 11.6 | 11.4 | 16.6 | 17.1 | 17 | 13.3 | 19.7 | 9.4 | 16.8 | 14.9 | 20 | 20 | 19 | 19.8 | 19.7 | 14.2 | 17.4 | 21.2 | 18.7 | 16.6 | 24.9 | 25 | 17 | 23.7 | 15.1 | 24.9 | 25.6 | 13.8 | 23.8 | 25.9 | 20.4 | 16.2 | 15.5 | 13.7 | 22.4 | 6.1 | 4.3 | 21.8 | 27.8 | 24.2 | 14.8 | 17.2 | 25.8 | 18.7 | 0
8422 | 19.9 | 13.7 | 16.6 | 19.8 | 13.5 | 18.3 | 19.9 | 19.6 | 21.3 | 16.5 | 14.9 | 15.2 | 10.7 | 24.6 | 21 | 11.2 | 11.3 | 15.9 | 17.2 | 16.4 | 12.5 | 18 | 9.1 | 15.7 | 14.1 | 19 | 19 | 19.2 | 18.7 | 18.2 | 12.4 | 17.4 | 20.4 | 17.4 | 15.9 | 22.3 | 24.1 | 16 | 23.7 | 14.2 | 23.9 | 25.9 | 12.7 | 23.2 | 25.7 | 20.2 | 15.1 | 15.4 | 13.1 | 21.3 | 5 | 3.6 | 21.1 | 27.3 | 24.2 | 14.5 | 16.6 | 25.1 | 18.8 | 0
8423 | 19 | 13.6 | 15.6 | 19.4 | 13 | 17.8 | 19.6 | 18.2 | 20.6 | 16.5 | 14.2 | 14.6 | 10.6 | 24.4 | 20.5 | 10.6 | 11 | 15.4 | 16.8 | 15.4 | 11.8 | 17.3 | 8.4 | 15.6 | 13.4 | 18 | 18.5 | 19.4 | 17.8 | 18 | 10.8 | 16.6 | 19.6 | 16.4 | 15.4 | 20.9 | 23.4 | 16 | 23.7 | 14.1 | 23 | 25 | 12.8 | 22.7 | 24.8 | 19.6 | 15 | 15.2 | 12.4 | 20.6 | 5.4 | 3 | 21.4 | 26.8 | 24.2 | 14.6 | 15.8 | 24.8 | 19 | 0
8424 | 18.8 | 13.3 | 14.5 | 19 | 11.8 | 17.5 | 19.3 | 18 | 20.5 | 15.3 | 14.3 | 14 | 10.4 | 23.1 | 19.4 | 10.2 | 12.1 | 14.7 | 16.4 | 13.2 | 10.8 | 16.5 | 8.1 | 14.8 | 12.4 | 16.9 | 18 | 18.2 | 16.9 | 17.6 | 10.3 | 15.8 | 18.7 | 15.7 | 14.7 | 19.2 | 23.3 | 16 | 22.5 | 13.5 | 22.1 | 21.1 | 12 | 22.2 | 23.4 | 18.8 | 14.5 | 15.4 | 11.8 | 19.5 | 4.8 | 3.8 | 20.9 | 26.2 | 24.2 | 14.9 | 15.7 | 22.4 | 19.1 | 0
8425 | 17.9 | 12.9 | 13.5 | 18.3 | 10.8 | 18.2 | 18.9 | 17.8 | 20.3 | 13.4 | 15.2 | 13.3 | 10.7 | 22.5 | 19.4 | 10.2 | 12.9 | 14.6 | 15.1 | 10.7 | 10.4 | 15.7 | 7.1 | 14.5 | 12.1 | 16.2 | 17.5 | 17 | 16.2 | 18 | 10.1 | 15.6 | 18.7 | 15.3 | 14.4 | 18.5 | 23.1 | 15.2 | 22.5 | 13.1 | 21.2 | 16.9 | 11.6 | 21.2 | 23.3 | 17.9 | 14.4 | 15.2 | 11.2 | 18.6 | 4.9 | 3.9 | 20.7 | 26.1 | 24.2 | 15.3 | 14.7 | 21.8 | 18.6 | 0
8426 | 18.1 | 12.8 | 14 | 17 | 10.2 | 19.3 | 18.7 | 17 | 20 | 12.9 | 16 | 12.6 | 10.4 | 22 | 19.4 | 10.1 | 14.4 | 13.9 | 13.6 | 8 | 10.1 | 15.5 | 6.4 | 13.4 | 12.2 | 15.9 | 17 | 15.4 | 15.4 | 17.6 | 10.4 | 15.2 | 18.2 | 15 | 14.2 | 17.8 | 23 | 14.3 | 22.4 | 12.8 | 20.6 | 12.4 | 10.2 | 21.1 | 23.3 | 17 | 13.4 | 15 | 10.6 | 18 | 4 | 4.2 | 19.4 | 26.1 | 24.2 | 15.6 | 14.6 | 21.4 | 17.8 | 0
8427 | 17.9 | 12 | 12.7 | 15.2 | 10 | 19 | 18.4 | 16.4 | 19.9 | 12.9 | 16.3 | 12 | 10.1 | 21.4 | 19.3 | 9.7 | 14.7 | 13.9 | 11.6 | 6.3 | 9.5 | 15.1 | 5.4 | 13.1 | 11.9 | 15.5 | 15.7 | 15 | 14.7 | 17.4 | 9.9 | 15.6 | 17.8 | 14.6 | 13.9 | 17.3 | 22.5 | 14 | 22 | 12.6 | 20.1 | 10.6 | 9.8 | 21 | 22.4 | 16.3 | 12.8 | 14.3 | 10 | 18.2 | 4.2 | 3.1 | 18.6 | 25.8 | 24.2 | 15.7 | 14 | 21.2 | 16.8 | 0
8428 | 17.7 | 11.3 | 12.2 | 13.5 | 10.1 | 19.5 | 18.3 | 15.6 | 19.5 | 12.4 | 15.5 | 11.7 | 8.9 | 21.2 | 18.9 | 9.3 | 15.2 | 13.3 | 10.5 | 5.1 | 9.1 | 15 | 5.4 | 12.5 | 11.8 | 14.9 | 15.5 | 14.7 | 14 | 16 | 9.3 | 15.3 | 17.5 | 14 | 13.6 | 17.7 | 22.2 | 13.7 | 21.7 | 12.1 | 19.7 | 10.2 | 9 | 20.1 | 22.2 | 16 | 11.7 | 14.1 | 9.6 | 17.9 | 3.4 | 2.8 | 16.9 | 25.6 | 23.7 | 15.5 | 13.9 | 21 | 16.5 | 0
8429 | 17.4 | 10.4 | 11.7 | 14.4 | 10.5 | 18.3 | 18 | 15 | 19 | 12.8 | 14.4 | 12.4 | 8 | 20.7 | 18.4 | 9.2 | 8.4 | 13.3 | 16.2 | 14 | 9.1 | 14.7 | 4.4 | 12.8 | 11.6 | 13.8 | 14.7 | 15.4 | 15.1 | 13 | 8.2 | 14.6 | 16.9 | 13.6 | 13.3 | 16.9 | 22.4 | 13.5 | 21.3 | 12.1 | 19.6 | 13.8 | 8.6 | 20 | 22.1 | 19.2 | 13 | 13.8 | 9.6 | 17.6 | 3.2 | 2.4 | 16.6 | 25.6 | 23.7 | 12.2 | 13.7 | 21 | 16.6 | 0
8430 | 16.7 | 9.8 | 11.6 | 14.2 | 10.7 | 18 | 17.5 | 14 | 19 | 12.4 | 13.7 | 12.6 | 7.7 | 20.3 | 17.9 | 9.6 | 11 | 12.6 | 16.3 | 13.6 | 8.9 | 14.5 | 5.5 | 13.4 | 11.2 | 13 | 13.7 | 16.5 | 15.2 | 12.1 | 9.6 | 14.6 | 16.5 | 14 | 12.9 | 16.1 | 22.5 | 12.5 | 21.2 | 11.6 | 19.3 | 15.2 | 8.9 | 19.9 | 22 | 19 | 13.9 | 14.6 | 9.1 | 17.2 | 3.7 | 4.5 | 15.4 | 25.4 | 23.2 | 13.6 | 13.5 | 21.1 | 18.6 | 0
8431 | 16.5 | 9.3 | 11.2 | 15.4 | 10.7 | 18.4 | 17.5 | 13.4 | 18.9 | 11 | 13.5 | 13.6 | 8.7 | 20.3 | 17.7 | 9.1 | 13.5 | 12.6 | 16.5 | 13 | 8.8 | 14.4 | 6.2 | 15.2 | 11.1 | 13 | 13 | 18.1 | 16.3 | 12.9 | 11.8 | 14.8 | 16.9 | 14.4 | 12.7 | 15.5 | 23.2 | 12.3 | 21.2 | 11.2 | 18.8 | 17.1 | 10.8 | 19.1 | 21.3 | 19.2 | 15.8 | 16.3 | 9.6 | 16.2 | 5.6 | 6.8 | 15.5 | 25.1 | 23.2 | 15.5 | 13.2 | 21.4 | 21 | 0
8432 | 16.6 | 9.3 | 13.6 | 16.3 | 10.9 | 19.7 | 17.6 | 14.6 | 19 | 11.6 | 13.8 | 15.4 | 10 | 22 | 17.8 | 9.2 | 16.8 | 12.5 | 17.4 | 13 | 8.6 | 16.1 | 8.4 | 17.6 | 11.3 | 13 | 12.5 | 20.2 | 18 | 14.2 | 15 | 16.4 | 17.4 | 15.2 | 13.3 | 16.1 | 24 | 13.5 | 21.7 | 11.1 | 19.6 | 17.6 | 13 | 19.1 | 21.8 | 20 | 18.4 | 18.4 | 11 | 17.2 | 8 | 9.5 | 16.8 | 25.3 | 23.3 | 18 | 13.7 | 21.7 | 23.6 | 0
8433 | 18.4 | 12 | 20.3 | 19.2 | 11.1 | 22.7 | 19.4 | 17 | 21.8 | 17.5 | 15.2 | 17.7 | 13.5 | 25.4 | 19 | 11.5 | 18.5 | 12.4 | 17.9 | 13.5 | 9.4 | 19.1 | 9.8 | 20.6 | 13.4 | 13.8 | 18.2 | 22.1 | 20.9 | 17.7 | 17.7 | 19.7 | 19.1 | 16 | 15.4 | 21.5 | 25.5 | 17.8 | 22.2 | 11.2 | 22.2 | 18 | 16.6 | 21.7 | 26.2 | 21.3 | 21.3 | 20.6 | 13.9 | 21.2 | 11.8 | 11.3 | 19.6 | 26.8 | 23.6 | 20 | 15.5 | 22.8 | 25.2 | 0
8434 | 21.2 | 15.6 | 23.3 | 21.8 | 11.8 | 24.3 | 19.5 | 19.6 | 23.1 | 18 | 17.4 | 20.3 | 17.1 | 27 | 19.9 | 14.9 | 20.6 | 13.8 | 18.8 | 15.1 | 11.2 | 20.5 | 12.6 | 23.4 | 18 | 16.4 | 22.5 | 24.1 | 23.7 | 21.1 | 20.3 | 21.9 | 21.5 | 17.3 | 17.6 | 25.5 | 27.1 | 21.8 | 23.9 | 16.9 | 25.7 | 16.8 | 19.6 | 24.7 | 28.6 | 22.9 | 23.9 | 22.1 | 17.2 | 24.6 | 15.6 | 12.6 | 22.6 | 28.6 | 24.2 | 22 | 18 | 24.2 | 26.5 | 0
8435 | 24.7 | 19 | 25.3 | 25.2 | 13.2 | 25.5 | 21.2 | 22.6 | 25.9 | 25.7 | 20.2 | 22.6 | 21.4 | 27.3 | 21.3 | 18.3 | 21.6 | 19.4 | 19.2 | 17 | 13.9 | 22.1 | 14.6 | 25.8 | 19.7 | 18.3 | 25.4 | 25.6 | 26.6 | 25.2 | 21.8 | 23.7 | 22.9 | 18.8 | 21.4 | 28.5 | 29 | 23.3 | 24.9 | 19.5 | 28.7 | 16 | 22.6 | 28.7 | 29.7 | 24.4 | 26 | 23 | 20.6 | 26.6 | 19.6 | 13 | 25.6 | 30.1 | 25.7 | 23 | 20 | 27.2 | 26.8 | 0
8436 | 26.2 | 20.8 | 26.9 | 26.9 | 14.4 | 26.7 | 24 | 24 | 26.8 | 26.5 | 22.7 | 24.3 | 23.9 | 27.8 | 23.3 | 20.4 | 23.5 | 21.9 | 19.9 | 19.1 | 18.9 | 22.9 | 17.6 | 27.2 | 22 | 19.9 | 26.6 | 26.8 | 28.3 | 27.6 | 23.1 | 24.2 | 24.1 | 20.8 | 23.8 | 30.7 | 30.4 | 24.8 | 25.4 | 21.9 | 31.2 | 14.4 | 24.1 | 29.2 | 31.1 | 25.5 | 27.3 | 23 | 22.8 | 28.3 | 22 | 13.3 | 27.4 | 29.9 | 26.6 | 23.8 | 21.5 | 28.3 | 27.3 | 0
8437 | 27.7 | 22.3 | 27.5 | 28.6 | 16.3 | 27.4 | 24.3 | 25.6 | 26.8 | 27.5 | 24.8 | 25 | 25.7 | 28 | 24.3 | 20.9 | 24 | 22.5 | 20.1 | 20.5 | 20.4 | 23.1 | 18.8 | 28 | 23 | 20.9 | 28.6 | 27.2 | 29.3 | 29.6 | 23.4 | 24.7 | 24.5 | 22.6 | 25 | 31.7 | 31.6 | 25.6 | 26.1 | 22.9 | 33.1 | 14.1 | 25.5 | 30.4 | 32.6 | 26 | 28.1 | 22.7 | 23.8 | 29.7 | 23.5 | 12.7 | 28.7 | 29.9 | 25 | 23.7 | 22.9 | 28.7 | 27.3 | 0
8438 | 28.7 | 23 | 27.8 | 28.6 | 17.2 | 28.2 | 24.9 | 25.4 | 26.8 | 29.3 | 25.8 | 24.8 | 25.4 | 28 | 24.8 | 21.7 | 24.2 | 22.9 | 20.4 | 21 | 20.4 | 23.6 | 19.6 | 28 | 24.2 | 21.7 | 30 | 27 | 29.2 | 29.9 | 23.4 | 25.2 | 25.4 | 24 | 25.9 | 32.3 | 32 | 26.3 | 26.1 | 23 | 32.4 | 14 | 25.7 | 30.7 | 33 | 25.8 | 28.4 | 22.2 | 23.2 | 29.7 | 23.2 | 12 | 29 | 30.3 | 24.1 | 23.2 | 23.1 | 28.9 | 27.4 | 0
8439 | 28.7 | 23 | 28.5 | 29.1 | 18 | 28.5 | 25.3 | 26 | 26.4 | 29 | 26 | 23.6 | 25 | 28 | 25.3 | 21.5 | 22 | 23 | 19.9 | 20.4 | 21.7 | 23.6 | 17.8 | 27.6 | 23.7 | 22 | 30 | 25.9 | 28.9 | 30.3 | 22.2 | 25.2 | 25.9 | 24.4 | 26 | 33 | 32.1 | 25.3 | 26.1 | 23 | 30.4 | 15.5 | 26.1 | 30.6 | 31.5 | 25.1 | 28.3 | 22 | 21.9 | 30.7 | 22.2 | 10.4 | 29.3 | 30.3 | 24.7 | 21.8 | 23 | 28.9 | 26.8 | 0
8440 | 28.6 | 23.2 | 28 | 28 | 18.4 | 28.4 | 24.6 | 26 | 25.5 | 29.2 | 25.3 | 22.1 | 23.5 | 27.4 | 25.3 | 20.4 | 19.6 | 23 | 19.5 | 19.5 | 20.6 | 23.1 | 16.2 | 26.5 | 23 | 22 | 30.1 | 24.5 | 27.9 | 29.3 | 20.8 | 24.3 | 26 | 24.1 | 25.8 | 32.7 | 31.4 | 24.3 | 26.1 | 22.5 | 30.9 | 16.7 | 25.3 | 30.9 | 30.8 | 24.1 | 27.5 | 21.7 | 19.9 | 30.7 | 20 | 8.8 | 29.1 | 29.3 | 25.2 | 20.3 | 22.9 | 28.7 | 26 | 0
8441 | 28 | 22.4 | 27.3 | 27.2 | 17.7 | 27.8 | 23.6 | 25.6 | 24.8 | 29 | 24.2 | 20.4 | 22.6 | 27 | 24.8 | 18.2 | 16.2 | 22.2 | 18.4 | 18.4 | 19.7 | 22.4 | 13.8 | 25 | 22 | 21.7 | 29.8 | 22.8 | 27 | 28.2 | 18.6 | 23 | 25.6 | 23 | 24.9 | 30 | 30.4 | 21.6 | 25.7 | 20.5 | 29.9 | 18.6 | 24.2 | 30.7 | 29.9 | 23 | 26 | 21.4 | 18 | 30.1 | 17.8 | 6.8 | 28.8 | 27.2 | 25.2 | 18.4 | 22 | 28 | 24.6 | 0
8442 | 25.7 | 19.9 | 25.6 | 24.9 | 16.6 | 26.6 | 22.4 | 23.4 | 24 | 27 | 22.6 | 18.9 | 21.1 | 26.2 | 23.5 | 16 | 14.5 | 19.5 | 17.4 | 17.8 | 17.9 | 21.1 | 13.1 | 22.8 | 20 | 20.7 | 27.2 | 21.4 | 25.6 | 25.6 | 16.7 | 20.6 | 24.6 | 21.7 | 22.1 | 27.6 | 28.8 | 19.6 | 24.9 | 17.5 | 28.2 | 19.7 | 21.6 | 29.7 | 28.2 | 21.9 | 23.7 | 20.6 | 16.1 | 29 | 15.1 | 5.6 | 27.6 | 26.6 | 25 | 17.1 | 19.9 | 27 | 23.4 | 0
8443 | 22.1 | 17.9 | 21.8 | 23.7 | 15.9 | 23 | 21.3 | 20.6 | 23.3 | 22.7 | 21 | 17.6 | 20.7 | 25.5 | 22.5 | 14.4 | 12.8 | 18.3 | 15.8 | 17.3 | 15.9 | 20.1 | 12.1 | 20.6 | 18.8 | 19.4 | 24.1 | 20.2 | 24.5 | 23.5 | 14.5 | 18.9 | 23.8 | 20.2 | 20.1 | 26.5 | 27.3 | 18.6 | 24.5 | 15.1 | 27.3 | 21.7 | 19.1 | 26.9 | 26.9 | 20.7 | 21.2 | 19.4 | 14.7 | 25.8 | 13.4 | 4.5 | 26.1 | 26.5 | 24.8 | 15.8 | 18.5 | 26.4 | 22 | 0
8444 | 20.8 | 17.1 | 19.8 | 22 | 15.2 | 19.7 | 20.7 | 19 | 22.7 | 19 | 19.4 | 16.6 | 19.8 | 25.3 | 22 | 13.1 | 12.8 | 17.3 | 14.4 | 17 | 14.8 | 20 | 12 | 18.4 | 17.3 | 17.9 | 23.4 | 19.4 | 23.2 | 21 | 13 | 17.7 | 23.2 | 19 | 18.7 | 25.7 | 25.8 | 17.8 | 23.7 | 14.7 | 26.3 | 23.2 | 16.4 | 25.1 | 26.6 | 19.6 | 18.6 | 18 | 13.4 | 23.8 | 12 | 4.4 | 24 | 26.5 | 24.2 | 15.2 | 17.5 | 25.9 | 21.2 | 0
8445 | 19.6 | 16.1 | 18.4 | 22 | 14.7 | 19 | 20.3 | 17.8 | 22.6 | 17 | 18.1 | 15.7 | 19.7 | 25.2 | 20.8 | 12.7 | 12.1 | 16.3 | 12.8 | 16.3 | 13.8 | 19.8 | 10.4 | 16.9 | 16 | 16.9 | 23.7 | 18.6 | 22.4 | 20 | 11.5 | 17.5 | 22.2 | 17.7 | 17.5 | 24.5 | 24.9 | 16.5 | 23.4 | 14 | 25.4 | 25.4 | 15.1 | 23.8 | 25.7 | 18.7 | 16.7 | 16.8 | 12.7 | 22.8 | 11.7 | 4.3 | 22.4 | 26.4 | 24.2 | 14.5 | 16.9 | 24.9 | 20.3 | 0
8446 | 17.5 | 15.1 | 18.4 | 21.2 | 14.1 | 18.3 | 19.9 | 17 | 22.3 | 17 | 17 | 15.1 | 18.3 | 23.5 | 20.7 | 12.6 | 12.4 | 15.9 | 12.3 | 15.4 | 12.7 | 19.4 | 9.3 | 15.8 | 14.4 | 16.4 | 20.2 | 18.2 | 21.3 | 18.8 | 11 | 17.2 | 21.6 | 16.9 | 16.9 | 24.3 | 24.2 | 16.3 | 23.1 | 13 | 24.5 | 25.9 | 14 | 22.9 | 25.2 | 18.1 | 15.5 | 15.9 | 11.9 | 22.1 | 11 | 4.7 | 21 | 26.1 | 24.2 | 14.3 | 16 | 23.9 | 19.9 | 0
8447 | 16.8 | 14.5 | 15.9 | 20.8 | 13.2 | 18.2 | 19.5 | 15.6 | 22 | 16.3 | 16.2 | 14.6 | 16.8 | 22.8 | 19.9 | 12.5 | 11.6 | 15.5 | 12.4 | 14.4 | 12.2 | 18.6 | 7.4 | 15.4 | 13.8 | 15 | 19.6 | 17.6 | 20.4 | 18.6 | 10.6 | 16.9 | 20.9 | 16 | 16.3 | 22 | 23.8 | 16.2 | 22.6 | 12.5 | 23.6 | 25.4 | 13.8 | 22.2 | 23.8 | 18 | 15 | 15.4 | 11.6 | 21.2 | 10.4 | 4.6 | 20.6 | 25.9 | 24.2 | 14 | 16.5 | 23.5 | 19.4 | 0
8448 | 16 | 13.7 | 15.7 | 18.6 | 11.8 | 17.1 | 18.6 | 15.4 | 21.7 | 16.3 | 15.6 | 14.5 | 13.7 | 23 | 19 | 12 | 11.7 | 14.4 | 13.7 | 13.8 | 11.2 | 17.9 | 7 | 15 | 13.1 | 13.9 | 18.6 | 17.2 | 19 | 17.4 | 11 | 16.2 | 19.9 | 15.5 | 15.6 | 20 | 23.2 | 15.1 | 22.3 | 11.9 | 22.6 | 22.2 | 12.8 | 21.7 | 22.6 | 18.3 | 14.7 | 15.1 | 11.2 | 19.8 | 8.6 | 4.6 | 20.3 | 25.2 | 24.2 | 14.1 | 15.2 | 22.1 | 19.1 | 0
8449 | 15.7 | 12.5 | 15.6 | 16.9 | 11.2 | 17 | 18.2 | 15.6 | 21.7 | 16.3 | 15.4 | 14.2 | 11.3 | 22.4 | 18.9 | 12.3 | 10.4 | 14.4 | 15 | 13.5 | 11.2 | 16.6 | 6.1 | 14.7 | 12.6 | 13.8 | 18.6 | 16.5 | 17.9 | 16.7 | 10.7 | 15.7 | 19.6 | 14.8 | 15.6 | 19 | 22.9 | 14.8 | 22.1 | 11.3 | 21.7 | 18.6 | 12 | 21.7 | 22 | 18.9 | 14.5 | 14.9 | 11.1 | 18.7 | 6.9 | 3.8 | 20.4 | 25.3 | 24.2 | 13.6 | 14.7 | 21.9 | 18.2 | 0
8450 | 15.6 | 12.5 | 16.1 | 14.6 | 11.4 | 17 | 17.7 | 14.4 | 21.5 | 16.3 | 15.2 | 14 | 8.8 | 21.8 | 18.8 | 12.3 | 9.8 | 14 | 16.4 | 13.8 | 10.9 | 15.8 | 6.2 | 14 | 13.4 | 13.6 | 17.8 | 16 | 16.6 | 15.2 | 10.4 | 14.9 | 19.1 | 14.4 | 15.3 | 18.2 | 22.4 | 13.1 | 21.9 | 11 | 21 | 14.6 | 10.4 | 21.6 | 21.3 | 19.4 | 14 | 14.4 | 10.8 | 18.7 | 4.8 | 3 | 20 | 25.2 | 23.8 | 13.2 | 14 | 21.3 | 17.4 | 0
8451 | 15.5 | 12.5 | 15.2 | 14.2 | 11.2 | 18.2 | 17.4 | 13.6 | 21.3 | 15 | 15.2 | 13.4 | 8.2 | 21.7 | 18.4 | 12.3 | 8.1 | 13.8 | 16.7 | 14 | 10.7 | 15.1 | 5.2 | 13.4 | 12.9 | 12.8 | 18.1 | 15.3 | 15.9 | 14.6 | 9.2 | 14.7 | 18.5 | 13.9 | 14.9 | 18.1 | 22.3 | 12.8 | 21.7 | 10.3 | 20.7 | 12.8 | 9.5 | 20.7 | 21.4 | 19.6 | 13.4 | 14 | 10.7 | 18.1 | 3.7 | 1.9 | 19.4 | 24.9 | 23.7 | 12.3 | 13.5 | 20.8 | 16.2 | 0
8452 | 15.7 | 13.6 | 15 | 13.6 | 11.2 | 17.6 | 17.3 | 13 | 21.2 | 14.5 | 14.9 | 12.9 | 7.5 | 21.1 | 18.3 | 12.2 | 8.1 | 13.5 | 16.7 | 14.3 | 10.4 | 14.6 | 5.1 | 12.8 | 12.6 | 12.9 | 17.6 | 15.2 | 15.2 | 13.4 | 8.5 | 14.3 | 18.1 | 13.7 | 14.9 | 17.7 | 22.2 | 12.9 | 21.7 | 10 | 20.7 | 12.2 | 8.5 | 19.2 | 21.4 | 19.5 | 12.9 | 13.6 | 10.1 | 17.2 | 2.9 | 1.8 | 17.9 | 24.8 | 23.6 | 12.1 | 13 | 21.1 | 16.1 | 0
8453 | 15.2 | 14 | 14.7 | 13.4 | 11.2 | 17.3 | 17.2 | 12.6 | 21 | 15 | 14.6 | 11.8 | 13.2 | 21 | 17.7 | 12.2 | 11.6 | 13 | 10.4 | 12 | 10 | 14.1 | 3.4 | 13.4 | 12.2 | 12.8 | 17 | 16.6 | 14.8 | 12.2 | 8 | 13.7 | 17.9 | 14.6 | 14.5 | 17.8 | 22.4 | 12.9 | 21.4 | 9.6 | 20.4 | 12 | 9 | 18.2 | 21.4 | 16.4 | 13.6 | 13.6 | 9.4 | 16.7 | 1.6 | 3.8 | 15 | 24.7 | 23.7 | 15 | 12.8 | 21 | 20 | 0
8454 | 15 | 14 | 14.9 | 12.7 | 11.2 | 17.5 | 17 | 11.8 | 20.9 | 14.5 | 13.8 | 12.1 | 12.3 | 20.8 | 17 | 12.2 | 12.5 | 12.8 | 12.1 | 11.2 | 9.7 | 13.6 | 3.9 | 14 | 11.7 | 11.6 | 16.6 | 16.1 | 15.4 | 11 | 9.4 | 13.7 | 17.4 | 14.3 | 14 | 18.1 | 22.9 | 12.6 | 21.1 | 9.5 | 20.2 | 13.2 | 8.9 | 17.6 | 21.4 | 16.9 | 14.1 | 14.1 | 10.6 | 16.2 | 0.7 | 5.5 | 12.9 | 24.2 | 23.7 | 15 | 13 | 20.9 | 20.5 | 0
8455 | 14.3 | 12.9 | 15 | 13.8 | 11.2 | 17.4 | 16.9 | 11.4 | 20.8 | 14 | 13.7 | 13.1 | 12.2 | 20.9 | 17 | 12.1 | 13.4 | 12.8 | 13.8 | 10.5 | 9.5 | 14.1 | 5.1 | 15.7 | 11.2 | 11.9 | 16.6 | 15.7 | 16.7 | 11.7 | 11.2 | 14.5 | 16.9 | 14.6 | 13.9 | 18.3 | 23.8 | 13.6 | 21.1 | 9.6 | 20 | 15.2 | 10.3 | 16.9 | 22.2 | 18 | 15.8 | 15.2 | 12.1 | 15.7 | 1.6 | 7.4 | 13.2 | 23.8 | 23.7 | 15.3 | 13.1 | 21.1 | 21.5 | 0
8456 | 14.7 | 12.9 | 16.7 | 16 | 11.2 | 18.5 | 17 | 11.2 | 21 | 13.6 | 14.4 | 15 | 12.8 | 22 | 17.1 | 11.6 | 14.6 | 12.8 | 16.2 | 10.8 | 9.2 | 16 | 7.4 | 17.8 | 10.7 | 11.8 | 16 | 15.8 | 19.2 | 14 | 14 | 15.7 | 17.5 | 15.4 | 14.4 | 18.1 | 25.2 | 18 | 21.1 | 10 | 20.2 | 15.6 | 12.3 | 16.7 | 22.9 | 19.6 | 17.6 | 16.8 | 14.2 | 18.5 | 3.6 | 9.8 | 14.6 | 24.3 | 24.7 | 16.2 | 13.2 | 21.2 | 22.6 | 0
8457 | 18.2 | 12.7 | 19.6 | 19.4 | 11.2 | 20.4 | 18.4 | 18.4 | 21.6 | 17.7 | 16.3 | 17.5 | 14.6 | 22.5 | 19.6 | 12.5 | 15.7 | 12.6 | 18.2 | 11.5 | 9.2 | 19.2 | 10 | 20.9 | 15 | 13.3 | 18.4 | 16.2 | 21.5 | 17.7 | 16.5 | 19.1 | 20.6 | 17 | 15.3 | 21.5 | 27.1 | 18 | 21.8 | 11 | 22 | 16.5 | 15.9 | 19.3 | 25.7 | 21.4 | 20.6 | 18.6 | 16.1 | 21.9 | 7.8 | 10.9 | 18.5 | 27.2 | 26.5 | 17.8 | 13.5 | 22.5 | 24.4 | 0
8458 | 21.7 | 14.3 | 21.5 | 22.5 | 11.8 | 21.4 | 20.6 | 23 | 21.6 | 22.2 | 18.9 | 20.7 | 16.7 | 24.8 | 21.3 | 13.8 | 16.9 | 17.3 | 20.8 | 12.9 | 10.8 | 20.7 | 13.1 | 23.4 | 18.7 | 15.2 | 20.6 | 16.7 | 24.2 | 21.7 | 19.4 | 22 | 23 | 18.9 | 18 | 26.2 | 29.3 | 21.3 | 24.2 | 14.2 | 25.5 | 15.8 | 19.5 | 22.3 | 27.7 | 23.1 | 23.4 | 20.3 | 18.2 | 24.9 | 12.3 | 11.6 | 22.1 | 29 | 27.6 | 19.9 | 14 | 25.6 | 26.2 | 0
8459 | 24.2 | 16.8 | 22.9 | 25.2 | 12.5 | 23 | 22.9 | 24 | 21.8 | 25.3 | 21.8 | 23.6 | 19 | 26.5 | 22.8 | 16.1 | 17.8 | 19.7 | 22.8 | 14.4 | 14 | 22.7 | 15.8 | 25.8 | 22.2 | 17.2 | 23.8 | 17.2 | 26 | 25 | 21.4 | 23.4 | 25 | 21 | 20.4 | 28.2 | 31.4 | 23.3 | 25.5 | 17.5 | 29 | 15.6 | 23.2 | 26.2 | 29 | 24.5 | 26.6 | 21.6 | 20 | 26.4 | 17 | 11 | 25.6 | 30.2 | 29.1 | 22 | 15 | 26.4 | 28 | 0
8460 | 26.7 | 17.5 | 24.8 | 26.5 | 13.1 | 25 | 24.4 | 24.8 | 20.4 | 26.1 | 24.1 | 26 | 20.5 | 27.5 | 24.6 | 18.4 | 18.5 | 22.1 | 24.9 | 16 | 17.7 | 24 | 18.1 | 26.8 | 24.1 | 18.8 | 26 | 17.5 | 27.7 | 27.1 | 23.1 | 24.5 | 26.5 | 22.6 | 23.3 | 30.5 | 33 | 24.5 | 26.1 | 21.2 | 32 | 14.2 | 25.5 | 27.8 | 30.6 | 25.6 | 28.5 | 22.6 | 21.8 | 28.2 | 19.9 | 10.7 | 26.8 | 31.2 | 30.1 | 23.4 | 16.1 | 29.8 | 28.9 | 0
8461 | 28.2 | 17.8 | 26.3 | 27.4 | 14.3 | 25 | 25.6 | 25.4 | 19.9 | 28.3 | 25.7 | 27.1 | 21.4 | 27.9 | 26.1 | 18.7 | 18.6 | 22.6 | 25.6 | 17.1 | 20.5 | 25.7 | 19.2 | 27.4 | 24.1 | 19.3 | 26.8 | 17.5 | 28.3 | 28.1 | 23.3 | 25 | 27.3 | 23.8 | 24.3 | 31.5 | 33.7 | 26.9 | 26.1 | 22.7 | 32.6 | 14.1 | 27.2 | 28.9 | 31.8 | 26.3 | 30.2 | 23 | 22.6 | 29.6 | 21.8 | 10 | 27.5 | 30.5 | 30.1 | 23.8 | 17.5 | 30 | 29.2 | 0
8462 | 28.7 | 17.8 | 26.6 | 27.5 | 16 | 25.3 | 26 | 26.8 | 19.4 | 29.7 | 26.2 | 27 | 21.4 | 28.2 | 27 | 20.2 | 18.2 | 23.1 | 25.4 | 18 | 21.3 | 26.2 | 19.4 | 27 | 25 | 21 | 27.7 | 17.4 | 28.6 | 28.4 | 22.8 | 25.5 | 27.8 | 24.4 | 25.1 | 32 | 33.4 | 26.2 | 26.7 | 24.3 | 33.2 | 13.8 | 27.6 | 29.5 | 31.8 | 26.6 | 30.4 | 23 | 22.8 | 30.8 | 21.6 | 10 | 27 | 30.7 | 30.1 | 23 | 20 | 29.8 | 28.4 | 0
8463 | 28.8 | 18 | 27.1 | 27.8 | 16.7 | 25.3 | 25.8 | 26.8 | 19.9 | 30.5 | 26.1 | 25.5 | 21 | 27.5 | 27.4 | 19.4 | 17.2 | 23.2 | 23.3 | 18.2 | 21.6 | 26.5 | 18.3 | 26.7 | 25 | 21.2 | 28.3 | 17.1 | 27.8 | 28.5 | 20.8 | 25.1 | 28.1 | 24.7 | 25.3 | 32 | 32.4 | 25.8 | 26.7 | 24.3 | 31.2 | 15.4 | 27.8 | 29.8 | 30.6 | 26.4 | 30.3 | 22.5 | 21.5 | 30.8 | 20.9 | 9.5 | 27.6 | 30.7 | 31.1 | 21.5 | 20.5 | 29.6 | 27.4 | 0
8464 | 28.7 | 18.3 | 26.9 | 27.7 | 17.6 | 25.1 | 25.4 | 26.8 | 19.8 | 30.3 | 25.3 | 23.4 | 20 | 27.1 | 27.7 | 17.5 | 16.1 | 23.2 | 20.8 | 18.1 | 20.5 | 25.9 | 16.6 | 25.6 | 25 | 21.2 | 28.3 | 17 | 26.8 | 28.3 | 18.7 | 24.6 | 28.3 | 24.4 | 25 | 30.4 | 30.9 | 25.4 | 26.4 | 24.3 | 31.4 | 16.4 | 26.8 | 29.8 | 31.3 | 25.7 | 28.8 | 21.6 | 19.8 | 31 | 18.6 | 9.4 | 27.6 | 30.3 | 30.1 | 19.8 | 20.5 | 30.9 | 25.8 | 0
8465 | 28.6 | 17.9 | 26.4 | 27.3 | 16.9 | 25.1 | 24.4 | 26 | 19.5 | 29.7 | 24.2 | 21 | 18.8 | 26.6 | 26.8 | 16.4 | 15 | 23.2 | 18 | 17.4 | 19.6 | 25 | 14.4 | 24.4 | 23.5 | 21 | 27.7 | 16.8 | 25.1 | 27.6 | 16.4 | 23.2 | 27.7 | 23.8 | 23.3 | 28.6 | 29.4 | 24 | 26.3 | 22.7 | 30 | 18.6 | 25.6 | 29.6 | 30.6 | 24.4 | 27 | 20.4 | 17.5 | 30.2 | 16 | 8.6 | 28 | 29.8 | 29.6 | 18.4 | 20 | 31.1 | 24.6 | 0
8466 | 25.5 | 16.6 | 24.6 | 25.9 | 15.7 | 24.2 | 23.1 | 23.6 | 19.3 | 27.8 | 22.7 | 19.1 | 17.2 | 25.1 | 26.2 | 15 | 14.3 | 20.6 | 16.5 | 16.5 | 17.7 | 23.7 | 12.4 | 22.3 | 19.9 | 19.7 | 26.2 | 16.6 | 23.7 | 25.9 | 15.1 | 20.1 | 26.5 | 22.7 | 20.8 | 26.6 | 28.2 | 20.3 | 25.2 | 19 | 28.6 | 19.6 | 23.2 | 28.1 | 28.7 | 22.8 | 24.1 | 19 | 15.8 | 29.3 | 12.2 | 8.1 | 26.7 | 28.2 | 28.3 | 17.5 | 18.5 | 31 | 23.3 | 0
8467 | 23.6 | 14.7 | 22.3 | 24.3 | 14.7 | 20.5 | 22 | 21 | 19.1 | 24.7 | 21.2 | 17.6 | 15.8 | 23.6 | 24.6 | 13.7 | 13.8 | 19.1 | 15.4 | 14.8 | 16 | 22.7 | 10.5 | 20.4 | 18 | 17.5 | 24.8 | 16.3 | 21.7 | 23.5 | 13.8 | 18.6 | 25.6 | 21.5 | 19.3 | 25.2 | 27.4 | 19.3 | 25 | 16.1 | 27.7 | 21.9 | 20.9 | 25.8 | 27.4 | 21 | 21.8 | 17.6 | 14.2 | 26.2 | 9.2 | 6.8 | 25.3 | 27.8 | 27.1 | 17 | 18 | 29 | 22.8 | 0
8468 | 21.7 | 12.9 | 19.5 | 22.3 | 14 | 18 | 21.4 | 19 | 19.2 | 23.2 | 19.6 | 16.6 | 14.6 | 22.9 | 24 | 12.8 | 13.6 | 18.1 | 15.4 | 13 | 14.6 | 21.9 | 9 | 18.4 | 15.7 | 15.9 | 23.5 | 15.8 | 20 | 20.4 | 13.2 | 17.1 | 24.7 | 20 | 18 | 24.4 | 26.8 | 18.2 | 24.6 | 15 | 26.8 | 23.4 | 18.4 | 24.1 | 27.1 | 19.4 | 19.6 | 16.4 | 13.4 | 24.2 | 6.2 | 5.8 | 22.8 | 27.1 | 26.6 | 16.8 | 17.5 | 27.4 | 22.4 | 0
8469 | 20.7 | 12.4 | 17.3 | 21.1 | 13.7 | 19.2 | 20.6 | 17.8 | 18.7 | 21.6 | 18.3 | 15.7 | 14.2 | 22.7 | 23 | 11.7 | 13.2 | 17.3 | 14.9 | 11 | 13.6 | 21.4 | 7.7 | 17.4 | 14.7 | 15.5 | 22.3 | 15.2 | 18.1 | 17.7 | 12.1 | 16.1 | 24.4 | 18.9 | 17.3 | 23.8 | 26.4 | 16.7 | 24.2 | 14.2 | 25.9 | 25.8 | 16.9 | 23.2 | 25.9 | 18.3 | 18.8 | 15.5 | 12.6 | 23.4 | 5 | 4.3 | 21.6 | 26.2 | 26.1 | 16.5 | 16.9 | 25.9 | 22.5 | 0
8470 | 19.2 | 11.9 | 16.4 | 20.3 | 13.3 | 17.9 | 20.4 | 18.8 | 18.4 | 20.2 | 17.1 | 15.1 | 14 | 22.6 | 22.8 | 10.8 | 12.8 | 16.7 | 14.7 | 9.7 | 12.8 | 20.7 | 6.9 | 16.5 | 13.7 | 14.8 | 20.3 | 14.9 | 17.1 | 15.8 | 11.4 | 15.6 | 23.4 | 17.7 | 16.6 | 22 | 25.8 | 15.7 | 24.2 | 13.3 | 25 | 26.1 | 15.4 | 22.2 | 25.9 | 17.7 | 18 | 15.1 | 12.2 | 22.7 | 4.3 | 3.7 | 20.4 | 25.8 | 25.6 | 16 | 16.1 | 25 | 22.2 | 0
8471 | 19.2 | 11.6 | 16.2 | 20.4 | 12.3 | 16.2 | 20.2 | 18.8 | 18.9 | 19.7 | 16.4 | 14.4 | 14.4 | 22.4 | 22.1 | 10 | 12.2 | 16.1 | 13.6 | 9.2 | 12 | 19.8 | 6.2 | 16.2 | 12.8 | 13.3 | 19.5 | 15 | 16.4 | 15.4 | 10.4 | 15.1 | 22.3 | 17 | 15.8 | 19.7 | 25 | 15.3 | 24.2 | 12.5 | 24.1 | 25.4 | 14.7 | 20.9 | 24.8 | 17.6 | 17.8 | 15 | 11.6 | 22.7 | 4.8 | 3.2 | 20.8 | 25.3 | 22.1 | 15.4 | 16.1 | 24.5 | 21.8 | 0
8472 | 19.1 | 11.3 | 15.8 | 20.2 | 11.4 | 14.9 | 19.4 | 18.6 | 18.9 | 20 | 15.8 | 13.9 | 14.7 | 22 | 20.8 | 9.8 | 11.7 | 16 | 12.8 | 10 | 11.2 | 19.3 | 6 | 15.4 | 12.6 | 13 | 18.8 | 15.6 | 16.8 | 15.9 | 10 | 14.6 | 20.8 | 16.2 | 14.8 | 18.2 | 24.1 | 15 | 23.3 | 12.1 | 23.2 | 21.4 | 13.4 | 20.1 | 23.9 | 17.7 | 16.6 | 15.1 | 11.3 | 22.2 | 4.7 | 3.8 | 20.6 | 24.5 | 24.6 | 14.8 | 16.2 | 23.3 | 20.7 | 0
8473 | 17 | 11.3 | 15.3 | 19.9 | 11.1 | 14.9 | 18.4 | 17.6 | 19 | 19.4 | 15.7 | 13.4 | 15.1 | 21.2 | 20.4 | 9.2 | 11.2 | 15.3 | 11.5 | 11.2 | 11 | 18.7 | 5.6 | 14.8 | 12.3 | 13.2 | 18.3 | 16.3 | 16.9 | 16.7 | 9.3 | 14.1 | 20.3 | 15.9 | 14.7 | 17.4 | 23.3 | 14 | 23.4 | 11.3 | 22.3 | 17.3 | 12.5 | 19.2 | 22.6 | 17.7 | 15.5 | 15.1 | 10.7 | 21.2 | 5 | 3.9 | 21 | 24.4 | 24.6 | 14.6 | 16.2 | 22.9 | 19.8 | 0
8474 | 15.2 | 12.2 | 14.7 | 18.6 | 10.9 | 16.9 | 19 | 17.4 | 19 | 18.8 | 15.6 | 13 | 15 | 21.1 | 20.3 | 8.8 | 11 | 15 | 10.8 | 12.6 | 10.5 | 18.2 | 5.2 | 13.8 | 12 | 12.3 | 17.5 | 17 | 17 | 16.8 | 9 | 14.1 | 19.9 | 15.4 | 14.4 | 16.5 | 22.6 | 13.5 | 23.4 | 11.2 | 21.5 | 12.6 | 11 | 18 | 22 | 17.4 | 14 | 14.8 | 10.2 | 20.3 | 4.2 | 4.2 | 20 | 24.2 | 24.1 | 14.6 | 16.2 | 22.4 | 19 | 0
8475 | 15.2 | 12 | 15.1 | 17 | 10.6 | 17.2 | 18.9 | 17 | 19.1 | 18.8 | 15.6 | 12.5 | 14.8 | 21.2 | 19.6 | 9.2 | 10.9 | 14.9 | 9.9 | 13.1 | 10.3 | 18.1 | 4.4 | 13.4 | 11.8 | 11.8 | 16.8 | 17.3 | 16.2 | 16 | 8.2 | 14 | 19.5 | 15.2 | 14 | 16 | 22.3 | 13.2 | 23.5 | 11.2 | 21 | 10.8 | 10.2 | 16.6 | 21.1 | 16.9 | 13.5 | 14.2 | 9.4 | 19.9 | 3.7 | 3.6 | 19.2 | 24.2 | 23.9 | 14.8 | 16.2 | 22.2 | 19 | 0
8476 | 15.7 | 11.3 | 15.5 | 14.8 | 10.6 | 15.9 | 18.4 | 15.8 | 19.1 | 17.7 | 15.1 | 12.1 | 14 | 21.3 | 19.9 | 8.5 | 11.2 | 14.3 | 10 | 13 | 9.9 | 17.7 | 3.8 | 13 | 11.3 | 11.3 | 16 | 17.1 | 15.5 | 14.1 | 8 | 14 | 19 | 14.8 | 13.5 | 16.2 | 22.2 | 12.2 | 23.5 | 11.3 | 20.8 | 10.2 | 9.2 | 15.9 | 20.9 | 16.5 | 13 | 13.8 | 9.3 | 19.5 | 2.4 | 3.6 | 16.8 | 24 | 23.8 | 15 | 16.3 | 22.1 | 19.2 | 0
8477 | 15.7 | 9.9 | 15.8 | 14.4 | 11.2 | 16 | 18.6 | 14.6 | 19.4 | 17.3 | 14.4 | 11.6 | 13 | 21.6 | 19.6 | 8.1 | 11 | 14.1 | 11.2 | 5.6 | 9.8 | 17.4 | 3 | 13.6 | 10.7 | 11.3 | 15.5 | 14.6 | 13.6 | 11 | 8.2 | 13.6 | 18.7 | 15 | 13.4 | 16.4 | 25 | 11.5 | 23.5 | 11.3 | 20.8 | 10.4 | 11.2 | 16 | 21.9 | 15 | 15 | 12 | 8.4 | 18.3 | 1.2 | 0 | 16.6 | 23.6 | 23.7 | 13.6 | 16.3 | 22 | 19 | 0
8478 | 15.5 | 9.7 | 15.6 | 14 | 11.1 | 15.5 | 18 | 14 | 19.4 | 16.5 | 13.5 | 11.5 | 12.8 | 21.7 | 19 | 7.4 | 12.6 | 13.9 | 12.9 | 4.7 | 9.3 | 16.7 | 4.8 | 13.4 | 9.6 | 10.7 | 15.3 | 14.2 | 13.9 | 10.6 | 10.4 | 13.6 | 18.2 | 14.8 | 13.1 | 16.6 | 25.2 | 11.4 | 23.3 | 11.5 | 20.5 | 11.6 | 10.4 | 15.5 | 22.4 | 15.5 | 16.1 | 12.8 | 9.4 | 17.5 | 0.5 | 3.4 | 14.6 | 23.5 | 23.6 | 14.2 | 16.3 | 21.7 | 19.6 | 0
8479 | 14.2 | 9.6 | 14.8 | 14.9 | 11 | 15.4 | 17.8 | 13.8 | 19.4 | 16.3 | 13.9 | 12.8 | 12.9 | 21.8 | 18.3 | 7.1 | 14.3 | 13.9 | 14.9 | 5.3 | 9 | 16.2 | 6.8 | 14.9 | 9.1 | 10.6 | 14.8 | 14 | 15.5 | 11.8 | 13.1 | 13.6 | 17.8 | 14.9 | 12.2 | 17 | 25.7 | 11.4 | 23.2 | 11.7 | 20.2 | 13.8 | 11.7 | 14.8 | 22.5 | 16.9 | 17.8 | 14.4 | 10.8 | 17.6 | 1.6 | 6.6 | 14.6 | 23.2 | 24.1 | 15.3 | 16.3 | 21.5 | 20.7 | 0
8480 | 14.2 | 10.1 | 13.2 | 16.9 | 11 | 16.9 | 18 | 13.6 | 20.1 | 17 | 14.8 | 14.8 | 13.8 | 22.6 | 18.3 | 7 | 16.6 | 13.8 | 17.6 | 7 | 8.6 | 17.5 | 9.8 | 16.4 | 13.6 | 10.5 | 15 | 14 | 17.6 | 14 | 16.2 | 15.4 | 18.5 | 15.4 | 12.3 | 18 | 26.6 | 13.2 | 23.2 | 11.8 | 20.3 | 14.6 | 13.4 | 13.3 | 22.3 | 19 | 20.6 | 16.6 | 13.2 | 19.2 | 3.6 | 10 | 15 | 23.7 | 25.9 | 17.2 | 16.2 | 20.7 | 22.4 | 0
8481 | 17.6 | 13.3 | 19.9 | 20 | 11.1 | 18.7 | 19.8 | 20 | 21.8 | 18.5 | 17.6 | 18.5 | 15.1 | 24.6 | 20.3 | 9.7 | 18.3 | 14.2 | 19.6 | 10.4 | 9.5 | 20.5 | 12.1 | 19.9 | 15.3 | 11 | 19.2 | 14.6 | 20.9 | 17.9 | 18.6 | 19.8 | 21.6 | 16.5 | 13 | 24.1 | 28.2 | 20.5 | 22.3 | 12.8 | 22.6 | 15.7 | 17.7 | 17.2 | 25.6 | 21.3 | 23.1 | 18.8 | 15.5 | 21.9 | 8.1 | 11.1 | 18 | 26.1 | 27.4 | 19.5 | 16.6 | 21.5 | 24 | 0
8482 | 21.8 | 14.9 | 22.8 | 23.1 | 11.6 | 19.3 | 21.7 | 23.2 | 23.7 | 22.6 | 20.6 | 22.1 | 16.6 | 25.8 | 22.1 | 12.9 | 20.2 | 18.2 | 22 | 13.8 | 11.7 | 22.4 | 14.9 | 22.7 | 18 | 15.4 | 22.7 | 15.6 | 23.9 | 21.5 | 20.7 | 21.8 | 23.9 | 17.9 | 13.9 | 27.4 | 30 | 21.3 | 22.3 | 12.9 | 26.1 | 15 | 21.4 | 20.5 | 27.5 | 23.4 | 25.8 | 21 | 18.1 | 25 | 12.8 | 11.6 | 20.6 | 28 | 28.9 | 21.9 | 16.9 | 23.5 | 25.5 | 0
8483 | 25 | 16.2 | 23.8 | 26 | 13.2 | 20.8 | 23.4 | 25.2 | 24.6 | 24.4 | 24 | 25.6 | 18 | 25.6 | 24.1 | 16 | 21.4 | 21.3 | 23.4 | 17 | 14.5 | 24.1 | 16.8 | 26 | 20.3 | 17.9 | 24.8 | 17 | 26.8 | 25 | 22 | 23.3 | 26 | 19.4 | 18.4 | 29 | 32 | 23.7 | 22.3 | 13.9 | 28.7 | 14.6 | 25.4 | 24.6 | 29.1 | 25 | 27.6 | 22.4 | 20 | 26.8 | 18 | 10.8 | 24 | 29.1 | 29.9 | 24 | 17.9 | 27 | 26.6 | 0
8484 | 26 | 18.9 | 25.2 | 27.9 | 16.8 | 22.1 | 24.6 | 26.8 | 24.9 | 25.3 | 26 | 27 | 19 | 26.2 | 25.9 | 18.2 | 22.8 | 22.7 | 25 | 18.5 | 17.9 | 25.5 | 19 | 27.1 | 21.3 | 20.4 | 26.7 | 18.3 | 28.2 | 26.5 | 23.1 | 24.3 | 27.1 | 20.6 | 21.4 | 30.1 | 33.5 | 25.2 | 23 | 17.8 | 30.8 | 12.9 | 26.9 | 26.6 | 31 | 25.9 | 29.4 | 23.3 | 21.8 | 28.4 | 21.1 | 10.9 | 25.3 | 30.9 | 30.8 | 25.4 | 19.7 | 27.7 | 27.5 | 0
8485 | 26.9 | 20.4 | 26.8 | 29.1 | 19.3 | 23.6 | 25 | 28.2 | 24.8 | 27.7 | 27.5 | 27.4 | 19.4 | 26.5 | 26.4 | 19.7 | 23.2 | 23.1 | 25.2 | 19.3 | 20.1 | 25.9 | 19.8 | 28.1 | 22.4 | 20.8 | 28.5 | 19.4 | 28.9 | 27.2 | 23.2 | 24.8 | 28.1 | 21.4 | 23.8 | 31.4 | 34.5 | 25.7 | 23 | 20.1 | 33 | 12.5 | 28.3 | 27.6 | 32.4 | 26.3 | 30.1 | 23.4 | 22.4 | 29.8 | 23 | 10.8 | 27.2 | 31.2 | 30.9 | 25.7 | 20.9 | 28 | 27.8 | 0
8486 | 27.4 | 20.9 | 27.5 | 29.4 | 19.5 | 25.8 | 25.4 | 29.2 | 25.4 | 29.3 | 27.6 | 26 | 19.4 | 27.2 | 26.7 | 21.7 | 23 | 23.4 | 25 | 18.8 | 21.5 | 25.9 | 20 | 27.5 | 23.2 | 22 | 29.2 | 20 | 28.4 | 26.6 | 23 | 24.8 | 28.9 | 21.4 | 24.3 | 31.4 | 34.4 | 25.8 | 23.1 | 21.5 | 33 | 12 | 28 | 28.3 | 33.1 | 26.2 | 30.6 | 23 | 22.4 | 30.7 | 22.4 | 11.6 | 28 | 30.7 | 31.8 | 25 | 21.3 | 28 | 27.8 | 0
8487 | 28.6 | 20.8 | 27.5 | 29.4 | 19.6 | 25.7 | 26.5 | 29.2 | 24.9 | 29 | 27.7 | 24.6 | 19 | 28.2 | 26.8 | 22.4 | 21.3 | 23.4 | 23.1 | 18.5 | 21.4 | 26.5 | 18.4 | 27.5 | 23.2 | 22.9 | 29.7 | 20.2 | 27.8 | 26.3 | 21.7 | 25.3 | 29.3 | 20.8 | 24.9 | 31.6 | 33.6 | 25.5 | 23.4 | 22.3 | 30.6 | 13.5 | 28.8 | 28.9 | 32.7 | 25.8 | 29.9 | 22.1 | 21 | 30.6 | 21.2 | 11.3 | 30.2 | 30.5 | 31.4 | 23.3 | 21.2 | 28.6 | 27.2 | 0
8488 | 28.5 | 20.4 | 27.7 | 28.7 | 20.4 | 25.6 | 25.3 | 29.4 | 24.8 | 29.6 | 26.7 | 22.7 | 18.5 | 27.7 | 26.9 | 20.4 | 19.2 | 23.4 | 21.2 | 17.4 | 20.4 | 26.4 | 16.5 | 26.1 | 22.9 | 22.9 | 29.8 | 19.8 | 26.6 | 25.4 | 20.1 | 24.3 | 29.3 | 19.8 | 24.4 | 32.5 | 32.1 | 25 | 23.4 | 22.3 | 30.6 | 14.7 | 28.3 | 28.9 | 31.9 | 24.9 | 29.1 | 21.2 | 19.5 | 30.1 | 18.2 | 11 | 31 | 30.2 | 30.6 | 21.3 | 20.9 | 28.4 | 26.3 | 0
8489 | 28.1 | 19.3 | 27.4 | 28 | 19.1 | 25.2 | 24.4 | 28.8 | 24.3 | 29.4 | 25.6 | 21.6 | 18 | 26.8 | 26.8 | 18.4 | 16.6 | 23.2 | 18.8 | 16.4 | 19.4 | 25.6 | 13.8 | 25 | 22 | 22.8 | 29.4 | 19 | 25.5 | 25 | 18 | 23 | 28.8 | 18.6 | 23.9 | 32 | 30.4 | 23.8 | 23.4 | 21.9 | 29.8 | 16.8 | 28 | 28.6 | 30.1 | 23.6 | 27.6 | 20 | 17.4 | 30 | 15.4 | 9.4 | 31.8 | 29.5 | 30.6 | 19.2 | 20.4 | 28 | 25 | 0
8490 | 26 | 17.9 | 25.4 | 26.8 | 16.5 | 23.7 | 23.1 | 25.2 | 23.4 | 28 | 23.2 | 20.2 | 17.5 | 25.8 | 25.8 | 15.7 | 14.8 | 21.7 | 17.5 | 14.2 | 17.4 | 24.1 | 12 | 22.2 | 19.4 | 21.4 | 27.5 | 17.9 | 23.7 | 23.7 | 16.6 | 20.3 | 27.4 | 17.4 | 21.4 | 29.8 | 28.5 | 20.2 | 23.8 | 20 | 28.4 | 17.8 | 25.4 | 26.6 | 28.2 | 21.9 | 26.4 | 19 | 15.9 | 29.4 | 11.7 | 8.3 | 29.7 | 28.1 | 28.9 | 17.6 | 18.9 | 26.7 | 23.8 | 0
8491 | 23.8 | 16.4 | 21.3 | 25.7 | 14.7 | 22.5 | 21.9 | 21.2 | 23.1 | 25.4 | 21.2 | 19.8 | 16.7 | 25.3 | 24.3 | 13.3 | 13.4 | 19.7 | 16.2 | 11.9 | 15.4 | 23 | 10.2 | 20.3 | 16.9 | 19.2 | 25.5 | 16.7 | 22.2 | 22.5 | 15.4 | 18.8 | 25.7 | 16.3 | 19.4 | 27.2 | 27.1 | 18.3 | 23.9 | 13.9 | 27.5 | 20 | 23.1 | 24 | 27.3 | 20.1 | 24.5 | 17.8 | 14.4 | 26.2 | 9.2 | 6.5 | 27.3 | 27 | 28 | 16.5 | 18.3 | 25.6 | 22.6 | 0
8492 | 21.5 | 14.6 | 20.6 | 24.6 | 14 | 21.6 | 21.3 | 19.4 | 22.5 | 23.8 | 18.8 | 19 | 15.8 | 24.7 | 23.3 | 11.4 | 13 | 18.7 | 15.8 | 9 | 14.2 | 22.3 | 9.2 | 18 | 14.8 | 16.9 | 23.3 | 15.6 | 20.4 | 20.6 | 15 | 18 | 24.3 | 15.4 | 19 | 25 | 26 | 17.8 | 23.9 | 17.9 | 26.6 | 21.6 | 19.6 | 21.8 | 26.6 | 18.4 | 22.8 | 16.8 | 13.5 | 24.8 | 6.8 | 5.6 | 23.6 | 26.4 | 27.4 | 16 | 17.9 | 24.7 | 21.8 | 0
8493 | 18.8 | 13.9 | 18.4 | 24 | 13.1 | 20.2 | 20.6 | 17.8 | 21.6 | 22.4 | 17.6 | 19 | 14.6 | 24.4 | 22.8 | 10.4 | 12.7 | 17.7 | 14.9 | 7 | 13.2 | 21.8 | 7.8 | 17.6 | 13.2 | 16 | 22.2 | 14.8 | 19.3 | 19.4 | 14.6 | 17 | 23.3 | 14.8 | 18.4 | 24 | 25.5 | 16.3 | 23.8 | 16.8 | 25.7 | 24.4 | 17.9 | 19.9 | 25.6 | 17.3 | 20.6 | 15.7 | 12.3 | 24.1 | 6.2 | 4.3 | 21.8 | 26 | 26.9 | 15.7 | 17.4 | 23.9 | 21.2 | 0
8494 | 19.3 | 11.9 | 18.4 | 23.4 | 12.7 | 19.9 | 20 | 16.8 | 21.3 | 20.6 | 16.5 | 18.1 | 13.7 | 24.3 | 22 | 10 | 12.9 | 17.2 | 14.5 | 5.6 | 12.5 | 21 | 7 | 16.9 | 12.3 | 15.4 | 21.2 | 14.2 | 18.1 | 17.8 | 14.5 | 16.3 | 22.2 | 14.4 | 18.1 | 22.3 | 25.1 | 15.3 | 23.9 | 16 | 24.7 | 25.3 | 15.8 | 19.1 | 24.5 | 16.8 | 19.1 | 14.9 | 11.7 | 23.4 | 5.5 | 4 | 19.9 | 25.5 | 26.5 | 15.6 | 16.9 | 23.3 | 21 | 0
8495 | 19.2 | 10.9 | 16.8 | 23 | 12.1 | 20 | 19.4 | 15.8 | 20.5 | 21.4 | 16.4 | 17.4 | 13 | 24 | 21.6 | 9.5 | 12.8 | 16.7 | 13.6 | 5.5 | 11.8 | 20.4 | 5.8 | 17.2 | 11.7 | 14.9 | 21 | 14 | 17.4 | 16.9 | 13.8 | 15.8 | 21.4 | 14.4 | 18 | 20.1 | 25 | 15 | 24 | 15.6 | 23.8 | 25.2 | 15.4 | 18.3 | 23.3 | 16.8 | 17.8 | 14.2 | 11 | 22.9 | 5.6 | 3.2 | 20.1 | 24.8 | 25.9 | 15.4 | 16.3 | 23.1 | 21 | 0
8496 | 14.7 | 9.9 | 16.3 | 22.1 | 11.1 | 19.7 | 18.7 | 14.8 | 20.4 | 21.6 | 15.8 | 15.7 | 13 | 23.7 | 20.8 | 9.1 | 12.9 | 15.9 | 13.3 | 5.7 | 11.2 | 19.9 | 5.4 | 16.1 | 11 | 14.4 | 20 | 14 | 16.3 | 15.5 | 12.9 | 15.3 | 20.1 | 14.6 | 17.9 | 18.7 | 24.8 | 14.7 | 23.9 | 14.2 | 22.9 | 21.8 | 13.9 | 17.1 | 22.5 | 17 | 17.6 | 13.9 | 10.8 | 22.1 | 4.6 | 3 | 19.4 | 23.7 | 25.4 | 15.2 | 15.9 | 21.4 | 21.2 | 0
8497 | 14 | 8.9 | 15.4 | 21 | 10.8 | 19.4 | 18.6 | 14.6 | 20.1 | 20 | 15.9 | 14.4 | 13.2 | 23.5 | 20.5 | 9.1 | 12.3 | 15.7 | 12.4 | 6.7 | 10.9 | 19.4 | 4.5 | 15.5 | 10.5 | 13.9 | 19.2 | 14.3 | 15.5 | 14.7 | 11.2 | 15 | 19.5 | 14.9 | 17.4 | 23.4 | 24.7 | 14.5 | 23.9 | 12.9 | 22 | 17.8 | 13.6 | 15.8 | 22 | 17 | 17.2 | 13.6 | 10.3 | 20.9 | 4.1 | 1.7 | 19.9 | 23.5 | 24.9 | 14.8 | 15.7 | 21.1 | 21 | 0
8498 | 13.5 | 7.5 | 15.8 | 19.2 | 10.2 | 19.1 | 18.2 | 14 | 20.5 | 19.6 | 15.4 | 12.8 | 13.6 | 23.4 | 20 | 8.8 | 11.8 | 15.2 | 12 | 7 | 10.3 | 18.6 | 4 | 14 | 9.6 | 13.4 | 19 | 14.6 | 14.5 | 13.4 | 9.6 | 14.8 | 19 | 15.2 | 17 | 23.1 | 24.6 | 13.5 | 23.9 | 12.9 | 21.5 | 12.8 | 12.3 | 15 | 21.5 | 16.6 | 17 | 13.2 | 10 | 20.6 | 2.8 | 0.6 | 19 | 23.1 | 24.9 | 14.4 | 15.5 | 20.6 | 20.6 | 0
8499 | 12.8 | 6.9 | 15.2 | 17.4 | 10.2 | 18.4 | 17.6 | 14.2 | 20.4 | 19.2 | 15.5 | 12.3 | 13.7 | 23.2 | 20 | 8.6 | 10.9 | 14.6 | 11 | 7.2 | 9.9 | 18.1 | 2.9 | 13.8 | 9.2 | 12.9 | 18 | 14.9 | 14 | 12.7 | 8 | 14.5 | 18.5 | 15.3 | 16.7 | 18.8 | 24.7 | 11.8 | 23.9 | 12.9 | 21.1 | 10.4 | 12.3 | 14.6 | 21 | 15.9 | 16 | 12.5 | 9.1 | 20.2 | 2.4 | 1.1 | 19 | 23 | 24.9 | 13.9 | 15.5 | 19.8 | 19.8 | 0
8500 | 14.4 | 6.8 | 14 | 15.5 | 9.7 | 18.1 | 17.7 | 13.6 | 20.3 | 18.2 | 14.7 | 11.5 | 13.5 | 23.2 | 19.9 | 8.6 | 10.7 | 14.6 | 11 | 6.4 | 9.6 | 17.7 | 2.8 | 13.1 | 8.8 | 12.4 | 17.7 | 14.8 | 13.5 | 11.5 | 7.6 | 14.3 | 18.1 | 15.2 | 16.4 | 18 | 24.8 | 11.8 | 23.8 | 12.9 | 20.6 | 9 | 11.2 | 13.9 | 21 | 15.2 | 15.5 | 12.1 | 8.7 | 20 | 1.4 | 1 | 17.4 | 22.5 | 24.9 | 13.6 | 15.6 | 19.7 | 19.3 | 0
8501 | 14.9 | 5 | 13.8 | 16 | 9.6 | 17.3 | 17.9 | 13.6 | 19.9 | 17 | 16 | 16 | 10 | 23 | 19.6 | 8.6 | 10.8 | 14.1 | 11.4 | 3.8 | 9.4 | 17.2 | 4 | 11 | 8 | 12 | 17 | 11 | 13.4 | 12 | 10.2 | 13.8 | 17.7 | 11.4 | 16.5 | 17.8 | 22.2 | 11.8 | 23.7 | 13 | 20.5 | 8 | 13 | 13.5 | 20.9 | 15 | 14 | 10.6 | 9 | 19.6 | 1 | 1 | 17.4 | 22.2 | 24.4 | 13.4 | 15.6 | 20.1 | 18.6 | 0
8502 | 15.4 | 5.2 | 13.8 | 15.8 | 9.3 | 16.5 | 17.7 | 12.6 | 18.6 | 17 | 15.4 | 15.7 | 10 | 23 | 18.8 | 8.2 | 12.9 | 13.9 | 13 | 4.5 | 9.1 | 16.6 | 6 | 11.4 | 7.5 | 11.9 | 16.2 | 10.7 | 13.6 | 11.8 | 11.9 | 13.8 | 17.4 | 11.1 | 15.9 | 17.7 | 22.5 | 11.7 | 23.3 | 13.3 | 20 | 9.7 | 12.7 | 13.2 | 20.7 | 15.3 | 15.1 | 11.7 | 9.3 | 18.5 | 0.9 | 4.4 | 17 | 22 | 23.9 | 13.7 | 15.9 | 20.4 | 19.7 | 0
8503 | 16.4 | 4.9 | 13.8 | 16.9 | 9.5 | 15.1 | 17.3 | 11.8 | 19.4 | 17.5 | 15.5 | 16.5 | 10.1 | 23 | 18.5 | 7.5 | 15.1 | 13.6 | 14.9 | 6.3 | 8.8 | 16.6 | 8.3 | 13.4 | 7.2 | 11.7 | 15.5 | 11.1 | 15.2 | 12.4 | 13.6 | 13.8 | 17.7 | 11.3 | 15.5 | 18.3 | 23.5 | 11.4 | 23.3 | 13.4 | 19.8 | 12.4 | 13.5 | 12.4 | 20.6 | 16.4 | 17.2 | 13 | 9.9 | 18.1 | 2.3 | 7.9 | 17.8 | 22 | 23.9 | 14.5 | 15.9 | 20.1 | 21.1 | 0
8504 | 16.5 | 4.4 | 16 | 19 | 10.1 | 17.4 | 17.7 | 11.4 | 20.9 | 18.8 | 15.2 | 17.8 | 10.6 | 23 | 18.7 | 7.3 | 18 | 13.5 | 17.6 | 8.2 | 8.7 | 17.8 | 11.4 | 17 | 7.7 | 11.2 | 15.2 | 12 | 17.6 | 13.6 | 16.4 | 14.8 | 18.5 | 12 | 15 | 19 | 25 | 12.5 | 23.2 | 13.4 | 20 | 13.8 | 15.2 | 11.6 | 21.3 | 18 | 20 | 15.6 | 11.4 | 18.7 | 4.6 | 11.3 | 19.4 | 22.5 | 24.9 | 15.8 | 15.9 | 19.2 | 23 | 0
8505 | 18.8 | 11.7 | 19.9 | 22 | 12.9 | 20 | 19.3 | 19.8 | 27.8 | 19.7 | 17.1 | 20.1 | 11 | 23 | 21.6 | 10.7 | 19.7 | 13 | 19.8 | 11.5 | 9.7 | 20.7 | 13.9 | 20.7 | 11.8 | 15.3 | 17 | 13.8 | 20.7 | 15.9 | 18 | 19.1 | 22.2 | 13.4 | 16.9 | 18.1 | 27.2 | 18 | 21.8 | 14.5 | 22.6 | 15 | 18.4 | 16.6 | 25.1 | 20.5 | 22.6 | 17.1 | 13.3 | 20.5 | 8.7 | 12.6 | 21.8 | 25.3 | 26.9 | 17.5 | 14.8 | 21.2 | 24.6 | 0
8506 | 22 | 15.4 | 21.7 | 25.1 | 15.9 | 21.8 | 20.6 | 23.8 | 20.8 | 21.4 | 19.2 | 22 | 11.6 | 22.7 | 22.6 | 13.4 | 21.3 | 17.3 | 22.2 | 14.4 | 12 | 23 | 16.6 | 24 | 17.3 | 18.7 | 20 | 15.9 | 23.4 | 18.5 | 20.1 | 22.2 | 25 | 15.2 | 19.7 | 15.3 | 29.5 | 21 | 22.9 | 16.5 | 24.8 | 14.4 | 21.9 | 20.2 | 27.5 | 23 | 25 | 18.9 | 16 | 23 | 13 | 13.2 | 24.1 | 28.3 | 27.9 | 19.4 | 14.9 | 23.5 | 26.1 | 0
8507 | 24.7 | 18.2 | 24.2 | 28 | 17.9 | 23.2 | 23 | 26 | 24.8 | 24.6 | 22.8 | 23.6 | 12.2 | 23.3 | 24.2 | 17.7 | 21.8 | 22.5 | 23.8 | 17.6 | 14.1 | 25.2 | 18.4 | 26.2 | 20.5 | 21 | 22 | 18.2 | 25.5 | 21.4 | 21.2 | 24.5 | 26.6 | 17.2 | 22.1 | 28.6 | 31.6 | 23.3 | 23.7 | 17.9 | 28 | 13.6 | 25.4 | 25.2 | 29.8 | 25.4 | 26.6 | 19.6 | 18.6 | 25.1 | 17.4 | 12.6 | 26.1 | 29.3 | 28.7 | 21 | 15.2 | 25.4 | 27 | 0
8508 | 26.7 | 19.3 | 25.3 | 30.2 | 20.8 | 25.6 | 24.7 | 27.2 | 24.8 | 25.1 | 25.1 | 23.8 | 13 | 23.2 | 26.1 | 19.6 | 22.6 | 23.2 | 25.3 | 19.3 | 18 | 25.7 | 20.3 | 27.6 | 22.5 | 22.3 | 25.8 | 20.1 | 26.4 | 23.7 | 23.1 | 25.5 | 28.5 | 18.9 | 24.2 | 30.6 | 33 | 24.3 | 25 | 18.7 | 31.3 | 11.7 | 27.6 | 28 | 31.1 | 26.8 | 28 | 21 | 21.1 | 26.5 | 20.1 | 12.8 | 27.3 | 29.8 | 29.9 | 22.2 | 15.8 | 27.6 | 27.7 | 0
8509 | 28.3 | 21.1 | 26.5 | 31.7 | 21.9 | 26.6 | 25.5 | 27.6 | 27.8 | 25.2 | 27.7 | 23.7 | 13.8 | 23.3 | 27.2 | 20 | 22.5 | 23.5 | 25.5 | 20.6 | 20.5 | 26.8 | 21 | 28.1 | 23.8 | 23 | 27.7 | 21.4 | 26.7 | 25.7 | 23.7 | 25.6 | 29.1 | 20.4 | 25.3 | 31.6 | 33.6 | 25 | 25 | 19.2 | 32.8 | 11 | 28.9 | 29.2 | 32.1 | 27.7 | 28.8 | 21.2 | 22.1 | 27.5 | 21.8 | 12.8 | 28.2 | 29.7 | 30.9 | 22.5 | 16.3 | 29.4 | 27.7 | 0
8510 | 29.2 | 22.2 | 27.1 | 32.4 | 21.4 | 27.6 | 26.3 | 28.6 | 26.2 | 25.7 | 28.4 | 22.9 | 14.6 | 24.2 | 28.1 | 21.4 | 22.4 | 23.5 | 25.2 | 20.4 | 21.2 | 27.5 | 21.2 | 28.4 | 24 | 23.7 | 27.7 | 22 | 26.4 | 26.8 | 24.2 | 25.6 | 29.6 | 21.2 | 25.7 | 31.3 | 33.2 | 26 | 25 | 19.2 | 31.8 | 10.6 | 28.9 | 30 | 33.4 | 27.4 | 29.4 | 21.8 | 22 | 28.5 | 21.4 | 13.4 | 28.6 | 29.3 | 29.9 | 22 | 16.8 | 30.4 | 27.6 | 0
8511 | 29.5 | 22.7 | 27.4 | 32.6 | 21.4 | 27.7 | 26.9 | 28.4 | 27 | 27.1 | 29.4 | 22.8 | 15.1 | 24.7 | 28.6 | 22 | 20.9 | 23.5 | 23.6 | 20.2 | 22 | 27.8 | 19.7 | 28.1 | 24.8 | 23.7 | 27.7 | 22 | 26.2 | 27.5 | 22.7 | 25.2 | 30.1 | 21.6 | 25.8 | 31.8 | 32.2 | 26 | 25 | 18.9 | 30.1 | 12.1 | 28.7 | 30.2 | 33.8 | 26.7 | 29.2 | 20.9 | 20.2 | 29.4 | 20.4 | 12.9 | 29.1 | 29.3 | 29.4 | 20.9 | 17.1 | 30.3 | 26.9 | 0
8512 | 29.5 | 22.3 | 27.4 | 31.9 | 21.9 | 27 | 25.9 | 28 | 26.3 | 27.1 | 28.3 | 22.3 | 15.4 | 24.5 | 28.6 | 20.3 | 19.5 | 23.5 | 21.8 | 18.6 | 21.8 | 27.5 | 18 | 27.3 | 24.3 | 23.8 | 27.7 | 21.2 | 25.6 | 27.3 | 21.1 | 24.3 | 29.9 | 21.4 | 25.4 | 30.6 | 30.7 | 25.4 | 25 | 17.7 | 30.5 | 13.5 | 27.8 | 30 | 32.6 | 25.3 | 28.4 | 20.3 | 17.8 | 29.3 | 17.9 | 12.3 | 29.1 | 28.7 | 29.9 | 19.5 | 17.1 | 29.8 | 26.1 | 0
8513 | 28.9 | 20.2 | 27 | 30.7 | 20.5 | 26.5 | 24.7 | 27 | 25.3 | 26.8 | 27.4 | 22.2 | 15.2 | 23.8 | 28.3 | 18.2 | 17.2 | 23 | 19.6 | 17 | 20.5 | 26.4 | 15.4 | 25.6 | 23.5 | 23.7 | 27 | 20 | 24.8 | 26.6 | 18.4 | 22.3 | 29.7 | 21 | 24.8 | 28.6 | 29.2 | 23.8 | 25 | 17.2 | 24.8 | 15.8 | 27.1 | 29.8 | 30.3 | 23.6 | 26.4 | 18.8 | 15.2 | 28.7 | 15.4 | 10.4 | 28.6 | 28.7 | 29.4 | 18.2 | 16.8 | 28.3 | 25 | 0
8514 | 26.3 | 17 | 24.3 | 28.7 | 18.1 | 25.5 | 23.1 | 24.2 | 24.6 | 26.5 | 24.8 | 21.2 | 14.8 | 23.8 | 26.1 | 15.2 | 15.7 | 20.5 | 18.3 | 14.3 | 18.5 | 24.6 | 13.5 | 23.2 | 18.8 | 22 | 25 | 18.4 | 23.2 | 25.1 | 16.8 | 20 | 28.1 | 20.2 | 21.8 | 26.4 | 27.8 | 22.2 | 25 | 16.7 | 28 | 17.2 | 25.7 | 28.1 | 27.9 | 21.4 | 23.8 | 18.2 | 13.4 | 27.7 | 12.1 | 9 | 27.1 | 28.2 | 28.9 | 17.3 | 16.3 | 26.5 | 24 | 0
8515 | 22.3 | 15.5 | 21.4 | 26.6 | 16.6 | 25.2 | 22 | 22 | 23.7 | 24.4 | 23.3 | 20.3 | 14.1 | 23.8 | 23.7 | 13.2 | 14 | 19 | 17.1 | 12.4 | 16.5 | 23.7 | 11.6 | 20.1 | 16 | 18.8 | 22 | 16.7 | 21.5 | 23.4 | 14.9 | 18.1 | 26.6 | 19.5 | 20.1 | 25.3 | 26.8 | 21 | 25 | 16.5 | 27.2 | 19.4 | 24.4 | 25.3 | 27.1 | 19.6 | 20.8 | 16.9 | 12.1 | 25.6 | 9.6 | 7.4 | 25.2 | 27.7 | 28.4 | 16.6 | 16 | 25.8 | 22.9 | 0
8516 | 19.8 | 13.8 | 19.1 | 24.4 | 15.5 | 25.1 | 21 | 19.4 | 23.7 | 23.7 | 21.4 | 18.8 | 13.4 | 23.7 | 20.9 | 12.1 | 13.2 | 18 | 16.6 | 10.4 | 15 | 22.7 | 10.4 | 17.4 | 14.8 | 17.3 | 20.8 | 15 | 19.4 | 21.4 | 14.2 | 17.7 | 25.3 | 18.6 | 18.7 | 24.2 | 26 | 18.5 | 24.8 | 16.2 | 26.5 | 21 | 22.6 | 23.2 | 26.8 | 17.8 | 18.2 | 16.2 | 11.6 | 23.8 | 7.4 | 7 | 23 | 27.2 | 27.9 | 16.2 | 15.8 | 24.7 | 22 | 0
8517 | 17.8 | 12.8 | 17 | 22.8 | 15.1 | 24.8 | 20.3 | 18.6 | 23.2 | 22.8 | 21.3 | 18.1 | 12.7 | 23.7 | 20.1 | 11.8 | 12.1 | 17.2 | 15.8 | 9.7 | 13.8 | 22 | 8.9 | 15.4 | 13.8 | 16.8 | 19.8 | 13.8 | 17.9 | 19.8 | 12.9 | 16.6 | 23.4 | 17.9 | 17.7 | 23.1 | 25.5 | 17 | 24.7 | 15.9 | 25.7 | 23.2 | 21.1 | 21.8 | 26.1 | 16.9 | 16.3 | 14.6 | 10.9 | 23.2 | 6.6 | 6.5 | 21.4 | 26.3 | 27.4 | 15.8 | 15.8 | 24.2 | 21.1 | 0
8518 | 16.3 | 11.7 | 15.9 | 21.8 | 14.4 | 22.8 | 19.7 | 17.2 | 23 | 22.3 | 20.3 | 17.3 | 12.3 | 23.7 | 19.6 | 11.4 | 12 | 16.3 | 15.4 | 8.6 | 13 | 21.2 | 8 | 14.9 | 13.8 | 15.6 | 19.2 | 12.8 | 16.9 | 18.2 | 12.7 | 15.6 | 22.6 | 17 | 17.7 | 22 | 25 | 17 | 24.7 | 15.4 | 24.9 | 23.8 | 19.2 | 20.8 | 25.6 | 16.1 | 15.6 | 14.1 | 10.6 | 22.2 | 5.9 | 6.8 | 20.3 | 26.3 | 26.8 | 15.4 | 15.8 | 24 | 20.5 | 0
8519 | 17 | 11.2 | 15.7 | 21.3 | 13.8 | 22.1 | 19.4 | 16.6 | 22.6 | 20.6 | 19.8 | 17.4 | 12 | 24 | 18.8 | 10.7 | 11.6 | 15.6 | 14.6 | 8 | 12.2 | 20.7 | 6.8 | 15.4 | 12.8 | 15 | 18.4 | 12.4 | 16.6 | 17 | 12 | 15 | 21.8 | 16.2 | 18 | 20.9 | 24.6 | 15.8 | 24.6 | 15 | 24.1 | 23.2 | 17.8 | 20.1 | 24.6 | 16 | 15.6 | 13.4 | 10 | 21 | 5.8 | 6.4 | 20.2 | 26.2 | 26.4 | 15 | 15.5 | 23.9 | 20 | 0
8520 | 15.7 | 10.7 | 15 | 20.9 | 12.9 | 20.7 | 19.2 | 16 | 22.3 | 20.1 | 17.6 | 17.2 | 12 | 24.2 | 19.6 | 10.4 | 12.1 | 15 | 14.1 | 6.3 | 11.8 | 20.1 | 6.2 | 16.6 | 11.5 | 13.3 | 18.4 | 12.2 | 16.4 | 15.6 | 12.5 | 14.5 | 21.3 | 15.1 | 17.2 | 19.8 | 24.1 | 14 | 24.5 | 14.9 | 23.4 | 19.8 | 16.2 | 19.4 | 23.2 | 15.7 | 16.2 | 14 | 9.8 | 20.6 | 4.9 | 5.9 | 20.2 | 25.3 | 25.5 | 14.6 | 15.7 | 22 | 19.8 | 0
8521 | 15.4 | 10.3 | 14.9 | 20.4 | 12.4 | 20.4 | 19.2 | 15 | 22.2 | 20 | 16.3 | 17.4 | 11.8 | 23.6 | 20.1 | 9.8 | 11.7 | 14.6 | 13.1 | 5 | 11.3 | 19.8 | 5.2 | 17.1 | 10.8 | 13.2 | 19.7 | 12.1 | 16.3 | 14.7 | 12 | 14.1 | 20.7 | 14.2 | 16.5 | 18.7 | 23.6 | 13.3 | 24 | 14.9 | 22.6 | 15.7 | 15.2 | 18.2 | 22.5 | 15.6 | 16.3 | 13.8 | 9.5 | 19.4 | 4.2 | 4 | 20.4 | 25.3 | 25 | 14.3 | 15.4 | 21.7 | 19.3 | 0
8522 | 14.8 | 9.7 | 15 | 19.4 | 12.2 | 19.7 | 19.3 | 15 | 21.7 | 18.8 | 14.6 | 17 | 11.6 | 23.8 | 19.4 | 9.1 | 11.6 | 14 | 12.4 | 3.3 | 11 | 18.8 | 4.6 | 16.6 | 9.9 | 12.9 | 19.2 | 12 | 15.6 | 13.6 | 12 | 13.1 | 20.3 | 13.2 | 15.3 | 18.4 | 23 | 13.3 | 23.7 | 14.7 | 21.8 | 10.8 | 14.2 | 16.9 | 22 | 15.2 | 16 | 13.8 | 9.6 | 19.2 | 2.8 | 2.2 | 20 | 25.2 | 24.9 | 14 | 15.3 | 20.7 | 19 | 0
8523 | 15.5 | 9.2 | 14.2 | 18.2 | 12.1 | 19.5 | 19 | 15 | 21.3 | 18 | 15 | 16.9 | 11 | 24 | 18.9 | 9.2 | 10.6 | 14 | 11.4 | 3 | 10.5 | 18.5 | 3.6 | 14.7 | 9.5 | 13.3 | 18.7 | 11.8 | 14.8 | 13 | 10.7 | 13.1 | 20 | 12.5 | 14.3 | 18.4 | 22.6 | 13 | 23.8 | 14.4 | 21.3 | 8.1 | 13.9 | 16.9 | 21.4 | 15.1 | 15 | 12.3 | 9.3 | 19.1 | 2.1 | 0.1 | 19.3 | 24.7 | 24.9 | 13.7 | 15.3 | 20.1 | 18.5 | 0
8524 | 14.8 | 8.3 | 12.7 | 16.9 | 11.8 | 19 | 19.2 | 15 | 21.2 | 17.5 | 15 | 16.2 | 10.5 | 24.2 | 18.2 | 8.4 | 10.5 | 13.5 | 11.2 | 2.8 | 10.4 | 17.7 | 3.6 | 12.5 | 8.9 | 12.3 | 18.1 | 11.4 | 13.8 | 12.3 | 10.5 | 12.6 | 19.3 | 11.8 | 13.7 | 17.5 | 22.2 | 12.5 | 23.7 | 14.3 | 20.8 | 6.7 | 13.2 | 16.1 | 21.2 | 14.8 | 14.2 | 11.5 | 9.3 | 18.1 | 1.1 | 0.1 | 18.2 | 24.7 | 24.9 | 13.5 | 15.3 | 19.9 | 18.4 | 0
8525 | 15 | 7.9 | 12.4 | 19.6 | 11.3 | 17.4 | 19 | 14.6 | 21.2 | 17.1 | 16.8 | 14.8 | 9.2 | 24.2 | 19.8 | 8.4 | 9.4 | 13.5 | 12.2 | 5 | 10.4 | 17.5 | 4.4 | 13 | 8.3 | 11.9 | 17.7 | 10.4 | 12.1 | 10.4 | 10.8 | 13.1 | 19.1 | 12.4 | 12.9 | 17.2 | 22 | 12.1 | 23.8 | 14.3 | 20.4 | 8.6 | 14.4 | 15.9 | 20.7 | 14.4 | 13.2 | 9.8 | 6.6 | 17.6 | 2 | 1 | 16.2 | 24.7 | 24.5 | 13.2 | 15.3 | 19.3 | 19.4 | 0
8526 | 15.3 | 7.8 | 11.6 | 19 | 10.9 | 16.9 | 18.4 | 14.2 | 20.8 | 16.5 | 16.1 | 15.6 | 8.5 | 24 | 20.1 | 7.8 | 11.4 | 13.5 | 13.2 | 4.5 | 10.3 | 17.2 | 6.6 | 12.9 | 8.1 | 11.8 | 17.2 | 11 | 12.5 | 9.1 | 12 | 12.6 | 18.6 | 12 | 12.4 | 19.4 | 22.7 | 10.8 | 23.7 | 14.4 | 20.3 | 10.3 | 14.3 | 15.7 | 20.1 | 15.5 | 13.9 | 10.7 | 7.8 | 17.2 | 2.1 | 4.6 | 15.2 | 24.4 | 24 | 14.2 | 15.3 | 19 | 19.9 | 0
8527 | 15.5 | 7.7 | 11.4 | 19.4 | 11 | 16.5 | 18 | 13.4 | 21 | 16.5 | 16.2 | 16.5 | 8.2 | 24 | 20.1 | 7.4 | 13.4 | 13.5 | 14.5 | 5.9 | 9.9 | 17.2 | 9 | 14.2 | 7.8 | 11 | 16.5 | 12.6 | 13.9 | 9.6 | 13.2 | 12.1 | 18.6 | 12.5 | 12.6 | 20.6 | 23.7 | 10.5 | 23.7 | 14.4 | 19.2 | 12.5 | 15 | 16.1 | 20.1 | 17.3 | 15.7 | 12.1 | 9.1 | 16.2 | 3.9 | 8.5 | 15.4 | 24.4 | 24 | 15.6 | 15.3 | 18.6 | 21.1 | 0
8528 | 15 | 7.2 | 14.2 | 20 | 11.4 | 17.5 | 18.5 | 12.6 | 20.8 | 16.1 | 16.8 | 17.8 | 8.4 | 23.8 | 20.2 | 8.4 | 16.4 | 12.5 | 16.8 | 8 | 9.9 | 18.1 | 12 | 16.4 | 8.3 | 10.8 | 15.2 | 14.4 | 16.2 | 10.6 | 15 | 14.9 | 19.4 | 13.2 | 13 | 21.6 | 25.4 | 10.5 | 23.7 | 14.5 | 20.3 | 13 | 16.6 | 17.3 | 20.2 | 19.4 | 18 | 14 | 11.6 | 17.7 | 6 | 13.2 | 16 | 24.7 | 25.4 | 17.8 | 15.3 | 19.9 | 22.8 | 0
8529 | 19.7 | 9.7 | 20.8 | 22.2 | 13.3 | 20.6 | 19.8 | 19.6 | 20.4 | 19 | 18.9 | 18.9 | 9.5 | 24 | 21.9 | 10.9 | 18.1 | 12.5 | 19 | 12.3 | 9.7 | 20.4 | 14.2 | 19.9 | 13.7 | 11.8 | 16.6 | 17.1 | 19.1 | 14.2 | 16.4 | 18.4 | 21.5 | 15 | 15.6 | 24 | 27.1 | 15.6 | 24.4 | 14.9 | 22.1 | 13.6 | 19.4 | 20.8 | 25 | 21.5 | 21.2 | 15.7 | 13.6 | 20.7 | 9.9 | 15.5 | 18.8 | 26.4 | 26.5 | 19.4 | 16.6 | 20.4 | 24.9 | 0
8530 | 22.4 | 13.6 | 23.3 | 24.3 | 15.7 | 22 | 21.3 | 23.6 | 20.9 | 20.9 | 21.4 | 20.4 | 11.2 | 25.6 | 23.5 | 14.2 | 20 | 15.1 | 21.5 | 16.3 | 12.2 | 23 | 16.8 | 23.2 | 18.2 | 16.8 | 20 | 19.6 | 22.1 | 17.6 | 18.2 | 21 | 24.5 | 16.9 | 17.6 | 27 | 29 | 18.6 | 24.7 | 15 | 24.9 | 12.4 | 22.8 | 24.4 | 27.1 | 23.3 | 24.1 | 17.3 | 16.4 | 22.6 | 13.5 | 17.1 | 21.6 | 27.6 | 27.9 | 21.2 | 18.1 | 22.5 | 26.5 | 0
8531 | 24.7 | 16.1 | 25.8 | 26.8 | 18 | 24.1 | 23 | 26.6 | 21.2 | 23.1 | 24.4 | 21.6 | 13.4 | 26.4 | 25.6 | 16.8 | 20.8 | 18.1 | 23.4 | 20.4 | 15.5 | 25.4 | 18.6 | 26.2 | 20.5 | 20.3 | 23 | 22.2 | 24.6 | 21.8 | 19.8 | 22.6 | 26.1 | 19.2 | 20.2 | 29.2 | 30.6 | 21.4 | 25.4 | 15.8 | 27.3 | 11.8 | 26.2 | 27.1 | 30.3 | 24.8 | 26.8 | 18.6 | 18.6 | 24.8 | 17.4 | 16.6 | 25.3 | 29.9 | 29.2 | 22 | 19.1 | 25.9 | 27.8 | 0
8532 | 26.1 | 18 | 26.8 | 28.1 | 20.7 | 26 | 23.6 | 28 | 21.5 | 24.6 | 26.6 | 23 | 15.4 | 26 | 27 | 19.2 | 22.2 | 21.8 | 25.1 | 22.1 | 19.1 | 27.3 | 20.7 | 27.8 | 22.3 | 22.2 | 26 | 23.7 | 26.3 | 23.8 | 21.8 | 24.1 | 29.1 | 20.7 | 22.1 | 30.5 | 32 | 22.7 | 26.2 | 17.1 | 29.6 | 10.2 | 28.6 | 29.1 | 31.8 | 26 | 28.4 | 19.8 | 21 | 26.4 | 19.7 | 16.8 | 27.4 | 29.7 | 30 | 22.8 | 21.1 | 28.2 | 28.2 | 0
8533 | 27.3 | 19.3 | 27.9 | 29.3 | 21.7 | 26.9 | 24 | 27.8 | 21.5 | 25.5 | 28.4 | 23.8 | 17 | 26 | 29 | 20.6 | 22.4 | 22.5 | 25.3 | 23.3 | 21.4 | 28.8 | 21.7 | 28.7 | 23.9 | 23.5 | 28.4 | 24.8 | 27.2 | 25.6 | 22.9 | 24.6 | 30.1 | 22 | 23.1 | 32.6 | 32.6 | 23.3 | 26.2 | 17.6 | 30.9 | 10.1 | 29.6 | 30.1 | 32.5 | 26.8 | 29.4 | 20.6 | 21.9 | 27.5 | 21.9 | 16 | 29.2 | 30.4 | 31 | 22.6 | 21.7 | 29 | 28 | 0
8534 | 28.4 | 21 | 27.8 | 29.4 | 21.6 | 27.4 | 25 | 28.6 | 21.8 | 26.6 | 29 | 24 | 17.6 | 26.5 | 29.9 | 21.9 | 22.6 | 23 | 24.8 | 22.6 | 22.5 | 30.1 | 22 | 28.4 | 24.4 | 24.3 | 28 | 24.8 | 27.2 | 25.6 | 23.4 | 24.6 | 31 | 22.4 | 24 | 34.5 | 32.6 | 23 | 26.2 | 17.8 | 32 | 10 | 29.2 | 31.2 | 31 | 27 | 29.4 | 21 | 22 | 28.3 | 22.4 | 16 | 29.2 | 30.3 | 31.5 | 22.2 | 22.1 | 29.2 | 27.4 | 0
8535 | 28.7 | 21.7 | 28.3 | 29.8 | 21.4 | 28 | 25.3 | 28.4 | 22 | 27.1 | 29.1 | 23.1 | 17.5 | 26.5 | 30.1 | 22.1 | 20.9 | 23.1 | 22.8 | 22.4 | 23.7 | 30.4 | 20.4 | 28 | 24.1 | 24.8 | 28.2 | 24.7 | 26.7 | 26.2 | 22.3 | 24.6 | 31.5 | 22.9 | 23.6 | 32.8 | 31.7 | 24.3 | 26.2 | 17.4 | 31.3 | 11.8 | 27.8 | 31.2 | 30.7 | 26.5 | 29.2 | 20.6 | 20 | 29.1 | 22.8 | 14.5 | 29.3 | 30.5 | 32 | 20.8 | 22.1 | 29.2 | 26.8 | 0
8536 | 28.4 | 22.1 | 28.2 | 29.3 | 21.5 | 27.9 | 25.3 | 27.8 | 21.8 | 27.1 | 28.3 | 21.8 | 16.6 | 26.5 | 30 | 22.3 | 19.2 | 23.2 | 20.7 | 21 | 22.5 | 30.2 | 18.3 | 26.7 | 24.6 | 24.8 | 28.2 | 23.7 | 25.7 | 25.5 | 20.6 | 23.6 | 31.4 | 22.5 | 22.7 | 31.2 | 30.5 | 23.3 | 26.2 | 17.4 | 32 | 13.1 | 26.1 | 31.1 | 30.3 | 25.2 | 27.9 | 19.6 | 17.8 | 28.8 | 21.3 | 13.3 | 28 | 30 | 32 | 19.5 | 22.1 | 28.4 | 25.9 | 0
8537 | 27.8 | 20.7 | 27.8 | 28.8 | 20.4 | 27.2 | 24.2 | 26.8 | 22 | 26.9 | 27.2 | 20.2 | 15.4 | 25.7 | 29.9 | 19.2 | 16.4 | 22.1 | 18.4 | 19.8 | 20.8 | 28.8 | 15.4 | 25.2 | 23.2 | 24.7 | 27.5 | 22.8 | 24.4 | 25.2 | 18.2 | 22 | 31 | 22.2 | 21.3 | 29.5 | 29 | 21 | 26.2 | 17.4 | 29.1 | 15.4 | 24.6 | 30.4 | 29.5 | 23.2 | 26.4 | 18 | 15 | 27.8 | 19.2 | 10.8 | 27 | 29.2 | 32 | 17.8 | 21.1 | 27.5 | 25 | 0
8538 | 25.3 | 18 | 25.3 | 27.1 | 18.3 | 26.4 | 23.2 | 24 | 21.8 | 25.5 | 25.4 | 19.2 | 14.1 | 25.2 | 28.5 | 16.4 | 14.7 | 19.6 | 17.1 | 17 | 19.1 | 26.3 | 13.4 | 22.7 | 18.7 | 22.9 | 25.6 | 21.3 | 22.7 | 23.2 | 16.5 | 19.2 | 29.5 | 21.1 | 18.8 | 27.4 | 27.8 | 18.3 | 25.9 | 15.6 | 27.9 | 16.6 | 23.5 | 28.6 | 27.8 | 20.9 | 24 | 16.3 | 13.5 | 26.1 | 15.1 | 9.3 | 24.9 | 27.9 | 31 | 16.8 | 19.5 | 26.2 | 23.8 | 0
8539 | 21.7 | 15.3 | 21.3 | 25.6 | 16.6 | 24.6 | 22 | 20.4 | 20.7 | 23.1 | 24 | 18.3 | 13.1 | 24.5 | 24.9 | 14.4 | 12.7 | 18 | 16.1 | 14.7 | 17.1 | 25.1 | 11.5 | 20.2 | 16.2 | 19.8 | 22.5 | 20.1 | 20.8 | 22 | 14.9 | 18 | 28.1 | 20.3 | 17.3 | 27 | 26.7 | 18.4 | 25.9 | 15.5 | 27.1 | 19 | 22.7 | 26 | 26.3 | 18.6 | 21.7 | 14.6 | 12.1 | 24.3 | 11.4 | 7.1 | 23.7 | 27.3 | 29 | 15.6 | 18.1 | 25.1 | 22.8 | 0
8540 | 18.6 | 13.7 | 19.5 | 23.6 | 15.5 | 22.5 | 20.9 | 19.6 | 20.7 | 19.6 | 22.4 | 18.2 | 12.4 | 24.3 | 23.8 | 13.1 | 12 | 17.1 | 15.8 | 11.6 | 15.8 | 19.3 | 10.8 | 17.6 | 14.4 | 17.8 | 20.2 | 18.8 | 19 | 20 | 14.4 | 16.6 | 27.1 | 19.2 | 16.2 | 26.3 | 26 | 15.4 | 25.7 | 15.4 | 26.4 | 20.8 | 22 | 23.9 | 25.8 | 17 | 19.4 | 13.4 | 11.8 | 23.1 | 7.6 | 6.2 | 22.4 | 27.2 | 28.2 | 15 | 17.5 | 24.3 | 21.8 | 0
8541 | 17.7 | 13 | 18.4 | 22.7 | 14.8 | 20.9 | 20.7 | 18.2 | 20.7 | 18 | 21.5 | 17.9 | 12 | 24.2 | 23.2 | 12.7 | 10.9 | 16.5 | 15.2 | 10 | 14.8 | 23.6 | 9.8 | 16 | 13.3 | 16 | 19.4 | 18.1 | 17.6 | 19.5 | 13.8 | 15.8 | 26.2 | 18.7 | 15.2 | 26 | 25.2 | 15.3 | 25.4 | 14.9 | 25.6 | 23.4 | 21.1 | 22.6 | 25 | 16.1 | 18.1 | 12.5 | 10.9 | 21.6 | 5.9 | 4.8 | 22.6 | 26 | 26.9 | 14.1 | 17 | 23.9 | 21.3 | 0
8542 | 17.7 | 12.1 | 16.4 | 21.6 | 14.2 | 20.5 | 20.3 | 17.4 | 20.4 | 17.1 | 20.5 | 17.9 | 11.7 | 24 | 23 | 12.4 | 11.1 | 15.6 | 15 | 8.4 | 14 | 22.8 | 9.3 | 15 | 11.8 | 15.8 | 18.2 | 17 | 16.5 | 18.3 | 13.7 | 15.6 | 25.6 | 17.9 | 14.6 | 23.2 | 24.6 | 14.4 | 24.9 | 14.5 | 24.8 | 23.8 | 19.8 | 20.8 | 24 | 15.9 | 16.9 | 12.3 | 10.6 | 21 | 4.8 | 4.8 | 22.1 | 25.7 | 26.7 | 13.9 | 16.1 | 23.8 | 21 | 0
8543 | 15 | 11.7 | 16.3 | 21.4 | 13.7 | 21 | 19.9 | 17 | 20 | 17.1 | 20 | 17.4 | 11.4 | 24 | 22.9 | 11.2 | 10.8 | 15.1 | 14.4 | 8 | 13.4 | 22 | 8.2 | 15 | 11.2 | 15.3 | 18.3 | 16 | 15.8 | 18 | 13.2 | 15.1 | 24.7 | 17.4 | 14.3 | 21.6 | 24 | 13.6 | 24.9 | 14.1 | 24 | 23 | 18.4 | 20.2 | 23.1 | 16 | 16.4 | 12.2 | 9.6 | 20.9 | 5 | 4.4 | 22.2 | 25.4 | 26 | 13.6 | 15.6 | 23.7 | 21 | 0
8544 | 14.4 | 10.7 | 15.2 | 20.7 | 13.1 | 20 | 19.4 | 17.6 | 20 | 16.5 | 19.1 | 17.1 | 11 | 24 | 21.7 | 10.4 | 11.5 | 13.5 | 14.2 | 6.9 | 12.5 | 22.2 | 7.5 | 15 | 10.7 | 14.3 | 19 | 14.2 | 15.2 | 16.2 | 13 | 14.6 | 23.6 | 16.2 | 13.5 | 20.9 | 23.7 | 13.1 | 23.9 | 13.6 | 23.3 | 18.8 | 17 | 19.2 | 22.4 | 16.1 | 15.5 | 12.2 | 9.4 | 19.9 | 4.4 | 5 | 20.8 | 24.7 | 25.5 | 14.1 | 15.3 | 22 | 20.9 | 0
8545 | 16.1 | 9.8 | 14.9 | 20.6 | 12.8 | 19.2 | 19 | 17.2 | 20 | 15.4 | 18.7 | 16.3 | 10.7 | 24 | 20.7 | 10.2 | 11.1 | 13.5 | 13.7 | 6.7 | 12.5 | 20.8 | 6.1 | 15.2 | 10.6 | 14.2 | 18.4 | 12.7 | 14.7 | 15 | 12.1 | 14.1 | 23.1 | 15.3 | 13.1 | 20.5 | 23.1 | 12.3 | 23.9 | 13.6 | 22.5 | 14.2 | 16.1 | 19 | 22 | 15.8 | 14.8 | 11.8 | 8.5 | 19.6 | 4.2 | 4 | 19.8 | 24.6 | 24.2 | 14.2 | 14.9 | 21.2 | 20.7 | 0
8546 | 16.2 | 9.7 | 14.7 | 20 | 12.6 | 19.4 | 18.9 | 16.6 | 19.9 | 14.6 | 18 | 15.8 | 10.4 | 24 | 20 | 9.9 | 11 | 13.6 | 13.4 | 5.8 | 12.5 | 20.4 | 5.2 | 14.8 | 9.4 | 14.3 | 18 | 11 | 14 | 13 | 11.6 | 14.5 | 22.6 | 14 | 13 | 20.3 | 22.8 | 10.4 | 23.9 | 13.6 | 21.7 | 9.2 | 15.4 | 18.2 | 21.2 | 15.2 | 13.8 | 11.2 | 8.2 | 19.4 | 3 | 3.2 | 18 | 24 | 24 | 14.4 | 14.9 | 20.5 | 20.2 | 0
8547 | 15.3 | 10.2 | 14.2 | 20.1 | 12 | 19.2 | 18.7 | 15.8 | 19.7 | 13.6 | 17.8 | 15 | 10.2 | 24 | 19.8 | 9.6 | 9.7 | 13.6 | 12.6 | 5.8 | 12.6 | 19.8 | 3.9 | 14.4 | 8.5 | 13.5 | 18 | 10.3 | 13.2 | 12.3 | 10.7 | 14.6 | 22 | 13.4 | 12.7 | 20 | 22.2 | 10.2 | 23.8 | 13.4 | 20.7 | 7.1 | 15 | 17.6 | 21.2 | 14.5 | 13.3 | 10.3 | 7.1 | 18.4 | 2.6 | 1 | 17.5 | 24 | 23.9 | 13.7 | 14.9 | 19.6 | 19.8 | 0
8548 | 16.1 | 10.2 | 12.9 | 19.6 | 12 | 19.2 | 18.7 | 15.2 | 19.2 | 13.2 | 17.2 | 14.8 | 9.7 | 24.2 | 19.8 | 9.2 | 9.5 | 12.8 | 12.4 | 5 | 12.7 | 19.2 | 3.9 | 13.4 | 8.2 | 14.5 | 19.7 | 9.9 | 12.4 | 10.8 | 10.6 | 14.6 | 20.8 | 12.6 | 12.6 | 19.4 | 22 | 10.7 | 23.4 | 13.3 | 20.5 | 6.5 | 14.7 | 17.6 | 21.3 | 14.1 | 12.8 | 9.8 | 6.9 | 17.9 | 1.7 | 0.5 | 16.4 | 23.6 | 23.9 | 13.5 | 14.9 | 19.1 | 19.3 | 0
8549 | 15.6 | 10.2 | 12.2 | 16 | 12 | 18.8 | 19 | 14.8 | 18.7 | 13.2 | 16.4 | 13.4 | 8.4 | 24 | 19.9 | 8.8 | 10 | 12.7 | 12.4 | 4.6 | 12.1 | 18.1 | 5.2 | 10.8 | 7.8 | 13.3 | 19.7 | 11.8 | 11.8 | 12 | 13.6 | 14.6 | 20.1 | 14 | 12.1 | 20 | 21 | 10.7 | 22.9 | 13 | 20.5 | 7.4 | 15.4 | 16.8 | 20.7 | 13 | 14 | 9.6 | 8.2 | 17.3 | 1.4 | 0.6 | 17 | 23.5 | 23.9 | 11.2 | 14.9 | 18.5 | 18.2 | 0
8550 | 15.8 | 10.2 | 11.8 | 16.1 | 11.8 | 18.8 | 19.2 | 14.6 | 18.5 | 13.3 | 15.1 | 13.6 | 7.7 | 23.9 | 19.9 | 8.9 | 11.7 | 12.7 | 13.6 | 4.2 | 11.4 | 17.8 | 6 | 11.5 | 7.3 | 12.7 | 15.3 | 11.9 | 12.8 | 13.3 | 14.9 | 14.6 | 19.7 | 13.3 | 12.2 | 20.7 | 21.5 | 10.7 | 22.9 | 12.7 | 19.8 | 9.1 | 15.3 | 16.4 | 21.5 | 13.9 | 14.8 | 9.9 | 8.6 | 16.3 | 0.9 | 3.5 | 15.6 | 23.3 | 23.5 | 12.3 | 14.9 | 18.2 | 19.1 | 0
8551 | 16.7 | 10 | 11.9 | 17 | 11.4 | 18.8 | 19.2 | 14.2 | 18.5 | 13.3 | 14.7 | 14.2 | 7.6 | 23.8 | 20 | 8.6 | 13.3 | 12.7 | 15.2 | 5.3 | 11 | 17.3 | 7.4 | 13.9 | 6.8 | 11.9 | 14.8 | 12.7 | 14.7 | 15.3 | 16.3 | 14.5 | 19.8 | 13 | 12.1 | 21.7 | 22.8 | 10.5 | 22.9 | 12.7 | 19.5 | 11.6 | 16 | 16.4 | 21.9 | 15.5 | 16.9 | 11.5 | 9.6 | 15.5 | 2.2 | 7.3 | 15.3 | 23.4 | 23.6 | 13.8 | 14.9 | 18.1 | 20.8 | 0
8552 | 16.4 | 9.9 | 15.3 | 18.5 | 11.3 | 19.6 | 19.3 | 13.8 | 19.6 | 12.5 | 15.4 | 16 | 8.6 | 25.3 | 20.1 | 8.3 | 16 | 12.6 | 17.4 | 7.2 | 10.5 | 17.7 | 9.8 | 17 | 7.7 | 11.8 | 14.4 | 14.4 | 17 | 17.8 | 17 | 15.6 | 20.5 | 13.4 | 12.4 | 23 | 24.4 | 11.6 | 23.1 | 12.7 | 19.5 | 12.6 | 17.4 | 16.4 | 22.1 | 17.8 | 19.4 | 14 | 11.4 | 17.4 | 4.6 | 12 | 15.4 | 24.2 | 24.5 | 16 | 15 | 17.8 | 23.4 | 0
8553 | 20.1 | 10.4 | 20 | 20.7 | 14.5 | 20.7 | 20.4 | 15.4 | 21.8 | 15.1 | 17.4 | 17.9 | 10.8 | 26.3 | 21 | 11 | 17.7 | 11 | 19.5 | 10.7 | 11.8 | 21 | 12.4 | 20.6 | 15.4 | 12.7 | 16.5 | 16.5 | 19.9 | 19.4 | 17.6 | 21.9 | 23.6 | 14.6 | 12.4 | 25.6 | 26.7 | 17 | 23.8 | 13.4 | 23.1 | 13.6 | 19.9 | 18.2 | 24.1 | 20.4 | 22.9 | 17.2 | 14 | 20.3 | 9.2 | 15.3 | 17.7 | 27.5 | 25.2 | 18.1 | 14.4 | 20.1 | 25.4 | 0
8554 | 22 | 12.9 | 22.6 | 23 | 16.9 | 22.3 | 22.3 | 17.6 | 23.3 | 19.1 | 20.2 | 20.6 | 13.6 | 26.9 | 23.5 | 14.8 | 19.9 | 15.4 | 21.8 | 14 | 14.5 | 23.8 | 15.6 | 23.6 | 18.5 | 17.3 | 20.4 | 19 | 22.5 | 20.5 | 17.8 | 23.3 | 25.3 | 16.4 | 13 | 27.9 | 29 | 19.8 | 25 | 14.4 | 26.1 | 13 | 22.7 | 22.3 | 27 | 23 | 25.7 | 20.2 | 17.2 | 22.7 | 14.1 | 17.6 | 20.5 | 29.3 | 26.6 | 20.5 | 14.5 | 22.4 | 27.1 | 0
8555 | 23.9 | 15.4 | 24.3 | 25.2 | 18.9 | 24.8 | 23.9 | 19.6 | 24.8 | 22.9 | 23.4 | 22.8 | 16.6 | 27.5 | 24.9 | 19.4 | 21.2 | 19.5 | 23.6 | 17.4 | 16.8 | 26.4 | 18.4 | 25.8 | 20.8 | 22.3 | 23.4 | 21.2 | 25 | 21 | 18 | 25.2 | 27.5 | 18.6 | 14 | 28.3 | 31.2 | 21.6 | 25.7 | 18.4 | 29.1 | 12.6 | 25.6 | 26.3 | 29.2 | 25 | 28.4 | 22.6 | 20.2 | 24.6 | 19.2 | 18 | 24.2 | 30.4 | 26.8 | 22.2 | 14.9 | 25.7 | 27.6 | 0
8556 | 25.9 | 17.3 | 26.5 | 26.9 | 21.5 | 26.2 | 25.6 | 21.2 | 25.7 | 24.3 | 26 | 25.1 | 18.9 | 27.8 | 26.9 | 21.3 | 23 | 21 | 25.1 | 19.2 | 20.6 | 27.8 | 20.9 | 26.9 | 22.5 | 24.6 | 26 | 23.1 | 26.6 | 21.9 | 17.9 | 25.2 | 29.4 | 20.7 | 16.9 | 30.6 | 32.5 | 23.8 | 26.3 | 18 | 30.6 | 11.1 | 27.7 | 28 | 30.2 | 26.3 | 29.6 | 23.7 | 22.5 | 26.7 | 22.3 | 18 | 26.6 | 30.9 | 28 | 23.6 | 16.1 | 28 | 27.9 | 0
8557 | 27.6 | 18.5 | 26.7 | 28.3 | 22 | 26.3 | 26.9 | 23 | 26.3 | 26 | 28 | 26 | 20 | 28.2 | 28.4 | 22.3 | 23.2 | 22.2 | 25.8 | 20.3 | 21.8 | 29.6 | 22 | 27.5 | 23.6 | 24.7 | 27.4 | 24.1 | 27.7 | 22.7 | 17.9 | 25.3 | 30.5 | 22.4 | 19 | 32.4 | 33.1 | 24.8 | 26.8 | 19.2 | 31.6 | 11 | 29 | 29 | 29.9 | 26.7 | 30.3 | 23.8 | 23.4 | 27.5 | 24.1 | 17 | 28.5 | 31.1 | 29.2 | 23.8 | 16.5 | 29.4 | 27.4 | 0
8558 | 27.5 | 19.4 | 27.5 | 29 | 21.8 | 26.3 | 27.4 | 24.4 | 26.7 | 27.5 | 28.8 | 26.2 | 20 | 28.3 | 29.2 | 23.4 | 23 | 22.9 | 25.6 | 20.2 | 22.8 | 30.2 | 22 | 27.6 | 23.6 | 25.2 | 28.5 | 24.6 | 27.6 | 24 | 17.6 | 25.3 | 31.1 | 23.4 | 19.5 | 33 | 32.8 | 24.8 | 26.9 | 20 | 32.1 | 10.8 | 29.2 | 29.3 | 29.4 | 26.2 | 30 | 23 | 22.8 | 28 | 23.6 | 16.2 | 28.8 | 31.5 | 29.6 | 23.2 | 16.9 | 28.9 | 27 | 0
8559 | 27.6 | 19.5 | 27.5 | 29.3 | 21.9 | 27.2 | 27.6 | 24.4 | 26.9 | 27.5 | 28.9 | 24.8 | 19.1 | 28.3 | 29.5 | 23.1 | 20.7 | 22.9 | 24.2 | 20.2 | 23.6 | 30.3 | 20.4 | 27.6 | 24.9 | 27 | 28 | 24.3 | 26.9 | 24.6 | 17.4 | 24.9 | 31.8 | 23.6 | 19.9 | 34.3 | 32.1 | 25.5 | 26.9 | 20 | 31.6 | 12.4 | 28.9 | 29.4 | 29.5 | 25 | 29.8 | 21.8 | 21 | 28.2 | 22.5 | 14.6 | 29 | 31 | 30.3 | 21.4 | 16.9 | 27.6 | 26 | 0
8560 | 27.6 | 20 | 27.5 | 29 | 22.5 | 28.2 | 26.7 | 24.6 | 26.1 | 27.4 | 28.1 | 23.2 | 17.7 | 27.3 | 29.4 | 21.7 | 18.4 | 22.9 | 22.3 | 19.2 | 23.5 | 30 | 18.1 | 26.8 | 24.8 | 27.1 | 28.5 | 23.6 | 25.2 | 24.7 | 16.7 | 24.4 | 32 | 23.2 | 19.6 | 32.2 | 30.7 | 25.3 | 26.9 | 19.8 | 32 | 13.6 | 27.9 | 29.4 | 29.4 | 23.4 | 28.8 | 20.1 | 18.5 | 28.6 | 20.4 | 13.2 | 27.9 | 29.8 | 29.9 | 19.3 | 17.1 | 27.6 | 25.3 | 0
8561 | 27 | 19.2 | 27.2 | 28.2 | 20.8 | 26.8 | 25.6 | 24.2 | 25 | 27 | 27 | 21.2 | 16.3 | 26.5 | 29.4 | 19.3 | 15.4 | 22.4 | 20 | 18.2 | 22.2 | 28.2 | 15.4 | 25.4 | 22.9 | 26.6 | 28.5 | 22.5 | 23.3 | 23.6 | 16 | 23 | 31.6 | 22.4 | 19 | 30.5 | 29.4 | 23.5 | 26.8 | 19.2 | 31.4 | 15.7 | 26.8 | 28.7 | 29.2 | 21.6 | 27.6 | 18.4 | 16.2 | 28.1 | 18.6 | 11 | 27 | 28.5 | 30 | 17 | 16.9 | 27.5 | 24 | 0
8562 | 24.3 | 17.3 | 25 | 26.7 | 18.4 | 26.3 | 24 | 22.4 | 23.7 | 25.3 | 25.5 | 20 | 14.9 | 25.7 | 28.9 | 16 | 13.8 | 19.7 | 18.1 | 16 | 20.6 | 26.9 | 13.3 | 22.8 | 18.9 | 23.5 | 25 | 21.3 | 21.1 | 22.2 | 15 | 24.2 | 29.7 | 21.4 | 16.5 | 28.6 | 27.8 | 19.6 | 26 | 18.2 | 28.6 | 16.8 | 25.2 | 26.8 | 27.8 | 19.8 | 25.4 | 16.5 | 14.5 | 26.9 | 16.4 | 9 | 25.1 | 28.2 | 28.6 | 15.5 | 15.8 | 25.5 | 23.1 | 0
8563 | 22 | 15.5 | 22 | 25 | 17.1 | 24.8 | 22.3 | 20.6 | 22.2 | 20.8 | 24 | 18.7 | 13.8 | 24.9 | 26 | 14 | 12.2 | 18.6 | 16.7 | 14 | 19.3 | 25.9 | 11.5 | 20 | 16.9 | 20.8 | 22.8 | 19.9 | 19.5 | 20.3 | 14.6 | 19.9 | 28.6 | 20.5 | 15.5 | 27.4 | 26.7 | 18.8 | 25.4 | 17.9 | 27.7 | 19 | 23.5 | 24.3 | 26.5 | 18.1 | 23.3 | 14.6 | 13.4 | 24.2 | 15 | 6.5 | 23.9 | 27.9 | 26.7 | 14.5 | 15.8 | 24.6 | 21.8 | 0
8564 | 19.5 | 14.9 | 18.4 | 23 | 16.4 | 23.5 | 21.6 | 20 | 21.4 | 17.8 | 22.6 | 18 | 12.6 | 24.5 | 25.6 | 13.2 | 11.8 | 17.5 | 16 | 11.4 | 18.6 | 25.1 | 10.5 | 17.2 | 14.8 | 19 | 20.4 | 18.6 | 18.4 | 19 | 14.2 | 18.3 | 27.6 | 19.6 | 14.5 | 27.4 | 25.6 | 17.8 | 25.3 | 16.8 | 26.7 | 20.6 | 21.6 | 23.3 | 26 | 16.8 | 21 | 13 | 12.8 | 22.9 | 13.4 | 4.6 | 22.2 | 27.8 | 26.1 | 14.2 | 15.1 | 24.1 | 21 | 0
8565 | 18.5 | 14.5 | 16.6 | 21.3 | 15.5 | 22.3 | 21 | 19 | 21.1 | 16.8 | 21.6 | 16.9 | 11.6 | 24.4 | 23.8 | 12.8 | 10.8 | 16.7 | 15.6 | 9.8 | 17.6 | 24.5 | 9.6 | 15.6 | 13.3 | 17.8 | 19.4 | 17.2 | 18.1 | 18 | 14.4 | 17.3 | 26.6 | 18.9 | 14 | 26.9 | 25.1 | 16.5 | 25 | 16.6 | 25.8 | 22.9 | 20 | 21.2 | 24.9 | 15.8 | 19.7 | 12 | 12.3 | 21.6 | 12.6 | 2.7 | 21.6 | 27 | 25.4 | 13.9 | 14.7 | 23.8 | 20.1 | 0
8566 | 18.5 | 14.2 | 15 | 19.9 | 14.6 | 21.4 | 20.4 | 18.6 | 20.8 | 16.7 | 20.8 | 16.3 | 10.6 | 24.4 | 23.6 | 11.9 | 10.8 | 16.2 | 15.6 | 8.3 | 16.8 | 23.9 | 9.2 | 14.9 | 12.8 | 17.6 | 18 | 16.2 | 17.9 | 18 | 14.3 | 17.3 | 26 | 18.3 | 13.5 | 26.2 | 24.5 | 15.3 | 24.8 | 16.2 | 24.9 | 23.3 | 18.3 | 19.8 | 23.6 | 15.2 | 18.4 | 11.5 | 11.8 | 20.6 | 11.2 | 2.2 | 20.6 | 26.8 | 24.8 | 13.9 | 14.3 | 22.9 | 20.1 | 0
8567 | 17.9 | 14.2 | 13.6 | 19 | 14 | 21.3 | 19.8 | 18 | 19.5 | 15.3 | 20.4 | 15.6 | 10 | 24.4 | 22.5 | 11.6 | 10.2 | 15.7 | 15.4 | 7.8 | 16.5 | 23.3 | 8.6 | 15.2 | 11.8 | 17.4 | 17.6 | 15.4 | 17.6 | 18.1 | 14 | 16.8 | 25.4 | 17.8 | 13.4 | 25.1 | 24 | 13.7 | 24.5 | 16.2 | 24 | 22.4 | 17.2 | 18.5 | 22.5 | 14.8 | 17.8 | 11.6 | 11 | 20.2 | 10 | 2 | 20.2 | 26.5 | 24.1 | 13.6 | 13.9 | 22.2 | 20.4 | 0
8568 | 15.8 | 14.3 | 13 | 18.4 | 13.1 | 21 | 19.2 | 17.4 | 19 | 14.4 | 20.1 | 15.6 | 9.7 | 24.2 | 22.4 | 11.1 | 10.7 | 15.1 | 15.1 | 7 | 16.1 | 22.7 | 8.2 | 15.3 | 10.8 | 16.3 | 17.4 | 15 | 16.6 | 18.3 | 13 | 16.2 | 24.5 | 17.3 | 13 | 24.2 | 23.1 | 13.8 | 23.9 | 16.2 | 23 | 18.3 | 16.2 | 17.2 | 21.5 | 14.6 | 16.6 | 11.8 | 10.2 | 20.1 | 8 | 2.6 | 19.1 | 25 | 23.9 | 13.4 | 13.9 | 20.6 | 21.4 | 0
8569 | 15.9 | 14.8 | 13 | 17.9 | 13 | 20.5 | 18.7 | 17 | 18.6 | 13.7 | 20 | 15.4 | 9.7 | 24 | 22.9 | 11 | 10.5 | 14.6 | 14.2 | 6.8 | 16 | 22 | 7.4 | 15.1 | 10.2 | 16.2 | 18.5 | 14.5 | 15.2 | 17.4 | 12.1 | 16.3 | 24.2 | 16.8 | 12.7 | 23.4 | 22.3 | 13.8 | 24 | 15.9 | 22.1 | 13.8 | 15.9 | 17.1 | 20.8 | 14.2 | 15.7 | 12 | 9.4 | 19.6 | 6.4 | 2.4 | 18.7 | 25 | 23.6 | 12.7 | 13.5 | 19.8 | 21.6 | 0
8570 | 15 | 14.9 | 13 | 17.4 | 12.5 | 20.5 | 18.3 | 16.2 | 18.2 | 14 | 19.6 | 15.4 | 9.8 | 23.8 | 21.9 | 10.7 | 10.8 | 14.5 | 13.4 | 6 | 15.9 | 21.5 | 6.8 | 14 | 9.6 | 15.2 | 18 | 14 | 13.5 | 16 | 11.2 | 16.3 | 24 | 16.2 | 12.8 | 23.4 | 21.4 | 13 | 23.8 | 15.4 | 21.6 | 8.8 | 15.6 | 16.2 | 20.1 | 13.8 | 14.4 | 11.6 | 8.8 | 19.1 | 4.4 | 2 | 18 | 25 | 23.6 | 12.2 | 13.5 | 18.8 | 21.4 | 0
8571 | 14.8 | 14.9 | 12.5 | 16.9 | 12.4 | 20.4 | 18 | 16 | 18.2 | 13.8 | 18.9 | 14.7 | 9.7 | 23.7 | 20.7 | 10.1 | 10 | 14 | 12.5 | 5.7 | 15.6 | 21.1 | 5.9 | 12.6 | 8.8 | 13.7 | 18 | 13.2 | 12.3 | 13.8 | 11.4 | 16.3 | 23.6 | 15.6 | 13 | 23.7 | 21 | 13 | 23.3 | 15.4 | 21.1 | 6.5 | 15.6 | 15.7 | 19.6 | 13.3 | 13.9 | 10.9 | 8.4 | 19 | 3.3 | 0.6 | 18.1 | 24.6 | 23.7 | 11.4 | 13.6 | 18.7 | 20 | 0
8572 | 15 | 14.9 | 12.1 | 16.3 | 12 | 20.2 | 17.8 | 15 | 17.8 | 13.3 | 17.7 | 14.2 | 9.2 | 23.7 | 21.2 | 9.6 | 10.1 | 13.7 | 12.2 | 4.9 | 15.4 | 20.5 | 5.4 | 11.2 | 9.5 | 13.2 | 17 | 12.4 | 11.5 | 12.5 | 12.1 | 16.3 | 22.6 | 14.8 | 13 | 23.9 | 20.7 | 12.8 | 22.8 | 15 | 20.6 | 5.6 | 15.4 | 14.9 | 19.2 | 12.9 | 13.4 | 10 | 8.2 | 18.7 | 1.9 | 0.1 | 17.4 | 24.5 | 23.7 | 11.1 | 13.7 | 18.7 | 19 | 0
8573 | 14.3 | 14.9 | 10.9 | 16 | 11.5 | 19.8 | 17.7 | 15 | 18.2 | 13.1 | 17 | 15.6 | 8 | 23.3 | 20.9 | 8.6 | 8.4 | 13.6 | 12.4 | 4.6 | 15.3 | 19.9 | 4.8 | 11.8 | 8.1 | 13.3 | 16.6 | 13.8 | 12.4 | 15.8 | 14.2 | 15.6 | 22 | 13.8 | 13.2 | 25.8 | 20 | 12.8 | 22.7 | 14.7 | 20.5 | 9.2 | 14 | 14.6 | 18.7 | 12.2 | 18 | 8.8 | 9 | 18.6 | 1.8 | 0.2 | 16.4 | 24.5 | 23.6 | 10.8 | 13.7 | 18.6 | 18.6 | 0
8574 | 13.7 | 15.4 | 10.5 | 16 | 11.2 | 19.8 | 17.5 | 14.8 | 18.6 | 12.8 | 16 | 15.2 | 7.3 | 23.3 | 21.1 | 8.2 | 10.8 | 12.8 | 13.8 | 4.4 | 15 | 19.7 | 6.1 | 11.9 | 7.6 | 13 | 14.8 | 13.9 | 13 | 14.6 | 15 | 15.3 | 21.4 | 13.4 | 13.4 | 25.2 | 20.1 | 11.3 | 22.1 | 13.6 | 20.1 | 10.2 | 13.2 | 14.2 | 18.2 | 13.2 | 18.6 | 9.6 | 9.6 | 18 | 1.3 | 4.2 | 15.9 | 24 | 23.5 | 12.1 | 13.8 | 18.4 | 19.7 | 0
8575 | 14.2 | 15.5 | 10 | 16.8 | 10.4 | 19.4 | 17.3 | 14.4 | 18.5 | 12.6 | 15.9 | 15.2 | 8 | 23.3 | 21.3 | 7.7 | 13 | 12.8 | 15.1 | 5.4 | 15 | 19.4 | 7.5 | 13.4 | 7.8 | 12.2 | 14.5 | 14 | 15.1 | 14.5 | 15.4 | 15.2 | 21.1 | 13.8 | 13.5 | 23.9 | 20.9 | 11.3 | 21.8 | 13.6 | 19.6 | 12.2 | 13.9 | 14.2 | 18 | 14.9 | 20 | 11 | 11 | 17.5 | 2.7 | 9.4 | 16.1 | 23.7 | 24 | 13.8 | 13.8 | 17.3 | 21.3 | 0
8576 | 14.9 | 14.9 | 11 | 17.7 | 11 | 20.2 | 18.1 | 14 | 20 | 12.4 | 16 | 15.8 | 9.2 | 24.1 | 21.8 | 8.4 | 16 | 12.7 | 17.6 | 6.8 | 15.1 | 19.6 | 10 | 15.6 | 8.9 | 11.7 | 14.4 | 14.2 | 18 | 15 | 16.2 | 15.7 | 21.6 | 14.6 | 13.5 | 24.8 | 22.4 | 12.8 | 22.2 | 13.6 | 20.1 | 12.4 | 15.4 | 14.8 | 18.2 | 17.6 | 21.2 | 13 | 13 | 18.6 | 5.4 | 14.6 | 16.8 | 24 | 24.3 | 16.2 | 13.9 | 16.8 | 23.2 | 0
8577 | 16.9 | 12.7 | 20 | 20 | 13.1 | 21.9 | 21.2 | 16 | 23 | 16 | 18.1 | 17.6 | 12.7 | 24.6 | 24.1 | 10.3 | 17.6 | 13.8 | 19.2 | 9.9 | 14.9 | 21.2 | 12 | 19 | 11.6 | 12.1 | 16.6 | 14.3 | 21.4 | 17.1 | 16.4 | 19.2 | 24 | 16.3 | 16.7 | 28.3 | 24.7 | 17.3 | 22.3 | 14.4 | 21.9 | 13.7 | 18.7 | 19 | 24.3 | 20 | 23.5 | 15 | 15.6 | 22 | 10 | 18 | 18.7 | 27.6 | 24.2 | 18.5 | 12.2 | 18.5 | 24.8 | 0
8578 | 19.7 | 12.7 | 22.9 | 22.2 | 16.6 | 23.9 | 24 | 18 | 24.5 | 19.5 | 20.6 | 20 | 16.2 | 25.4 | 25.6 | 14 | 19.6 | 17.7 | 21.5 | 12.9 | 15.8 | 23.4 | 14.9 | 22.3 | 17.3 | 16.4 | 22.8 | 14.6 | 24.2 | 19.1 | 16.9 | 21.7 | 26.1 | 18.1 | 17.5 | 29.3 | 27.4 | 21.2 | 23.6 | 14.4 | 25.3 | 13.2 | 21.8 | 22.8 | 26.6 | 22.2 | 25.6 | 16.9 | 18.2 | 24.3 | 14.6 | 20 | 20.9 | 29.9 | 26.1 | 20.9 | 12.7 | 20.9 | 26.2 | 0
8579 | 22.4 | 12.3 | 24.2 | 25 | 18.6 | 25.8 | 25.2 | 19.6 | 26.4 | 22.5 | 24.2 | 22.6 | 20.2 | 25.6 | 26.5 | 18.2 | 20.6 | 20.5 | 23 | 16.4 | 18.1 | 26.5 | 17.2 | 25.6 | 19.8 | 22.6 | 23.5 | 14.8 | 26.2 | 21.4 | 17.2 | 23.7 | 28.4 | 20 | 18.2 | 31.8 | 30 | 23.3 | 26 | 14.8 | 28.4 | 13.4 | 24.9 | 25.4 | 28.4 | 23.6 | 28 | 18.4 | 20.6 | 26.2 | 19 | 20 | 23.4 | 30.7 | 27.2 | 22.6 | 12.7 | 23.8 | 27 | 0
8580 | 23.9 | 11.8 | 25.4 | 26.7 | 21.9 | 26.5 | 26.8 | 21.6 | 27.4 | 24.5 | 26.6 | 24.3 | 22.2 | 28.3 | 27.9 | 20.4 | 22.4 | 22.7 | 25.1 | 18.4 | 20.4 | 27.7 | 19.9 | 27.6 | 21.5 | 23.6 | 26 | 15.1 | 26.9 | 22.4 | 18.1 | 24.7 | 29.8 | 21.2 | 17.2 | 31.9 | 31.9 | 24.8 | 26.7 | 14.9 | 30.5 | 11.6 | 26.1 | 26.4 | 30.3 | 24.8 | 29.4 | 19.7 | 22.2 | 27.3 | 21.4 | 19.3 | 25.1 | 30.9 | 29.1 | 24 | 13.7 | 26.3 | 27.6 | 0
8581 | 24.4 | 12.2 | 26.3 | 28.3 | 22.6 | 27 | 27.6 | 21.6 | 28.4 | 26.3 | 28.8 | 25 | 23.6 | 27.8 | 28.5 | 20.4 | 22.8 | 23.3 | 25.6 | 20 | 21.4 | 28.7 | 21.1 | 29 | 23.5 | 25 | 25 | 15.3 | 26.9 | 23.2 | 18.6 | 25.1 | 31 | 22.3 | 18.2 | 32.4 | 32.9 | 25.5 | 26.8 | 14.9 | 32.4 | 11.3 | 26.7 | 27.6 | 30.7 | 25.3 | 30.7 | 20.5 | 23 | 28.3 | 22.7 | 17.7 | 26.4 | 31 | 29.7 | 24.2 | 14.2 | 26.7 | 27.7 | 0
8582 | 26.2 | 12.7 | 27.8 | 28.6 | 21.7 | 29 | 27.7 | 22.4 | 28.5 | 27.2 | 29.2 | 24.4 | 23 | 27.5 | 28.6 | 22 | 23 | 23.5 | 25.8 | 20 | 21.3 | 29.5 | 21.6 | 29.2 | 23.9 | 25.6 | 25.3 | 15.4 | 26.4 | 23.2 | 19 | 25.2 | 31.9 | 22.8 | 18.7 | 33.2 | 32.8 | 26.3 | 27 | 14.9 | 32.9 | 10.4 | 26.2 | 27.9 | 30.4 | 25.6 | 30.8 | 21 | 22.8 | 29.1 | 22.4 | 16.2 | 26.8 | 30.8 | 30.1 | 23.6 | 15 | 26.7 | 27.6 | 0
8583 | 26.5 | 13.2 | 27.5 | 28.9 | 21.7 | 29.1 | 28 | 23 | 27.9 | 27.9 | 29.3 | 23.2 | 22.6 | 27.2 | 29.1 | 23 | 20.9 | 23.5 | 23.9 | 20 | 21.7 | 29.4 | 19.9 | 29 | 24.6 | 26.5 | 26.8 | 15.3 | 25.9 | 23.7 | 18.4 | 25 | 32.5 | 23.3 | 18.1 | 32.7 | 31.9 | 26.3 | 26.6 | 14.3 | 31.4 | 12 | 26.4 | 27.9 | 30.2 | 25 | 30.8 | 20.8 | 21.8 | 29.7 | 22 | 14.2 | 27 | 31.3 | 30.6 | 21.9 | 15.2 | 28.1 | 26.9 | 0
8584 | 26.4 | 13.2 | 27.9 | 28.1 | 22.3 | 28 | 27.5 | 23.2 | 24.7 | 27.7 | 27.9 | 21.5 | 21.2 | 26.5 | 29.1 | 22.5 | 18.7 | 23.5 | 21.9 | 18.9 | 21.6 | 28.8 | 17.8 | 27.5 | 24.4 | 26.3 | 25.2 | 15.2 | 24.9 | 23.5 | 17.7 | 24.7 | 32.5 | 23 | 17.2 | 32.2 | 30.4 | 25 | 26.5 | 14.3 | 30.9 | 13 | 26.2 | 27.9 | 29.6 | 24.1 | 29.5 | 19.9 | 20.1 | 29.7 | 20.8 | 12.8 | 26.5 | 30.8 | 30.2 | 20 | 15.2 | 28 | 26 | 0
8585 | 25.9 | 12.7 | 26.9 | 27.2 | 20.3 | 27.5 | 26.4 | 22 | 27.9 | 26.8 | 26.8 | 20 | 20.4 | 25.5 | 28.8 | 19.8 | 15.4 | 22.6 | 19.2 | 18 | 21.3 | 27.9 | 15 | 25.6 | 23.5 | 26.1 | 24.8 | 15 | 23.8 | 23.4 | 16.4 | 23.2 | 32 | 22.4 | 16.7 | 30.2 | 28.8 | 22.8 | 26 | 14 | 30 | 15.5 | 26.5 | 27.3 | 27.4 | 22.2 | 28 | 18.4 | 18.2 | 29.2 | 19.6 | 11.3 | 26 | 30.1 | 29.1 | 17.8 | 15 | 27.7 | 24.6 | 0
8586 | 24 | 12.8 | 24.4 | 25.3 | 17.7 | 26 | 24.9 | 20 | 24.7 | 24.6 | 24.8 | 18.5 | 18.6 | 25.2 | 27.7 | 17 | 13.6 | 20 | 17.9 | 16.1 | 19.9 | 27.4 | 13.4 | 22.6 | 19 | 23.6 | 23.8 | 14.9 | 22 | 21.9 | 15.7 | 20.7 | 30.4 | 20.9 | 16.2 | 29.2 | 27.3 | 20.8 | 25 | 13 | 28.6 | 16.5 | 25.5 | 25.4 | 25.7 | 20.3 | 25.3 | 16.6 | 16.3 | 27.9 | 17.3 | 10.7 | 24.8 | 28.4 | 27.6 | 16.3 | 14 | 25.6 | 23.2 | 0
8587 | 20.9 | 12.8 | 19.6 | 23.9 | 16.2 | 25.4 | 23.2 | 18.6 | 22.4 | 21.4 | 24 | 17.5 | 17.6 | 24.8 | 26.6 | 14.7 | 11.6 | 18.6 | 16.6 | 14.9 | 18.8 | 26.6 | 11.8 | 19.8 | 16.3 | 20.7 | 23.3 | 14.8 | 20 | 20.4 | 14.7 | 19 | 29.2 | 19.4 | 15.3 | 28.2 | 26.2 | 18.6 | 24.4 | 13 | 27.8 | 19.1 | 24.2 | 23.2 | 25 | 17.8 | 23.1 | 14.6 | 14.7 | 26.6 | 15 | 10.3 | 23.8 | 27.9 | 26.3 | 15 | 13.3 | 25 | 21.9 | 0
8588 | 18.9 | 12.8 | 17.3 | 22.3 | 15.1 | 25 | 21.9 | 18 | 23.4 | 17.3 | 23.2 | 16.4 | 16 | 24.8 | 25.3 | 13.5 | 11.2 | 22.8 | 16.4 | 13.4 | 17.2 | 25.8 | 11.2 | 17 | 14.5 | 19.1 | 21.8 | 14.8 | 18 | 18.2 | 14.4 | 17.7 | 28.2 | 17.6 | 14.8 | 27.7 | 25.4 | 18 | 23.8 | 13.1 | 27 | 20.6 | 21.8 | 21.3 | 24.7 | 15.8 | 20.8 | 13 | 13.5 | 26 | 12.2 | 10.4 | 22.4 | 27.6 | 25.6 | 14.4 | 12.7 | 24.1 | 21 | 0
8589 | 18.5 | 12.7 | 15.7 | 21.7 | 14.4 | 24.3 | 21.1 | 17.4 | 21.2 | 15.7 | 23.7 | 15.7 | 15.4 | 24.8 | 23.6 | 12.8 | 10.2 | 17 | 15.5 | 12.9 | 16 | 24.9 | 9.9 | 15.4 | 13.3 | 18.1 | 21.3 | 14.6 | 16.7 | 17.1 | 13.7 | 16.7 | 27.3 | 16.6 | 14.6 | 27.1 | 24.8 | 17.3 | 23.5 | 12.7 | 26.2 | 23.4 | 19.9 | 20 | 24.2 | 14 | 19.8 | 11.8 | 12.8 | 25 | 10.2 | 10 | 21.5 | 27.5 | 25.1 | 13.7 | 12.7 | 22 | 20.4 | 0
8590 | 17.2 | 12.7 | 14.4 | 20.6 | 13.7 | 24.3 | 20.5 | 17 | 20.7 | 15.5 | 23.4 | 14.9 | 14 | 24.8 | 23.2 | 12.4 | 10.2 | 16.3 | 15.5 | 11.8 | 15.2 | 24.1 | 9.3 | 14.4 | 13.2 | 17.3 | 20.5 | 14.6 | 16 | 16.1 | 13.5 | 17 | 26.4 | 15.8 | 14.9 | 25.1 | 24.2 | 16.3 | 23.5 | 12.7 | 25.3 | 23.7 | 17.7 | 18.9 | 23.3 | 13.4 | 18.8 | 11.4 | 12.3 | 23.8 | 8.3 | 9.6 | 20.3 | 27.5 | 25 | 13.4 | 11.3 | 21.5 | 20.3 | 0
8591 | 16.8 | 12.7 | 13.9 | 20 | 13.1 | 24.3 | 20.1 | 15.2 | 19.9 | 14.6 | 23.2 | 14.4 | 13.2 | 24.9 | 22.4 | 12.4 | 9.6 | 15.9 | 14.8 | 11 | 14.5 | 22.9 | 8 | 14.4 | 12.5 | 17.3 | 19.7 | 14.4 | 16 | 16.4 | 13.2 | 16.2 | 25.8 | 15.8 | 14.4 | 24.3 | 23.6 | 15.8 | 23.3 | 12.7 | 24.5 | 23 | 16.6 | 18.6 | 22.9 | 13.4 | 18.5 | 11.2 | 12 | 22.8 | 7.4 | 8 | 19.6 | 27.1 | 24.6 | 12.8 | 11.3 | 21.5 | 20.2 | 0
8592 | 16.9 | 12.7 | 13.9 | 18.4 | 12.2 | 23.5 | 19.7 | 14.4 | 19 | 14.4 | 21.5 | 13.9 | 11.3 | 24.7 | 20.8 | 11.4 | 10 | 15.4 | 15.1 | 9.1 | 13.6 | 22.3 | 7.6 | 14.2 | 12.8 | 16.1 | 18.3 | 14.4 | 16 | 16.4 | 13.5 | 15.7 | 25.1 | 15.6 | 12.4 | 23.4 | 22.9 | 15.2 | 22.7 | 12.6 | 23.7 | 18.5 | 15.4 | 17.4 | 22.4 | 14.2 | 17.6 | 11.2 | 11.4 | 22.4 | 6.2 | 6 | 18.6 | 26.5 | 24.6 | 12.5 | 11.4 | 19.8 | 20.2 | 0
8593 | 16.9 | 12.7 | 13.9 | 17.4 | 11.8 | 23.2 | 19.4 | 13.8 | 18.8 | 13.6 | 20.2 | 14.1 | 10.2 | 24.3 | 20.6 | 11 | 9.3 | 15 | 14.5 | 7.6 | 13.4 | 22 | 6.7 | 14.1 | 11 | 15.3 | 17.4 | 14.2 | 15.8 | 17.1 | 13.6 | 15.6 | 24.6 | 15.6 | 13.2 | 22.3 | 22.1 | 14.8 | 22.7 | 12.6 | 22.9 | 14.2 | 15.3 | 16.9 | 21 | 14.6 | 17.1 | 11 | 10.8 | 21.8 | 5.7 | 2.9 | 18.1 | 26.4 | 24.1 | 11.9 | 11.3 | 19.2 | 19.7 | 0
8594 | 16.5 | 11.6 | 13.7 | 16 | 11.7 | 22.5 | 19.3 | 13.2 | 18.5 | 13.5 | 18.4 | 14.4 | 8.8 | 24.3 | 20.6 | 11 | 9.2 | 14.9 | 14.4 | 5.8 | 13.2 | 21.5 | 6.4 | 13.4 | 10.3 | 14.6 | 16.3 | 14.2 | 15 | 17 | 14 | 15.2 | 23.9 | 15.2 | 13.6 | 22.2 | 21.4 | 14.5 | 22.7 | 12.6 | 22.4 | 9.2 | 14.8 | 16.4 | 20.1 | 14.6 | 16.4 | 10.4 | 10 | 21.6 | 4.6 | 0.2 | 17.4 | 26.4 | 23.7 | 11.4 | 11.2 | 18.9 | 19.2 | 0
8595 | 15.9 | 10.8 | 11.7 | 15.8 | 11.1 | 21.2 | 18.8 | 12.4 | 18.4 | 13.5 | 17.9 | 15.2 | 8.7 | 24.2 | 19.8 | 10.4 | 8 | 14.2 | 13.2 | 5.2 | 13.2 | 21.2 | 5.3 | 12.9 | 9.4 | 14.6 | 15.7 | 14 | 13.9 | 17.2 | 13.9 | 15.2 | 23.9 | 14.9 | 13.6 | 22.2 | 20.8 | 13.8 | 22.8 | 12.6 | 21.9 | 7.7 | 15 | 15.9 | 19.2 | 13.6 | 16.7 | 9.5 | 9.4 | 20.6 | 3.9 | 2.1 | 17.2 | 26 | 23.6 | 10.7 | 11.1 | 18.5 | 18.5 | 0
8596 | 14.9 | 10.3 | 10.7 | 15.5 | 10.7 | 20.7 | 18.6 | 11.8 | 17.6 | 13.2 | 17.1 | 15.5 | 8 | 23.9 | 19.8 | 10.5 | 8.1 | 14 | 12.8 | 4.4 | 12.6 | 20.3 | 5.1 | 12 | 8.6 | 14.1 | 14 | 13.9 | 12.8 | 16.4 | 14.1 | 14.7 | 23.9 | 14.2 | 13.7 | 22.2 | 20.3 | 13.3 | 22.9 | 12.6 | 21.4 | 7.1 | 14.3 | 15.5 | 18.5 | 12.8 | 17 | 8.9 | 8.9 | 19.8 | 2.5 | 2.1 | 16.7 | 25.9 | 23.3 | 10.6 | 11.1 | 18 | 18.3 | 0
8597 | 14.7 | 10 | 9.9 | 14.8 | 10.8 | 20 | 19.1 | 11.4 | 17.4 | 12.7 | 14 | 12 | 9.2 | 23.7 | 19.8 | 10 | 8.2 | 14 | 12.8 | 5.6 | 12.4 | 19.7 | 6.8 | 12.8 | 7.7 | 13.6 | 13.8 | 14.4 | 11.8 | 9.4 | 14 | 13.8 | 23 | 12 | 13.7 | 22.2 | 19.8 | 12.8 | 22.9 | 12.5 | 21.4 | 8 | 13.5 | 15 | 18 | 10.2 | 16.2 | 9 | 9.8 | 19.6 | 1.6 | 5 | 16.8 | 25.9 | 23.1 | 12.4 | 10.8 | 17 | 20.2 | 0
8598 | 15.2 | 10.7 | 9.5 | 14.8 | 10.6 | 19.4 | 19.1 | 10.8 | 17.4 | 12.5 | 12.6 | 12.4 | 7.6 | 23.7 | 19.6 | 9.4 | 10.2 | 13.9 | 13.3 | 4.8 | 12.2 | 19.1 | 7.1 | 13.4 | 7.5 | 12.9 | 13.7 | 14.5 | 12 | 7.8 | 14 | 13.7 | 22.1 | 15.5 | 13.8 | 22.2 | 20 | 12.8 | 22.6 | 12.5 | 20.9 | 9.2 | 13.4 | 14.9 | 17.7 | 11.7 | 16.7 | 10.5 | 9.9 | 19.4 | 1.7 | 7.9 | 15.2 | 25.7 | 23.1 | 12.9 | 10.8 | 16.2 | 20.5 | 0
8599 | 15.5 | 11 | 9.4 | 15.7 | 10.2 | 19.1 | 19.3 | 10.4 | 17.7 | 12.5 | 13.1 | 13.4 | 7.7 | 23.7 | 19.4 | 8.7 | 12.7 | 13.2 | 14.4 | 5.5 | 12.1 | 18.4 | 7.7 | 15.2 | 7.4 | 11.4 | 13.5 | 14.6 | 13.4 | 8.4 | 14.3 | 13.9 | 21 | 18.5 | 13.9 | 22.2 | 21 | 12.5 | 22.6 | 12.5 | 20.8 | 11.3 | 14.4 | 14.9 | 17.5 | 14.2 | 18.7 | 12.7 | 11 | 19.4 | 3.2 | 11.2 | 15.2 | 25.8 | 23.1 | 13.8 | 10.7 | 16.4 | 21.3 | 0
8600 | 15.4 | 11.2 | 11.7 | 17.4 | 10.5 | 20 | 19.7 | 10 | 19.9 | 12.4 | 15 | 15.2 | 9 | 24.8 | 19.6 | 8.4 | 15.4 | 12.7 | 16.4 | 7.4 | 12.1 | 19 | 9.2 | 17.4 | 8.6 | 10.7 | 13 | 14.7 | 15.6 | 9.6 | 14.8 | 16.2 | 21.6 | 21.8 | 14 | 22.9 | 22.6 | 13.3 | 22.7 | 12.5 | 20.9 | 11.6 | 15.8 | 15.4 | 17.8 | 17.6 | 20.2 | 14.5 | 13 | 20.2 | 6 | 14.8 | 15 | 26.3 | 24.1 | 15.4 | 11.2 | 16.4 | 22 | 0
8601 | 17.1 | 11.2 | 20.8 | 19.7 | 13.4 | 21.9 | 21.1 | 11.8 | 22.6 | 14.8 | 18.7 | 17.6 | 12.5 | 26.5 | 20.4 | 10.2 | 17.8 | 13.7 | 18.6 | 10.7 | 12.5 | 21 | 11.3 | 20.5 | 12.8 | 10.5 | 12.8 | 15.2 | 18.8 | 13.7 | 16.2 | 20.6 | 23.5 | 22.2 | 14.4 | 26.6 | 25 | 17.2 | 24.1 | 12.6 | 22.2 | 12.6 | 18.6 | 18.5 | 20.8 | 20.3 | 23.3 | 16.7 | 15.8 | 23.5 | 10.1 | 16.5 | 17.4 | 26.8 | 25.9 | 17.4 | 12.4 | 17.4 | 23.4 | 0
8602 | 19.6 | 12.2 | 23.4 | 21.9 | 17 | 24.3 | 22.6 | 14 | 24.2 | 18.8 | 22.6 | 20.2 | 16.2 | 27.2 | 21.5 | 14 | 19.9 | 18 | 20.9 | 14.1 | 13.8 | 22.9 | 14.2 | 23.1 | 17.4 | 17.8 | 14 | 15.9 | 21.8 | 17.3 | 17.7 | 23.3 | 25.4 | 22.3 | 14.4 | 29.4 | 27.7 | 20.7 | 26 | 13.7 | 25.5 | 12 | 21.4 | 22.2 | 24.7 | 22.6 | 25.4 | 18.2 | 18.7 | 26.1 | 14.5 | 17.5 | 19.2 | 27.6 | 27.2 | 19.6 | 13.3 | 19.4 | 24.6 | 0
8603 | 22.1 | 14.2 | 25.4 | 23.8 | 19.4 | 25.9 | 24.8 | 15.2 | 25.5 | 20.9 | 26 | 22.8 | 19.8 | 27.5 | 22.6 | 17.7 | 21.4 | 21 | 22.8 | 17.4 | 15.7 | 24.4 | 17 | 25.4 | 19 | 21.8 | 15.7 | 17 | 24.6 | 21.4 | 19.6 | 24.3 | 26.3 | 21 | 14.9 | 31 | 30.4 | 23.4 | 27.2 | 14.7 | 28.6 | 12.2 | 24.4 | 25.2 | 27.2 | 23.8 | 28.2 | 20 | 21.4 | 27.3 | 18.6 | 17 | 22.2 | 27.8 | 27.4 | 21.4 | 15.4 | 22.9 | 26 | 0
8604 | 24 | 15.3 | 26.3 | 25.1 | 21.8 | 27.5 | 26.2 | 16.8 | 27.4 | 23.2 | 27.6 | 24.8 | 21.4 | 27.7 | 24.3 | 20.3 | 22.5 | 23 | 24.2 | 19.5 | 18.5 | 26.3 | 19.4 | 26.3 | 20.9 | 23.7 | 18.2 | 18.2 | 26.1 | 22.8 | 20.6 | 25.3 | 27.2 | 21.5 | 16.5 | 33.2 | 32.4 | 24.7 | 27.5 | 14 | 30.8 | 11 | 26.1 | 26.9 | 28.8 | 24.9 | 29.1 | 20.9 | 23.1 | 28.8 | 21.3 | 17 | 23.2 | 28.8 | 28.9 | 22.6 | 17.4 | 24.8 | 26.8 | 0
8605 | 25.1 | 16.4 | 26.8 | 25.8 | 22.4 | 28.5 | 26.8 | 18.8 | 26.8 | 25.3 | 28.1 | 25.7 | 22 | 28.2 | 25.7 | 21 | 22.7 | 23.4 | 24.6 | 20.8 | 20.5 | 26.9 | 20.3 | 26.6 | 22.9 | 24.6 | 19.5 | 19.4 | 27.1 | 23.9 | 21.1 | 25.8 | 27.9 | 21.8 | 17.9 | 32 | 33.6 | 26.4 | 27.5 | 14 | 32.2 | 11.2 | 27.2 | 28.1 | 29.7 | 25.2 | 30.3 | 22 | 23.7 | 29.8 | 22.5 | 16.5 | 25 | 29.4 | 29.3 | 22.8 | 18.4 | 25.9 | 27.5 | 0
8606 | 26 | 17 | 28.2 | 26 | 21.9 | 29.3 | 27 | 19.2 | 27.6 | 27.3 | 27.2 | 25.6 | 21 | 28.1 | 26.5 | 21.3 | 22.2 | 23.4 | 24.4 | 21 | 21.4 | 27.9 | 20 | 25.8 | 23 | 25.3 | 21.6 | 20.2 | 27 | 23.2 | 20.4 | 25.8 | 28.8 | 23.4 | 18.8 | 31.1 | 33.6 | 27.1 | 27.5 | 14 | 32.1 | 11 | 26.9 | 28.5 | 28.8 | 25.6 | 30 | 22.2 | 23.2 | 30.8 | 22.2 | 16.6 | 25.4 | 29.2 | 29.4 | 22.2 | 20.4 | 25.8 | 27.4 | 0
8607 | 26.1 | 18.8 | 27.8 | 26 | 21.8 | 28.9 | 27.2 | 19.6 | 26.5 | 27.4 | 26.4 | 24.4 | 20.3 | 28.2 | 26.9 | 22.4 | 20.7 | 23.4 | 23.4 | 20.9 | 22.4 | 27.9 | 18.4 | 25 | 23.6 | 25.3 | 21.5 | 20.5 | 26.8 | 23.8 | 19.4 | 25.8 | 29.2 | 23.3 | 19 | 29.6 | 32.8 | 27.1 | 27.4 | 14 | 30.1 | 12.8 | 26.5 | 28.7 | 28.2 | 24.9 | 30.3 | 22.3 | 22 | 30.8 | 21.1 | 15.5 | 27.3 | 28.3 | 29.9 | 20.8 | 20.6 | 26.8 | 27.1 | 0
8608 | 26.1 | 18.8 | 28.2 | 25.6 | 21.9 | 28.7 | 26.9 | 19.6 | 25.5 | 27.5 | 25.5 | 22.6 | 19.1 | 28 | 27 | 21.4 | 18.6 | 23.4 | 22.3 | 20 | 22.1 | 27.9 | 16.7 | 23.5 | 23.3 | 25.4 | 21.5 | 20.1 | 25.9 | 23.5 | 18 | 24.8 | 28.9 | 23.5 | 18.9 | 29.1 | 31.2 | 26.4 | 27.3 | 14 | 30.3 | 13.7 | 25.2 | 28.7 | 27.9 | 24 | 28.8 | 21.1 | 20.3 | 30.4 | 19.5 | 14.2 | 27.5 | 29 | 29.4 | 19.4 | 20.4 | 26.6 | 26.1 | 0
8609 | 25.7 | 18.9 | 27.4 | 25 | 20.4 | 28.3 | 25.5 | 19 | 23.8 | 26.8 | 25.2 | 20.6 | 18.4 | 27.2 | 26.6 | 18.7 | 16.4 | 22.2 | 21 | 18.6 | 20.9 | 27.4 | 15 | 22 | 21.6 | 25 | 21.2 | 19 | 24.8 | 24 | 17 | 23.3 | 29 | 21.8 | 18.5 | 28.6 | 29.4 | 25.3 | 26.8 | 14 | 29.7 | 15.8 | 24.2 | 27.9 | 27.1 | 22 | 27.4 | 19.6 | 18.5 | 29.7 | 17.8 | 11.4 | 28 | 28.8 | 28.8 | 18 | 17.5 | 26.4 | 25 | 0
8610 | 23.6 | 17.5 | 24.2 | 24 | 18.4 | 26.7 | 24.5 | 17.4 | 22.5 | 24.8 | 24.6 | 18.8 | 16.8 | 26 | 25.5 | 15.3 | 14.7 | 19.5 | 20 | 16.3 | 19.4 | 26 | 14.2 | 19.9 | 18.1 | 23.5 | 20 | 17.3 | 22.8 | 22.6 | 16.1 | 20.3 | 27.8 | 20.9 | 17.5 | 27.6 | 27.6 | 22.2 | 25.5 | 13.9 | 28.5 | 16.6 | 22.7 | 26 | 26.1 | 20 | 24.3 | 17.1 | 16.8 | 28.9 | 16 | 8.8 | 25.8 | 28 | 27.4 | 17.1 | 16.5 | 25.6 | 23.4 | 0
8611 | 21.3 | 15.5 | 21 | 22.7 | 16.9 | 26 | 22.9 | 15.6 | 20.9 | 22.1 | 24.2 | 17.3 | 15.3 | 25.7 | 24.5 | 13.8 | 13.7 | 18.5 | 18.9 | 13.8 | 18.3 | 24.9 | 13.6 | 18 | 15.9 | 20.6 | 19 | 15.6 | 20.8 | 21.8 | 16 | 18.7 | 25.8 | 18.9 | 16.5 | 26.6 | 26.3 | 19.9 | 24.8 | 13.3 | 28 | 18.9 | 21.9 | 24 | 25.4 | 17.5 | 22.7 | 15.3 | 15.4 | 28.7 | 14.2 | 5.6 | 24 | 27.8 | 26.3 | 16.5 | 15.4 | 23.8 | 22.3 | 0
8612 | 19.7 | 14.7 | 19.3 | 21.4 | 15.5 | 25.8 | 21.9 | 14.2 | 20 | 18.2 | 23.4 | 16.4 | 13.2 | 25.6 | 23.8 | 13.1 | 13.6 | 17.5 | 18 | 11.2 | 17.3 | 23.7 | 13.2 | 16 | 14.2 | 19.2 | 17.5 | 14 | 18.6 | 19.6 | 15.8 | 17.3 | 23.6 | 18.2 | 15.9 | 26.1 | 25.4 | 19 | 24.3 | 12.6 | 27.5 | 20.6 | 20.8 | 22.2 | 24.9 | 15.6 | 21.2 | 13.8 | 14.2 | 27.7 | 12.2 | 3.6 | 21 | 27.3 | 25.4 | 16 | 14.4 | 22.4 | 21.4 | 0
8613 | 19.1 | 14 | 17.4 | 20.3 | 14.5 | 21.4 | 21.1 | 13.8 | 19.3 | 17 | 22.9 | 15.8 | 11.9 | 25.3 | 23.4 | 12.1 | 13.9 | 17.5 | 17 | 9.5 | 16.5 | 21.8 | 12.1 | 14.9 | 13.2 | 18.6 | 16.5 | 13 | 17.2 | 18.9 | 15.9 | 16.3 | 22.1 | 16.5 | 15.8 | 25.9 | 25.1 | 18.4 | 24 | 11.5 | 27 | 23.5 | 20.4 | 20.8 | 23.8 | 13.9 | 22.2 | 13.6 | 13.5 | 26.9 | 10.4 | 2 | 20.2 | 27 | 24.9 | 15.4 | 12.3 | 21.3 | 21.3 | 0
8614 | 18.1 | 13.4 | 15.9 | 19.5 | 13.9 | 21.2 | 20.6 | 13.2 | 18.7 | 16.2 | 22.1 | 15.4 | 10.7 | 24.7 | 22.7 | 11.8 | 14.2 | 17 | 16.2 | 8.5 | 16.1 | 20.4 | 10.9 | 14.1 | 11.4 | 17.5 | 15.2 | 12.3 | 16 | 17.3 | 15.5 | 15.8 | 21.3 | 16.3 | 15 | 25.1 | 24.8 | 17.9 | 23.5 | 11.2 | 26.6 | 24 | 19.5 | 19.8 | 23.5 | 13.5 | 22.7 | 13.2 | 12.9 | 26.3 | 8.5 | 2.3 | 19 | 26.6 | 24.4 | 14.8 | 12.3 | 20.5 | 21.2 | 0
8615 | 18.1 | 12.5 | 15.4 | 19 | 13.4 | 21.2 | 20.6 | 12.6 | 17.5 | 15.5 | 21.8 | 15 | 10.6 | 24 | 21.7 | 11.7 | 13.8 | 16.2 | 15.4 | 8.6 | 15.5 | 19.7 | 9.2 | 14 | 11 | 16.6 | 15 | 12.2 | 15.6 | 16.8 | 15 | 15.2 | 20.7 | 15.4 | 14.7 | 24.6 | 24.4 | 16.7 | 23.1 | 10.6 | 26.1 | 23.4 | 18.8 | 18.7 | 23.1 | 13.4 | 23.6 | 13 | 12.6 | 25.3 | 7 | 3 | 19.4 | 26.3 | 23.9 | 14 | 12.2 | 20.4 | 21.4 | 0
8616 | 17.6 | 12 | 14.2 | 18.6 | 12.5 | 20.6 | 20.3 | 12 | 16.8 | 14.8 | 21.1 | 14.5 | 10.4 | 23 | 20.4 | 11.5 | 12.8 | 14.8 | 15 | 8.9 | 14.9 | 19.4 | 8 | 13.6 | 10.4 | 15.5 | 12 | 12.3 | 14.9 | 14.8 | 14 | 14.8 | 20.1 | 15.7 | 13.8 | 24.2 | 23.5 | 16.4 | 22.7 | 10.7 | 25.6 | 19 | 17.2 | 18 | 22.4 | 14.1 | 22 | 11.6 | 12.3 | 24.8 | 5.7 | 4.7 | 18.3 | 26 | 23.8 | 13.4 | 11.9 | 19 | 21 | 0
8617 | 17 | 11 | 12.3 | 18.2 | 13 | 20.6 | 19.9 | 11.4 | 15.7 | 13.9 | 20.6 | 13.9 | 11.2 | 22.7 | 20.1 | 11.5 | 11 | 14.8 | 14.6 | 9.3 | 14.9 | 18.9 | 7.2 | 13.5 | 10.2 | 15.8 | 14 | 12.6 | 14.5 | 13.9 | 13.4 | 14.3 | 20.3 | 14.4 | 13.4 | 24 | 22.6 | 16 | 22.5 | 10.7 | 25.1 | 14.3 | 16 | 17.7 | 21 | 13.9 | 20.4 | 10.1 | 11.9 | 23.8 | 4.7 | 5.2 | 18.3 | 25.6 | 23.4 | 12.9 | 11.3 | 18.6 | 20.6 | 0
8618 | 16.4 | 10.5 | 11.6 | 17.4 | 12.4 | 20.7 | 19.4 | 10.8 | 14.7 | 13.4 | 19.4 | 13.2 | 11.2 | 22.6 | 19.8 | 10.9 | 9.2 | 14.7 | 14.2 | 9 | 14.6 | 18.8 | 7 | 13 | 9.7 | 14.7 | 14 | 13 | 13.6 | 12 | 13 | 14 | 19.7 | 13.6 | 12.9 | 23.9 | 21.4 | 15.3 | 22 | 10.4 | 24.9 | 9 | 14.5 | 16.3 | 20.6 | 13.4 | 17.4 | 8.2 | 11.4 | 23.1 | 3.8 | 5.4 | 17.2 | 25.3 | 23.3 | 12.6 | 11.3 | 18.1 | 20 | 0
8619 | 16.5 | 10.1 | 11.1 | 16.5 | 12 | 20.6 | 19 | 10 | 14.3 | 13.2 | 18 | 12.6 | 11.4 | 22.2 | 19.7 | 10.4 | 7.8 | 14.2 | 13.5 | 8.3 | 14.2 | 18.6 | 6.8 | 12.8 | 8.9 | 14.2 | 13.6 | 13.6 | 12.9 | 11.5 | 13.3 | 13.7 | 19.1 | 11.5 | 12.4 | 23.7 | 20.6 | 15.1 | 22 | 9.8 | 24.3 | 6.9 | 14 | 15.9 | 20.2 | 11.7 | 16.3 | 7.6 | 10.8 | 22.7 | 3 | 4.4 | 17.6 | 25.4 | 22.9 | 12.4 | 10.9 | 18 | 19.9 | 0
8620 | 16.5 | 9.7 | 10.9 | 15.4 | 11.8 | 20.4 | 18.5 | 10.4 | 14.5 | 13.4 | 15.8 | 12.1 | 10.3 | 22.1 | 19.6 | 10.3 | 7.4 | 14 | 13.1 | 6.8 | 14.2 | 18.5 | 6.9 | 12.5 | 8.4 | 14 | 13.6 | 14 | 12 | 9.9 | 13.6 | 13.4 | 19.3 | 11.4 | 11.9 | 23.1 | 19.9 | 14.7 | 21.9 | 9.4 | 24 | 6 | 13.4 | 16 | 19.9 | 10.7 | 15.2 | 7.6 | 10.1 | 21.9 | 2.1 | 4.3 | 16.7 | 25.7 | 22.6 | 12.3 | 10.7 | 18.2 | 19.8 | 0
8621 | 16 | 9.2 | 10.2 | 14 | 11.6 | 20.2 | 18.4 | 10.4 | 14.5 | 13.2 | 17.4 | 12 | 7.4 | 22.2 | 19.1 | 10.2 | 9.2 | 14 | 13 | 6 | 14.3 | 17.2 | 6 | 10.8 | 8 | 13.3 | 12.7 | 9.4 | 11.6 | 8 | 14.2 | 13.3 | 19.5 | 11.6 | 11.4 | 22.7 | 21.4 | 14.5 | 21.2 | 9.1 | 23.6 | 8.8 | 16.2 | 15.9 | 19.2 | 11 | 20.6 | 8.4 | 10 | 21.4 | 1 | 2.2 | 15.8 | 25.5 | 22.4 | 11.2 | 10.5 | 18.4 | 18.6 | 0
8622 | 15.1 | 9.4 | 10 | 13.1 | 10.9 | 20.2 | 17.6 | 10.4 | 13.9 | 13.3 | 16.8 | 11.5 | 7 | 21.5 | 18.7 | 9.7 | 11.5 | 14 | 14 | 6.5 | 14 | 17.2 | 7.2 | 10.6 | 7.1 | 13.2 | 12 | 8.7 | 12.1 | 6.9 | 14.4 | 13.3 | 19.8 | 11.3 | 10.9 | 21.7 | 21.4 | 14 | 20.6 | 8.5 | 23.5 | 9.6 | 15.5 | 15.4 | 19.1 | 11.3 | 20.5 | 9.4 | 10.5 | 20.8 | 0.7 | 5.7 | 14 | 25.2 | 21.9 | 12 | 10.4 | 18.1 | 19 | 0
8623 | 14.3 | 9.4 | 10.1 | 13.4 | 10.8 | 19.5 | 17.5 | 10.4 | 13.6 | 13 | 17 | 12 | 6.6 | 21.5 | 18.7 | 9.8 | 13.9 | 13.9 | 15.4 | 8.3 | 14.1 | 16.6 | 9.1 | 11.3 | 7 | 13 | 12.7 | 9.2 | 13.6 | 7.7 | 15 | 13.5 | 19.7 | 11.8 | 10 | 21.6 | 22.2 | 13.6 | 20.6 | 8.4 | 23.2 | 11.4 | 15.9 | 15.2 | 20.2 | 13.4 | 21 | 11.2 | 11.7 | 20.3 | 2.3 | 9.3 | 13.7 | 25.2 | 21.9 | 13.5 | 10.4 | 17.7 | 20.5 | 0
8624 | 14 | 9.5 | 11.9 | 14.9 | 11.3 | 20.6 | 18.4 | 10.8 | 16.3 | 13.1 | 18 | 13.4 | 7 | 22.3 | 19.2 | 10.3 | 17.8 | 13.7 | 17 | 10.6 | 14.1 | 17.7 | 12 | 12.6 | 7.6 | 12.9 | 11.6 | 10.4 | 16 | 10 | 15.6 | 16 | 20.2 | 12.8 | 10.4 | 20.9 | 23.4 | 14.2 | 20.9 | 8.4 | 23 | 11.6 | 17 | 15.2 | 21.4 | 16.2 | 22.2 | 13.4 | 14 | 20.3 | 4.8 | 13.4 | 13.4 | 26.1 | 22.9 | 15.6 | 10.7 | 17.9 | 22.4 | 0
8625 | 17.6 | 9.6 | 18.3 | 17.4 | 14.6 | 22.9 | 20.6 | 12.4 | 19.6 | 16.8 | 19.7 | 16.2 | 7.4 | 24.9 | 20.5 | 11.4 | 19.9 | 10.5 | 18.8 | 13.8 | 14.6 | 20.3 | 14.6 | 14.5 | 13 | 13.7 | 12 | 13 | 18.9 | 13.8 | 16.9 | 19.8 | 23.2 | 14.7 | 10.9 | 23.1 | 25.5 | 18.5 | 22.7 | 9.5 | 24.3 | 13 | 19.2 | 17.9 | 22.6 | 20.3 | 23.6 | 15.7 | 16.8 | 20.9 | 9.4 | 15.4 | 15.9 | 28.2 | 24.2 | 18.2 | 13.4 | 18.6 | 24.7 | 0
8626 | 20.5 | 12.2 | 22.9 | 20.1 | 17.8 | 23.7 | 22 | 14.4 | 22.1 | 21.6 | 21.6 | 19.5 | 8.5 | 26.9 | 21.9 | 12.4 | 22.2 | 10.5 | 20.6 | 16.7 | 15 | 22.9 | 17.4 | 16.6 | 18.7 | 17.5 | 13.8 | 15.6 | 21.9 | 17.4 | 17.9 | 22.1 | 25 | 16.9 | 13.3 | 27.4 | 27.8 | 21.5 | 23.6 | 9.7 | 27.2 | 12.7 | 21.3 | 21.6 | 25.9 | 23.7 | 25.2 | 18 | 19.8 | 22.1 | 13.8 | 17 | 18.4 | 29.4 | 25.7 | 20.9 | 14.7 | 19.3 | 26.4 | 0
8627 | 23.5 | 13.2 | 25 | 22.5 | 20.9 | 26.1 | 24.2 | 16.8 | 23.6 | 25.8 | 23.2 | 23 | 9.6 | 27.5 | 22.7 | 14.2 | 22.8 | 16.6 | 22.4 | 19.4 | 17.2 | 25 | 19.2 | 18.6 | 20.4 | 21.5 | 16.3 | 18.2 | 24.4 | 20.6 | 19 | 23.6 | 26 | 19.4 | 16.3 | 28.3 | 30 | 24.4 | 25.1 | 10.5 | 29 | 13.4 | 23.4 | 24.1 | 27.6 | 26.6 | 26.6 | 20 | 22.4 | 22.9 | 18.4 | 17 | 22.4 | 30.5 | 26.3 | 23.2 | 16.7 | 23 | 27.6 | 0
8628 | 24 | 14.7 | 26.1 | 24 | 23.2 | 28 | 25.7 | 18.2 | 24.5 | 27.6 | 24.3 | 25.4 | 11.2 | 28 | 24.2 | 16.2 | 24.2 | 15.5 | 23.7 | 20.9 | 19.8 | 27 | 20.8 | 20.3 | 22.2 | 23.6 | 17.7 | 19.4 | 26.1 | 22.3 | 19.3 | 25.1 | 27.9 | 21.3 | 20.7 | 29.7 | 31.3 | 25.5 | 25.4 | 10.8 | 30.8 | 12.2 | 24.5 | 26.6 | 29.9 | 27.5 | 27.8 | 21.7 | 24.2 | 26.3 | 20.9 | 17.7 | 24.6 | 31.2 | 27.6 | 24.6 | 18.6 | 26.2 | 27.8 | 0
8629 | 25.1 | 16.7 | 27.3 | 24.8 | 24.3 | 29 | 26.4 | 19.4 | 25.2 | 28.6 | 24.7 | 26.6 | 12.3 | 27.9 | 25 | 17.7 | 23.9 | 16.5 | 24.5 | 21.9 | 22 | 27.6 | 21.2 | 21.6 | 22.4 | 25.7 | 19.5 | 20 | 27 | 23.4 | 19.6 | 25.5 | 29.1 | 22.9 | 21.9 | 29.9 | 31.9 | 25.8 | 26.3 | 15 | 31.8 | 12.5 | 25.2 | 27.9 | 30.9 | 27.6 | 28.7 | 22.8 | 24.8 | 27.8 | 22.5 | 17.4 | 27.2 | 30.7 | 28 | 25 | 19.2 | 27.9 | 27.6 | 0
8630 | 25.9 | 17.2 | 28 | 25 | 24 | 28.9 | 26.7 | 20 | 25.2 | 29.2 | 24.8 | 26.2 | 13.4 | 28.4 | 24.9 | 18 | 23.8 | 16.8 | 24.4 | 22 | 23 | 28 | 21 | 22.4 | 22.7 | 26.5 | 20.7 | 19.6 | 27 | 23.6 | 19.2 | 25.5 | 29.9 | 23.6 | 22.8 | 28 | 31.4 | 26.2 | 26.4 | 16 | 31.8 | 12 | 25.1 | 28.1 | 30.1 | 26.6 | 29.2 | 23.2 | 24.4 | 28.9 | 22.2 | 17.4 | 27.8 | 31.2 | 28.2 | 24.2 | 19.9 | 28.8 | 27 | 0
8631 | 26.3 | 17.7 | 27.7 | 25.1 | 23.8 | 29.9 | 27.1 | 20.8 | 24.9 | 28.8 | 24.6 | 24.9 | 13.5 | 28.2 | 25.2 | 18.5 | 21.4 | 16.7 | 23.5 | 21.9 | 23.3 | 28 | 19.5 | 22.6 | 22.6 | 27 | 21.3 | 19.3 | 26.4 | 24 | 19.1 | 25.2 | 30 | 24 | 22.8 | 29.5 | 30.6 | 26.2 | 26.3 | 16.6 | 30.4 | 13.7 | 25.1 | 28.1 | 29 | 25.9 | 29.1 | 22.8 | 23 | 28.8 | 21.6 | 15.6 | 29 | 31.2 | 28.6 | 22.6 | 19.9 | 29.8 | 26.6 | 0
8632 | 26.2 | 18.2 | 28 | 24.7 | 23.7 | 28.1 | 26.4 | 21 | 23.7 | 28 | 24.5 | 22.8 | 13.5 | 27.5 | 25.4 | 17.7 | 19.2 | 15.5 | 22 | 20.8 | 23.2 | 27.4 | 17.7 | 22 | 22.2 | 27.6 | 21.5 | 18.5 | 25.3 | 24.1 | 18.5 | 24.6 | 30 | 23.7 | 22.4 | 28.1 | 29.2 | 24.8 | 26.4 | 16.6 | 30 | 14.5 | 24.5 | 28.1 | 28.9 | 24.4 | 28.5 | 21.7 | 21.1 | 29.3 | 19.4 | 13.7 | 28.1 | 30.7 | 28.2 | 20.5 | 19.6 | 27.7 | 26 | 0
8633 | 25.6 | 18.1 | 27.1 | 24 | 22.4 | 28.6 | 25 | 20.6 | 22 | 27.7 | 24.4 | 20.8 | 12.8 | 27 | 25 | 16.7 | 15.8 | 14.4 | 20.4 | 19.4 | 22.6 | 27.1 | 15.4 | 20.6 | 20.5 | 26.7 | 21 | 18 | 23.8 | 24 | 18.2 | 23.1 | 29.9 | 23.2 | 21.4 | 28.4 | 28 | 23.4 | 25.9 | 16.3 | 29.6 | 16.8 | 24 | 27.1 | 28.1 | 23 | 27 | 20 | 19 | 28.8 | 17 | 10.4 | 27.4 | 30.2 | 27.6 | 18.4 | 18.2 | 27.7 | 25.4 | 0
8634 | 23.5 | 16.2 | 24.1 | 22.5 | 20.5 | 26.2 | 23.8 | 19 | 20 | 27.5 | 24.1 | 18.7 | 12.3 | 26 | 24.3 | 14 | 14 | 14.5 | 19.1 | 17 | 20.7 | 25.4 | 13.6 | 18.5 | 17.4 | 24.5 | 20.3 | 16.8 | 22.1 | 22.9 | 17.3 | 20.2 | 28.8 | 22.1 | 19.8 | 27.4 | 26.6 | 20.7 | 24.9 | 15 | 28.3 | 17.6 | 22.8 | 25.5 | 26.7 | 20.4 | 25 | 18.2 | 17.1 | 27.8 | 13.3 | 8 | 24.6 | 29.1 | 26 | 16.6 | 15.9 | 27 | 24.3 | 0
8635 | 20.7 | 15.1 | 19.8 | 20.4 | 19.1 | 23 | 21.9 | 17.8 | 18.2 | 23.4 | 23.5 | 17.4 | 11.1 | 24.9 | 23.5 | 12.7 | 11.5 | 13.2 | 18.4 | 14.6 | 19.1 | 23.9 | 11.8 | 16.1 | 16 | 21.2 | 18 | 15.8 | 20.3 | 21.3 | 16.7 | 18.6 | 27.8 | 21 | 18.3 | 25.9 | 25.7 | 19.2 | 24.1 | 13.5 | 27.8 | 20 | 21.7 | 23.6 | 26 | 18.1 | 22.6 | 16.5 | 15.3 | 27.2 | 10.3 | 5.2 | 22.6 | 27.9 | 24.7 | 15.4 | 14 | 25.4 | 23.4 | 0
8636 | 18.2 | 14.2 | 18.5 | 18 | 17.9 | 22.6 | 20.7 | 17.8 | 17.5 | 18.5 | 22.6 | 16.2 | 10.2 | 23.8 | 22.9 | 12 | 10.8 | 12.5 | 18.4 | 12 | 18 | 22.1 | 10.6 | 14 | 14.2 | 20.7 | 16.5 | 14.4 | 18.6 | 19.2 | 16 | 17.6 | 26.3 | 19.6 | 17.4 | 25.6 | 24.8 | 17.7 | 23.5 | 12.7 | 27.2 | 21.6 | 20.3 | 22.1 | 25.5 | 15.4 | 20.4 | 15.4 | 14 | 26.5 | 7.2 | 4 | 20.2 | 28 | 23.7 | 14.6 | 12.8 | 24 | 22.4 | 0
8637 | 18 | 13.1 | 15.8 | 16 | 16.8 | 21.7 | 19.9 | 16.6 | 16.6 | 16.6 | 21.4 | 15.7 | 8.8 | 23.6 | 21.6 | 11.4 | 9.4 | 12.5 | 18.7 | 10.3 | 17.5 | 20.8 | 9.3 | 12.7 | 13.4 | 20 | 16 | 13.6 | 17.3 | 17.6 | 15.9 | 16.6 | 25 | 18.6 | 16.8 | 24.4 | 24.4 | 16.5 | 23.2 | 11.8 | 26.7 | 24.7 | 19.6 | 21.3 | 24.8 | 14 | 18.7 | 14.7 | 13 | 25.8 | 5.9 | 2.7 | 20 | 26.7 | 23.2 | 14.1 | 12.7 | 23.3 | 22.1 | 0
8638 | 17.2 | 12.6 | 16 | 14.8 | 15.7 | 21.8 | 19 | 15.4 | 15.9 | 15 | 20.4 | 15.1 | 8.1 | 23.5 | 21.5 | 10.7 | 9.8 | 11.5 | 18.8 | 9 | 16.8 | 19.9 | 8.9 | 12.2 | 13.3 | 18.7 | 16 | 12.7 | 16.3 | 16.3 | 15.5 | 16.1 | 24.4 | 17.4 | 16.3 | 23.2 | 23.9 | 16.2 | 22.7 | 10.9 | 26.1 | 25.1 | 19 | 19.9 | 24.4 | 13 | 18.1 | 14.3 | 12.4 | 25.3 | 5 | 2.9 | 19.3 | 26.3 | 22.7 | 13.7 | 12.2 | 23 | 22.1 | 0
8639 | 16.2 | 11.7 | 15 | 14.7 | 15.1 | 21.8 | 18.2 | 14.6 | 15.2 | 14.3 | 19.8 | 14.8 | 7.6 | 23.2 | 21 | 10.2 | 9.8 | 11.5 | 18.4 | 8.6 | 16.2 | 19.9 | 8.4 | 12.4 | 12.1 | 18 | 16 | 12.4 | 15.6 | 16 | 15.4 | 15.3 | 23.4 | 16.4 | 15.4 | 21.9 | 23.6 | 15.9 | 22.2 | 10.5 | 25.6 | 24.6 | 19 | 19.1 | 23.9 | 13.2 | 18.4 | 13.8 | 12 | 24.3 | 5.2 | 2.8 | 19.8 | 26.3 | 21.7 | 13.2 | 11.8 | 22.4 | 22.4 | 0
8640 | 16 | 10.9 | 13.1 | 15.3 | 14.8 | 21.6 | 16.9 | 14.2 | 14.8 | 14 | 19.6 | 14.2 | 8 | 23 | 19.5 | 9.8 | 11.5 | 9.8 | 17.2 | 8 | 15.6 | 19.1 | 8.6 | 12.9 | 11 | 17 | 16 | 11.9 | 15 | 15.6 | 14.7 | 15.1 | 22.4 | 15.2 | 15.3 | 21.2 | 23 | 15.4 | 21.7 | 10.1 | 25 | 20 | 18.8 | 17.9 | 23.3 | 13 | 19.6 | 13 | 11.9 | 23.3 | 4.6 | 3.6 | 18.7 | 25.8 | 21.7 | 12.6 | 11.7 | 21.3 | 22.2 | 0
8641 | 15.7 | 10.7 | 12 | 16.2 | 14.1 | 21.3 | 16.4 | 13.6 | 14.9 | 14 | 19.6 | 13.9 | 8.4 | 23 | 19.5 | 9.6 | 11.8 | 9.8 | 15.6 | 7.7 | 15.5 | 18.4 | 8.3 | 13.2 | 11 | 16.7 | 16 | 11.8 | 14.4 | 15.3 | 14.2 | 14.6 | 22.3 | 14.2 | 14.8 | 20.9 | 22.6 | 14.2 | 21.7 | 10.3 | 24.5 | 15.4 | 18.9 | 16.4 | 23 | 13.1 | 20.7 | 11.8 | 11.7 | 22.6 | 4.4 | 3 | 18.4 | 25.2 | 21.3 | 12 | 11.5 | 20.8 | 21.9 | 0
8642 | 15.8 | 10.5 | 12.5 | 16.6 | 13.7 | 21.1 | 16 | 12.6 | 14.5 | 13.2 | 19.6 | 13.4 | 9 | 23.2 | 18.8 | 8.7 | 12.2 | 9.8 | 14 | 7 | 15.5 | 17.7 | 8 | 13 | 11.1 | 16.7 | 15.5 | 11.2 | 13.6 | 14 | 13.6 | 14.6 | 21.7 | 13.2 | 14.8 | 20.5 | 22 | 14.2 | 21.4 | 10.4 | 23.8 | 10 | 18.4 | 15.8 | 22.6 | 12.4 | 21.6 | 10.4 | 11.4 | 22.3 | 3.2 | 2.6 | 17 | 24.7 | 21.2 | 11.4 | 10.4 | 20.1 | 20.8 | 0
8643 | 16 | 10.2 | 11.1 | 16.3 | 13.2 | 21.6 | 16.2 | 12 | 13.8 | 11.6 | 19.1 | 13.1 | 8.7 | 23 | 18.5 | 8.5 | 10.5 | 9.7 | 12.9 | 6.5 | 15.2 | 16.9 | 6.9 | 12.4 | 10.9 | 16.2 | 14.8 | 10.9 | 12.7 | 12.3 | 13.7 | 14.8 | 21.3 | 12.6 | 14.2 | 20.5 | 21.8 | 13.7 | 21.2 | 10.4 | 23.5 | 8 | 17.9 | 15.4 | 22 | 12 | 21.6 | 9.1 | 10.8 | 21.4 | 2.6 | 1.1 | 17.1 | 24.7 | 21 | 11 | 10 | 19.5 | 19.8 | 0
8644 | 15.5 | 9.9 | 10.5 | 15.2 | 13 | 21.3 | 16.3 | 11.6 | 13.1 | 10.8 | 18.3 | 12.5 | 8.3 | 22.8 | 18.2 | 8 | 9.9 | 9.7 | 12.5 | 5.9 | 15.1 | 16 | 6.3 | 11.5 | 10.4 | 16.1 | 14.5 | 10 | 11.9 | 9.9 | 13.7 | 14.6 | 20.9 | 11.9 | 13.4 | 20 | 21.4 | 12.9 | 20.8 | 10.5 | 23.3 | 7 | 16.9 | 15.6 | 21.6 | 11 | 21.2 | 8.3 | 10.3 | 21.3 | 1.3 | 1.3 | 16 | 24.6 | 20.8 | 10.9 | 9.2 | 18.7 | 18.8 | 0
8645 | 15.7 | 9.6 | 10.5 | 11.1 | 12.4 | 21.1 | 16.3 | 11.4 | 12.6 | 10.8 | 15.6 | 12 | 4 | 22.5 | 18 | 7.4 | 7 | 9.6 | 13.4 | 5.8 | 14.7 | 15.8 | 6.6 | 9.2 | 12.3 | 15.6 | 14.4 | 8.4 | 13 | 12 | 14 | 13.6 | 20.4 | 12.4 | 13.1 | 20 | 21 | 12.2 | 20.5 | 10.5 | 23.3 | 9 | 14 | 15.7 | 21.5 | 9.8 | 16.4 | 11.4 | 10 | 21.1 | 2 | 1.8 | 16.6 | 24.3 | 20.8 | 10.6 | 8.7 | 18.8 | 22.2 | 0
8646 | 15.3 | 9.6 | 10 | 10.9 | 11.9 | 20.8 | 16 | 11.4 | 12.5 | 10.6 | 14.6 | 12.3 | 2.2 | 22.5 | 17 | 6.5 | 9.5 | 9.5 | 14.5 | 5.3 | 14.3 | 15.2 | 7.9 | 9.5 | 11.2 | 15.6 | 13.5 | 8.9 | 13.4 | 10.1 | 14.2 | 13.1 | 19.5 | 12.7 | 12.7 | 19.9 | 20.7 | 12.4 | 20.1 | 10.3 | 23.1 | 10.2 | 13.1 | 15.8 | 21.3 | 10.9 | 17.3 | 12 | 10.7 | 20.8 | 2.7 | 6.5 | 14.7 | 24.2 | 20.2 | 11.8 | 8.6 | 18.2 | 22.4 | 0
8647 | 15.4 | 9.4 | 9.5 | 11.8 | 11.6 | 20 | 15.5 | 11.2 | 12.5 | 10.5 | 14.2 | 13 | 2.5 | 22.7 | 16.5 | 6.5 | 12.1 | 9.5 | 15.8 | 6.9 | 14.3 | 14.5 | 9.6 | 10.2 | 11.5 | 15.4 | 13 | 10.3 | 15 | 10 | 14.4 | 13.1 | 19 | 13.3 | 12.7 | 20 | 21.4 | 12.2 | 20.1 | 10.3 | 22.8 | 12.3 | 13.6 | 15.5 | 21.2 | 13.8 | 18.9 | 13.1 | 11.9 | 20.8 | 5.2 | 10.6 | 14.1 | 24.2 | 20.2 | 13.4 | 7.7 | 17.9 | 23 | 0
8648 | 16.3 | 7.9 | 11.5 | 13.2 | 11.6 | 20.3 | 15.7 | 11.2 | 15.6 | 9.9 | 14.8 | 14.6 | 3.2 | 23.7 | 18 | 6.2 | 15.6 | 9.5 | 17.8 | 9.1 | 14.3 | 15.5 | 11.8 | 11.6 | 13 | 15.2 | 12 | 11.8 | 17.4 | 10 | 14.9 | 16.3 | 19.9 | 14.4 | 12.8 | 19.9 | 22.6 | 13.3 | 20.6 | 10.3 | 22.8 | 13 | 14.6 | 15.3 | 21.2 | 17 | 20.6 | 15 | 13.6 | 20.8 | 7.6 | 15.6 | 13.8 | 24.6 | 21.3 | 15.8 | 8.9 | 17.5 | 23.8 | 0
8649 | 17.2 | 10.6 | 15.4 | 15.9 | 15.1 | 22 | 20.6 | 13.2 | 19.7 | 14.9 | 16.2 | 16.6 | 6.9 | 24.4 | 20 | 9.3 | 18 | 11.2 | 19.2 | 13.2 | 14.6 | 18.6 | 14.1 | 13.2 | 14.2 | 15.6 | 13 | 14.2 | 20.9 | 13.2 | 15.1 | 19.5 | 22.6 | 15.7 | 13.6 | 22.2 | 25.2 | 16 | 22.7 | 9.6 | 24.8 | 14.4 | 17.2 | 17.6 | 24.1 | 21.1 | 22.6 | 17.1 | 15.8 | 21.1 | 12.1 | 17.2 | 16.6 | 27.3 | 23.9 | 18.2 | 11.4 | 17.7 | 25.1 | 0
8650 | 18.3 | 12.7 | 19.3 | 18.4 | 18.3 | 24.4 | 22.5 | 16 | 22.6 | 20 | 18.3 | 19.3 | 10.3 | 25.3 | 20.4 | 12.1 | 20.7 | 11.2 | 20.8 | 16.5 | 16.3 | 21.1 | 16.7 | 15.2 | 17 | 20.7 | 15.3 | 16.4 | 24.3 | 16.2 | 15.3 | 21.7 | 25.1 | 17.3 | 16.3 | 27 | 27.9 | 20.2 | 24.4 | 9.5 | 26.9 | 14.2 | 19.6 | 20.8 | 26.3 | 24.1 | 24.3 | 19.2 | 18.1 | 22.6 | 15.7 | 18.7 | 19.6 | 29.6 | 26 | 21 | 14.4 | 19.1 | 26.3 | 0
8651 | 19.5 | 15.5 | 23.1 | 21 | 20.5 | 26.4 | 25 | 19.4 | 24 | 24.9 | 20.4 | 22 | 14.6 | 26.1 | 22.4 | 15.6 | 22.2 | 11.2 | 22 | 19.6 | 18 | 23.6 | 19.2 | 17 | 18.8 | 24.2 | 18 | 18.6 | 27.4 | 20.4 | 15.2 | 23.3 | 26.4 | 19.2 | 18.4 | 29.4 | 30.8 | 21.5 | 25.3 | 10.7 | 29.9 | 14.6 | 22.2 | 23.8 | 28.4 | 26.6 | 26 | 21 | 20.4 | 23.4 | 19.8 | 17.8 | 24 | 30.5 | 27.4 | 23.2 | 15.4 | 20.8 | 27.4 | 0
8652 | 20.7 | 16.1 | 27 | 22.3 | 22.2 | 28 | 25.7 | 20.4 | 25.6 | 27 | 22.2 | 24.6 | 16.5 | 26.2 | 24.6 | 18.1 | 24.2 | 11.8 | 23.6 | 20.3 | 20.1 | 24.7 | 21.4 | 18.8 | 20.9 | 26.2 | 19.5 | 19.7 | 29.1 | 22 | 15.3 | 24.2 | 27.3 | 21.4 | 17.7 | 30.6 | 32.4 | 24 | 26.3 | 12.3 | 31.1 | 13.4 | 23.3 | 25.6 | 30.3 | 27.2 | 27.1 | 22.4 | 22.2 | 24.3 | 21.2 | 18.5 | 26.3 | 31.1 | 27.9 | 25 | 16.8 | 24.1 | 27.7 | 0
8653 | 22.3 | 17.2 | 27.4 | 23.3 | 23.9 | 28.6 | 27 | 23 | 26.6 | 27.5 | 23.4 | 25.9 | 18.3 | 27.4 | 25.6 | 19 | 24.5 | 12.7 | 24.2 | 20.7 | 22.8 | 26.4 | 22.8 | 20.2 | 22.2 | 27.5 | 20 | 20.3 | 29.8 | 23.7 | 15.1 | 25.6 | 28.3 | 23.4 | 17.6 | 31.5 | 33.2 | 26.6 | 27 | 13.9 | 30.4 | 13.5 | 24.4 | 27.2 | 30.7 | 27.4 | 28.1 | 23.1 | 23.4 | 27 | 22.2 | 17.6 | 28.5 | 30.8 | 27.9 | 25.4 | 16.7 | 24.5 | 27.7 | 0
8654 | 23.5 | 13.4 | 28.4 | 23.4 | 23.7 | 28.5 | 26.6 | 24.4 | 27.7 | 28.2 | 24 | 26.2 | 18.2 | 27.4 | 26.1 | 19.6 | 24.4 | 13.9 | 24.6 | 20 | 23.5 | 26.6 | 23 | 21.2 | 22.7 | 28 | 20.8 | 19.8 | 29.2 | 23.4 | 15.2 | 25.2 | 29.1 | 25 | 18.1 | 31.5 | 32.6 | 25 | 27.5 | 15.2 | 30.4 | 13 | 24.5 | 27.3 | 29.3 | 26.6 | 28.6 | 23.2 | 23.6 | 27.8 | 21 | 17.6 | 28.4 | 31.1 | 28.4 | 24.8 | 18.7 | 24.6 | 27 | 0
8655 | 24.7 | 18.6 | 29.7 | 23.8 | 23.4 | 28.5 | 27 | 25 | 26 | 28.1 | 23.9 | 24.9 | 19 | 27.5 | 27.4 | 20 | 22.1 | 13.9 | 23.5 | 20.5 | 24 | 27 | 21.8 | 21.4 | 22 | 28.1 | 21.4 | 19.3 | 28.1 | 24.4 | 15 | 25.2 | 29.6 | 25.6 | 18.2 | 30.6 | 31.6 | 25 | 27.4 | 16.1 | 30.1 | 14.4 | 25.2 | 27.3 | 29.2 | 26.2 | 28.8 | 22.5 | 23 | 28.2 | 20.3 | 15 | 28.8 | 31.1 | 28.9 | 22.9 | 17.8 | 24.7 | 26.4 | 0
8656 | 24.2 | 18.6 | 28.9 | 23.6 | 23.7 | 29 | 26.7 | 24.4 | 25.4 | 27.8 | 23.4 | 23.1 | 18.3 | 26.8 | 27.4 | 19 | 19.7 | 13.9 | 22.2 | 20.3 | 24 | 27 | 19.7 | 21 | 21.8 | 28.2 | 21.5 | 18.1 | 26.3 | 23.8 | 14.9 | 24.7 | 29.6 | 25.2 | 18.2 | 30.6 | 29.9 | 24.3 | 27.5 | 16.1 | 30.3 | 15.2 | 25.1 | 26.8 | 29 | 24.6 | 28.2 | 21.5 | 21.7 | 28.1 | 18.2 | 13.2 | 27.6 | 30.8 | 28.4 | 20.7 | 17.2 | 24.8 | 25.5 | 0
8657 | 23.7 | 17.6 | 28.3 | 23.4 | 21.9 | 28.3 | 25.3 | 23.6 | 22.8 | 27 | 22.4 | 20.8 | 18 | 26.8 | 27 | 17.6 | 16.6 | 13.9 | 20.2 | 20.4 | 23.2 | 26 | 17 | 19.8 | 20.6 | 28.2 | 21.5 | 17.4 | 24.6 | 24.2 | 14.7 | 23.7 | 29.6 | 24 | 17.7 | 29.6 | 28.6 | 23.4 | 27 | 15.9 | 29.4 | 17.2 | 25 | 26.3 | 28.7 | 23 | 27 | 20 | 20 | 28 | 17 | 9.8 | 27 | 30.2 | 27.9 | 18.4 | 17 | 25 | 25 | 0
8658 | 22.3 | 15.5 | 25.6 | 22.1 | 20.4 | 27 | 23.2 | 21.2 | 20.8 | 24.9 | 20.9 | 19.2 | 15.4 | 20.8 | 25.6 | 14.3 | 15 | 13.9 | 19.1 | 18.6 | 21.5 | 24.4 | 14.6 | 18.1 | 17.6 | 26.8 | 20.6 | 16.4 | 22.6 | 22.5 | 14.8 | 20.7 | 28.2 | 22.5 | 16.7 | 28.5 | 27.1 | 20.9 | 26 | 14.2 | 28.4 | 18 | 23.4 | 25.7 | 27.7 | 20.1 | 24.9 | 18.6 | 18.2 | 26.4 | 14.7 | 8.6 | 24.8 | 28.5 | 27 | 17 | 13.8 | 24.7 | 24.4 | 0
8659 | 21 | 14.1 | 21.1 | 20.9 | 18.4 | 24.3 | 21.2 | 20.4 | 19.4 | 20.8 | 19 | 17.8 | 13.4 | 25 | 23.4 | 12.1 | 13.4 | 13 | 18.1 | 16.8 | 20.6 | 22.4 | 12.8 | 15.9 | 15.3 | 23.5 | 17.9 | 16.1 | 20.9 | 21.8 | 14.6 | 19.2 | 27.2 | 21 | 15.6 | 26.9 | 26.2 | 19.3 | 25.4 | 14.5 | 27.8 | 20 | 21.8 | 24.3 | 26.7 | 17.9 | 22.9 | 17.1 | 16.7 | 25.2 | 14.1 | 6.6 | 23.7 | 27.5 | 25.4 | 15.9 | 12 | 24.5 | 24.1 | 0
8660 | 20.3 | 13.1 | 18.1 | 19 | 17.4 | 23.4 | 19.7 | 19.4 | 18.7 | 16.9 | 17 | 17.2 | 10.4 | 24.5 | 21.4 | 11.1 | 13.2 | 12.7 | 18 | 13.8 | 20.2 | 22 | 11.8 | 13.8 | 14.7 | 22.9 | 15.4 | 15.8 | 19.2 | 20 | 14.6 | 18.2 | 25.3 | 20 | 15.5 | 26.6 | 25.4 | 18.2 | 25 | 11.2 | 27.1 | 21.4 | 19.6 | 23.3 | 26.1 | 15.8 | 21 | 16 | 15.6 | 24.8 | 13.2 | 6.4 | 21.8 | 26.8 | 24.9 | 15.4 | 6.2 | 24.1 | 23.8 | 0
8661 | 20.2 | 12.1 | 16.8 | 17.7 | 16.7 | 21.5 | 18.5 | 18.4 | 17.5 | 15.1 | 15.2 | 16.5 | 9.3 | 23.8 | 19.9 | 10.2 | 12.3 | 12.4 | 17.6 | 12.1 | 19.8 | 20.6 | 11.4 | 12 | 13.6 | 21.8 | 15 | 16 | 18.1 | 20.1 | 14.3 | 17.7 | 24.1 | 19.4 | 14.8 | 25.7 | 25.2 | 16.9 | 24.8 | 10.3 | 26.5 | 23.9 | 18.5 | 21.8 | 25.3 | 15.5 | 19.9 | 15.1 | 14.9 | 24.3 | 14 | 4.6 | 21.6 | 26.1 | 23.9 | 14.7 | 6.2 | 23.7 | 23.8 | 0
8662 | 20.2 | 11.6 | 14.9 | 16.1 | 15.8 | 20.9 | 18 | 17.6 | 16.5 | 14 | 14.1 | 16 | 7.9 | 22.9 | 19.6 | 9.7 | 12.1 | 11.9 | 17.8 | 10.4 | 19.1 | 19.9 | 11.1 | 10.8 | 13.5 | 22 | 14 | 15.5 | 17.1 | 19 | 14.4 | 17 | 23.7 | 19.1 | 14.6 | 24.3 | 24.7 | 16 | 24.8 | 9.7 | 25.8 | 24.1 | 17.4 | 21.5 | 24.9 | 15.4 | 19.1 | 14.6 | 14.3 | 23.7 | 13.4 | 4.4 | 20.4 | 25.7 | 23.4 | 14 | 6.3 | 23.4 | 23.5 | 0
8663 | 19.7 | 10.9 | 14.3 | 15.2 | 15.3 | 20.7 | 17.5 | 17 | 15.6 | 14.4 | 14 | 15.2 | 8 | 22.4 | 19.2 | 9.6 | 11 | 11.4 | 17.4 | 10 | 17.9 | 19.4 | 10.6 | 10.2 | 13.6 | 19 | 13.5 | 14.8 | 16.4 | 18.8 | 14.4 | 16.6 | 23.5 | 18.6 | 14.1 | 23.6 | 24.4 | 15.5 | 24.7 | 9.1 | 25.2 | 23.4 | 17.4 | 21.5 | 24.9 | 16 | 18.8 | 14.2 | 13.6 | 23.2 | 12.8 | 3 | 20.2 | 25.6 | 22.9 | 13 | 5.8 | 23.1 | 23.4 | 0
8664 | 18.7 | 10.1 | 13.3 | 13.8 | 14.7 | 20.5 | 17.4 | 16.4 | 15.1 | 14.6 | 14.8 | 14.6 | 6.9 | 21.7 | 18 | 9.6 | 10.6 | 11.1 | 17.3 | 9 | 16.8 | 18 | 9.7 | 10.2 | 13.3 | 18.1 | 13.5 | 13 | 15.5 | 16.6 | 14.8 | 15.7 | 22.7 | 17.9 | 13.5 | 22.6 | 23.5 | 15.1 | 23.4 | 8.8 | 24.5 | 19.2 | 16.8 | 21.3 | 24.6 | 15.2 | 18.2 | 14 | 12.6 | 22.4 | 9.6 | 3.5 | 18.6 | 25 | 21.9 | 12.2 | 5.2 | 22.7 | 22.9 | 0
8665 | 18.3 | 9.6 | 12.7 | 13.1 | 14.3 | 20 | 17.7 | 15.6 | 15 | 13.9 | 16 | 13.9 | 6.9 | 21.6 | 17.8 | 9.3 | 9.2 | 11.1 | 16.4 | 8.8 | 16 | 17 | 8.4 | 10.2 | 13 | 17.1 | 13.5 | 11.3 | 14.9 | 15.5 | 14.9 | 15.5 | 22.7 | 16.6 | 13.4 | 22.3 | 22.9 | 14.4 | 23.4 | 8.5 | 23.9 | 14.9 | 16.7 | 20.3 | 24.1 | 14.2 | 17.5 | 13.6 | 11.6 | 22.3 | 6.6 | 2.3 | 18.1 | 24.4 | 21.4 | 11.3 | 5.2 | 18.8 | 22.6 | 0
8666 | 17.7 | 9.4 | 11.4 | 12 | 14.1 | 19.8 | 17.5 | 14.8 | 14.8 | 13.4 | 17 | 13.4 | 5.8 | 21.3 | 17.6 | 8.8 | 8.4 | 10.8 | 15.6 | 7.6 | 15.5 | 16.3 | 7.2 | 10.2 | 13.2 | 16.7 | 13.6 | 9.4 | 14 | 13.4 | 15 | 15.2 | 21.9 | 15.2 | 13.1 | 21.6 | 22 | 13.7 | 23.5 | 8.5 | 23.4 | 10 | 15.9 | 19.5 | 23.4 | 12 | 16.6 | 13 | 10.6 | 22.2 | 3 | 2.2 | 17 | 24.2 | 21.5 | 10.8 | 5.2 | 18.9 | 22.2 | 0
8667 | 17.7 | 9 | 10.8 | 11.7 | 14.1 | 18.8 | 17.2 | 14.4 | 14.3 | 12.2 | 17.2 | 12.7 | 5.9 | 21.6 | 16.9 | 9.1 | 6.8 | 10.7 | 14.2 | 7.3 | 15.2 | 15.9 | 6.3 | 9.8 | 13.3 | 17 | 12.5 | 8.5 | 13.5 | 13.4 | 14.6 | 14.7 | 21.2 | 13.8 | 12.6 | 20.1 | 21.7 | 13.6 | 23.5 | 8 | 22.9 | 8.1 | 15.6 | 18.5 | 22.3 | 10.6 | 16.1 | 12.2 | 10 | 21.8 | 1.8 | 0.3 | 17.5 | 23.5 | 21.5 | 10.2 | 5.2 | 18.6 | 22.1 | 0
8668 | 19 | 8.6 | 10.2 | 11.1 | 13.8 | 18.6 | 17 | 14 | 14 | 11.8 | 16.7 | 12.3 | 4.5 | 21.5 | 16.9 | 8.6 | 6.7 | 10.7 | 13.7 | 6 | 15.2 | 15.3 | 6.1 | 9.5 | 13.1 | 16.2 | 12.5 | 8 | 12.9 | 12.1 | 14.4 | 14.4 | 21 | 12.8 | 12.2 | 20.2 | 21.1 | 13.3 | 23.5 | 7.5 | 22.6 | 7.2 | 14.5 | 18.8 | 21.4 | 9.3 | 15.8 | 11.6 | 9.7 | 21.3 | 0.8 | 0.8 | 16.8 | 23.5 | 21.4 | 10.3 | 5.2 | 16.8 | 22 | 0
8669 | 19.2 | 8.1 | 9.5 | 12.8 | 13.7 | 18 | 16.8 | 13.6 | 13.6 | 11.4 | 9.4 | 12.4 | 4.4 | 21.3 | 16.4 | 8.2 | 9.4 | 10.6 | 15.4 | 6 | 15 | 14.6 | 8.8 | 6.4 | 12.3 | 15.6 | 12 | 13 | 12.8 | 17.2 | 14.4 | 14.2 | 20.7 | 16 | 12.1 | 19.8 | 21.8 | 12.9 | 23.5 | 7.3 | 22.5 | 10 | 16.4 | 17.8 | 20.7 | 10 | 17 | 10.4 | 11.5 | 20.8 | 11.6 | 0.4 | 16.4 | 23.5 | 21.5 | 12 | 5.2 | 16.5 | 22.6 | 0
8670 | 19.1 | 7.6 | 10 | 11.6 | 12.8 | 17.5 | 16.7 | 13.8 | 13 | 10.5 | 8.9 | 12.9 | 3.8 | 21.4 | 15.4 | 7.6 | 10.9 | 10.6 | 15.7 | 5.7 | 14.3 | 14.4 | 10.9 | 6.3 | 12.7 | 15.3 | 11 | 12.5 | 13.4 | 15.6 | 14.3 | 13.7 | 19.9 | 15.8 | 11.6 | 20.6 | 22.2 | 13 | 23.4 | 6.9 | 22.1 | 11.1 | 15.8 | 17.2 | 20.2 | 12.4 | 17.8 | 11.6 | 11.6 | 20.8 | 11.6 | 4.9 | 15.4 | 23.1 | 21.9 | 12.9 | 5.8 | 18.3 | 23 | 0
8671 | 18.2 | 7.1 | 8.8 | 11.8 | 12.7 | 17.3 | 16.4 | 13.2 | 13 | 10 | 9.7 | 14 | 4.9 | 21.3 | 15.4 | 7.6 | 12.9 | 10.6 | 16.4 | 7.2 | 14.1 | 14.2 | 12.3 | 8 | 12.9 | 15 | 10 | 12.8 | 15.5 | 15.1 | 14.3 | 13.9 | 19.2 | 15.9 | 11.6 | 21.1 | 23.2 | 12.9 | 23.4 | 6.8 | 21.6 | 12.3 | 16.4 | 15.7 | 19.8 | 15.5 | 18.9 | 13.6 | 12.3 | 20.8 | 11.5 | 9.8 | 16 | 23.1 | 21.9 | 14.4 | 5.5 | 18.8 | 23.5 | 0
8672 | 17.7 | 6.5 | 10.7 | 12.4 | 12.8 | 18.6 | 17.8 | 13.4 | 15.6 | 10.4 | 10.4 | 15.8 | 6.2 | 22.4 | 16.4 | 7 | 15.6 | 10.6 | 17.8 | 9 | 13.7 | 15.5 | 15.2 | 10.2 | 13.3 | 14.6 | 10.5 | 14 | 18 | 14.6 | 14.9 | 14.8 | 19.6 | 16.8 | 11.5 | 22.3 | 24.8 | 13.1 | 23.5 | 6.7 | 21.7 | 13.8 | 17.4 | 14.8 | 19.6 | 19 | 20.8 | 16 | 13.4 | 21.2 | 11.6 | 14.9 | 17.2 | 23.7 | 22.9 | 16 | 5.8 | 19.2 | 24.4 | 0
8673 | 19.6 | 9.4 | 19.9 | 15.5 | 14.2 | 21.7 | 20.6 | 17 | 20.3 | 14.8 | 12.8 | 18.1 | 9.9 | 24.5 | 19.8 | 8.9 | 18.1 | 10.9 | 19.5 | 12.8 | 13.6 | 20.5 | 16.6 | 14.1 | 15 | 14.6 | 13 | 16 | 21.5 | 16.3 | 15.9 | 19.6 | 21.9 | 18.1 | 13.6 | 25.4 | 26.9 | 19 | 22.8 | 10 | 23.6 | 14.5 | 19.9 | 17 | 23.6 | 21.4 | 22.5 | 18.4 | 15.3 | 22.5 | 11.7 | 17.4 | 20.2 | 26.3 | 24.5 | 17.9 | 8.4 | 20.4 | 25 | 0
8674 | 21.8 | 11.7 | 24.2 | 18.6 | 17.7 | 23.7 | 21.8 | 19.6 | 22.8 | 19.9 | 14.9 | 20.7 | 13.3 | 25.3 | 22.6 | 12.2 | 20.6 | 10.9 | 21.3 | 16 | 15.1 | 23.2 | 19.1 | 17.4 | 16.2 | 16.9 | 16.5 | 18.2 | 24.4 | 17.9 | 17.4 | 22.6 | 24.6 | 20.1 | 15.8 | 28.4 | 29.1 | 20.8 | 23 | 13.4 | 25.8 | 14.7 | 22.1 | 19.9 | 25.6 | 23.4 | 24.6 | 20.6 | 17.4 | 22.9 | 12 | 18.4 | 22.7 | 28.9 | 25.6 | 19.4 | 11.9 | 22.2 | 25.8 | 0
8675 | 24.5 | 14.6 | 25.4 | 22.6 | 20.2 | 25.4 | 23.8 | 23 | 25 | 24.5 | 18 | 23.2 | 17.2 | 25.8 | 24.5 | 15.7 | 22.4 | 10.9 | 22.8 | 19.6 | 16.2 | 24 | 20.6 | 20.8 | 18.8 | 17.6 | 19.5 | 20.2 | 27 | 20.6 | 19 | 25.1 | 26.6 | 22.2 | 17.7 | 30.9 | 31.2 | 24 | 24.9 | 15.7 | 28.8 | 14 | 24.5 | 22.2 | 27.7 | 24.4 | 26 | 22.4 | 19.8 | 23.6 | 12.4 | 17.4 | 25.4 | 29.9 | 27 | 20.8 | 16.3 | 25.6 | 26.2 | 0
8676 | 26.4 | 16.1 | 26.3 | 24.7 | 21.8 | 26.3 | 24.3 | 25.8 | 26.5 | 25.5 | 19.9 | 25.1 | 18.9 | 26.2 | 26.2 | 18.2 | 23.6 | 10.8 | 23.7 | 21.1 | 19 | 25.8 | 23.5 | 22.2 | 20 | 19.5 | 21.4 | 21.3 | 28.1 | 21.9 | 20.4 | 26.6 | 29.6 | 24.5 | 18.8 | 32.5 | 32.6 | 25 | 26.8 | 16.7 | 31.4 | 13.3 | 25.6 | 24.5 | 29.8 | 25.6 | 27.4 | 23.8 | 21.6 | 25.9 | 12.8 | 16.7 | 26.4 | 30.7 | 27.4 | 21.4 | 19.1 | 26.9 | 26.7 | 0
8677 | 26.6 | 17.1 | 27 | 26.4 | 23.4 | 27.2 | 25.3 | 26.4 | 27.8 | 27.5 | 22 | 26 | 20.4 | 28.2 | 26.7 | 19.2 | 23.8 | 10.8 | 23.9 | 22.4 | 20 | 26.6 | 24.3 | 23.2 | 21.2 | 20.6 | 22.5 | 21.8 | 28.7 | 23.7 | 21 | 26.1 | 30.1 | 26.1 | 19.7 | 33.9 | 33.2 | 25.8 | 26.8 | 18 | 33 | 12.5 | 26.5 | 26.5 | 30.4 | 26.3 | 28.1 | 25 | 22.8 | 27.9 | 13 | 15.5 | 27.4 | 30.9 | 28.5 | 21.6 | 20.1 | 27.1 | 26.6 | 0
8678 | 27.4 | 18.6 | 27.9 | 26.4 | 23 | 27.5 | 26.1 | 22.8 | 27.4 | 28.3 | 22.8 | 25.8 | 20 | 27.5 | 28.5 | 20 | 23.2 | 10.8 | 23.4 | 22.2 | 20.1 | 27.6 | 25 | 23 | 21.3 | 21.3 | 22.4 | 21.6 | 28.4 | 24.2 | 20.8 | 25.6 | 29.4 | 27.2 | 20.5 | 34.7 | 33 | 26.3 | 26.9 | 19 | 33 | 12.6 | 26.6 | 27.1 | 30.4 | 27 | 28.6 | 25.6 | 23 | 29.1 | 13 | 15.2 | 27.6 | 31.2 | 28.6 | 21 | 20.5 | 27.1 | 26.4 | 0
8679 | 28 | 19.1 | 27.8 | 26.8 | 22.9 | 27.8 | 25.7 | 22.8 | 26.5 | 27.5 | 23.7 | 24.5 | 20.3 | 27.5 | 28.4 | 19.2 | 21.6 | 10.8 | 22.4 | 22.5 | 20.7 | 26.9 | 22.6 | 23.3 | 21 | 22.6 | 23 | 21.2 | 28.2 | 25.5 | 19.6 | 26.1 | 29.6 | 27.2 | 20.4 | 33.4 | 32.2 | 26.4 | 26.8 | 19.4 | 34.1 | 13.2 | 27.1 | 27.7 | 30.2 | 26.5 | 28.3 | 25.5 | 22.5 | 29.9 | 12.6 | 13.9 | 28.7 | 31.1 | 28.4 | 20.2 | 20 | 27.2 | 25.6 | 0
8680 | 27.7 | 19.1 | 28 | 25.9 | 22.9 | 27.6 | 25.4 | 21 | 26 | 27.5 | 22.9 | 22.6 | 19.3 | 27.3 | 28.1 | 18.7 | 19.8 | 11 | 21.2 | 21.2 | 20 | 27 | 20.5 | 22.6 | 20.4 | 22.6 | 22.4 | 20.4 | 27.2 | 25.4 | 18 | 25.1 | 29.8 | 26.7 | 20.2 | 32.3 | 31 | 25.4 | 26.7 | 19 | 31.2 | 15.1 | 26.6 | 27.8 | 29.8 | 25.4 | 28.2 | 24.5 | 21.2 | 29 | 12.2 | 12.5 | 29 | 30.9 | 27.9 | 19 | 19.3 | 27.2 | 25.1 | 0
8681 | 26.7 | 18.5 | 27.4 | 25.4 | 21.7 | 27.5 | 24.7 | 20.6 | 24.1 | 27.6 | 21.8 | 20.6 | 18.8 | 26.8 | 28.1 | 16.9 | 17.8 | 11 | 20 | 19.8 | 19 | 25.8 | 17.2 | 22 | 19.6 | 22.6 | 22.4 | 19.4 | 26 | 25.4 | 16.3 | 24 | 29.6 | 25.6 | 19.6 | 30.4 | 29.6 | 24.6 | 26.3 | 17.7 | 29.5 | 17.3 | 26 | 27.3 | 29.2 | 23 | 27.6 | 22.6 | 19.6 | 29.4 | 11.8 | 9.8 | 29.4 | 30.2 | 27 | 18 | 16.9 | 27.3 | 24.4 | 0
8682 | 25.2 | 15.5 | 24.2 | 23.5 | 20.2 | 26 | 23.5 | 19.6 | 21.8 | 25.6 | 19.2 | 19 | 16.7 | 25.5 | 26.4 | 14.2 | 16.5 | 11 | 19.1 | 16.5 | 17.9 | 24.2 | 16.1 | 19.9 | 19 | 21.6 | 19.4 | 17.9 | 23.8 | 23.5 | 15.1 | 21.6 | 28.4 | 24.6 | 17.7 | 28.5 | 28.2 | 22.3 | 25.8 | 16 | 28.1 | 19.8 | 23.9 | 25.5 | 28 | 20.5 | 27.2 | 20 | 17.8 | 28.3 | 11.7 | 7.5 | 27.9 | 28.7 | 25.8 | 17 | 15.3 | 25.9 | 24.3 | 0
8683 | 23.8 | 13.6 | 21.3 | 22.3 | 18.8 | 23.7 | 21.6 | 18.8 | 20.2 | 20.4 | 17.4 | 17.8 | 15.4 | 24.6 | 22.1 | 12.2 | 15.5 | 11 | 18.2 | 13.6 | 16.6 | 23.2 | 14.5 | 18 | 17.5 | 20.3 | 16.5 | 16.1 | 21.8 | 22.1 | 14.1 | 20.6 | 27.7 | 23.3 | 16.1 | 27.9 | 27 | 21 | 25.3 | 13.5 | 27.6 | 21.4 | 21.6 | 22.5 | 26.2 | 17.6 | 26 | 17.3 | 16.3 | 25.9 | 11.8 | 4.6 | 26.3 | 27.6 | 25 | 16.5 | 13.9 | 24.9 | 24.1 | 0
8684 | 22.7 | 12.1 | 19.9 | 20.2 | 17.3 | 22 | 20.5 | 18 | 20 | 17.5 | 15.6 | 17.2 | 13.4 | 24.2 | 21.6 | 11.2 | 15.2 | 11 | 17.6 | 10.4 | 15.7 | 22.6 | 14.4 | 15.4 | 17.1 | 19.2 | 14.5 | 14 | 19.6 | 20 | 13.6 | 19.1 | 27.2 | 22.4 | 15.2 | 27 | 26 | 20 | 25 | 12.1 | 27.1 | 22 | 18.8 | 20.6 | 25.7 | 15.6 | 24.6 | 15 | 15.2 | 24.2 | 12 | 3.2 | 23.6 | 27.3 | 24.5 | 16.2 | 12.4 | 24.3 | 24.2 | 0
8685 | 21.5 | 11.4 | 17.9 | 19.4 | 16.7 | 20.5 | 19.9 | 17.6 | 18.4 | 15.5 | 15.6 | 16.8 | 12.9 | 23.5 | 21.6 | 10.8 | 14.9 | 11 | 17 | 9.2 | 14.8 | 21.1 | 12.6 | 14 | 16.3 | 18.4 | 13.2 | 12.3 | 18.5 | 19.6 | 13.1 | 18.2 | 26.9 | 21.3 | 15.2 | 26.4 | 25.2 | 19 | 24.8 | 11 | 26.6 | 20.9 | 17.2 | 19.3 | 24.9 | 13.9 | 22.4 | 13.6 | 14.7 | 23.4 | 12.1 | 2 | 22.1 | 26.5 | 24 | 16.3 | 11.9 | 24.2 | 23.9 | 0
8686 | 20 | 10.7 | 15.5 | 17.9 | 15.8 | 20.8 | 20 | 17 | 17.8 | 15.6 | 15.3 | 16.4 | 11.6 | 23 | 21.3 | 10.2 | 14.7 | 11 | 16.7 | 8.2 | 13.9 | 20.5 | 11.8 | 12.4 | 15.6 | 17.4 | 12.4 | 11.2 | 17.6 | 18.9 | 12.9 | 17.6 | 26.6 | 20.6 | 15.2 | 25 | 24.5 | 18.5 | 24.7 | 10.5 | 26 | 19.1 | 15.9 | 18.3 | 23 | 13.5 | 20.6 | 13 | 14.3 | 23 | 12.1 | 2.4 | 20.6 | 26.3 | 23.9 | 16.2 | 11.1 | 23.7 | 23.9 | 0
8687 | 18.2 | 10.6 | 14.7 | 17.2 | 15.2 | 20 | 19.9 | 16.2 | 17 | 15.5 | 15.6 | 15.8 | 11 | 22.5 | 21.6 | 9.8 | 14 | 11 | 16.4 | 8.6 | 13.6 | 19.7 | 10 | 11.8 | 15.4 | 16.8 | 12 | 11 | 17.4 | 19.4 | 12.8 | 17.1 | 26 | 19.8 | 14.8 | 23.5 | 24 | 18.3 | 24.3 | 10 | 25.5 | 16.6 | 16 | 17.6 | 23.2 | 13.2 | 18.8 | 13 | 14 | 23 | 12 | 2.6 | 20.4 | 25.8 | 23.1 | 15.8 | 10.6 | 22.5 | 23.6 | 0
8688 | 16.2 | 10.2 | 15.4 | 15.5 | 14.6 | 19.3 | 19.6 | 15.8 | 16.5 | 15.4 | 14.3 | 15.1 | 8.9 | 22 | 21.5 | 9.6 | 13.1 | 11.7 | 16.4 | 8 | 13.1 | 19.2 | 10.1 | 10.4 | 15.3 | 15.9 | 11.5 | 11.5 | 16.5 | 18.7 | 13.1 | 16.6 | 25.2 | 19.4 | 13.4 | 22.6 | 23.4 | 17.9 | 23.7 | 10 | 25 | 14.5 | 16 | 16.8 | 22.5 | 13.3 | 18.1 | 13 | 13.4 | 22.9 | 11.9 | 3.2 | 19.6 | 24.8 | 23 | 14.8 | 10.1 | 22 | 23.7 | 0
8689 | 15.3 | 9.1 | 14.7 | 14.8 | 14.2 | 18.9 | 19.4 | 15.8 | 16 | 14 | 13.2 | 14.2 | 7.6 | 22 | 20.2 | 9.6 | 11.8 | 11.7 | 16.3 | 7.9 | 13 | 18.6 | 9.3 | 9.5 | 14.2 | 15 | 10.5 | 12.6 | 15.8 | 18.8 | 13.4 | 16.1 | 25 | 18.9 | 12.3 | 21.9 | 22.9 | 17.3 | 23.2 | 9.5 | 24.5 | 12.5 | 16.7 | 15.3 | 22.2 | 12.6 | 17.6 | 12.6 | 12.9 | 22.4 | 11.8 | 2.2 | 19.6 | 24.7 | 23 | 13.7 | 9.9 | 20.9 | 23.6 | 0
8690 | 14.9 | 8.6 | 14.3 | 13.6 | 13.7 | 18 | 19 | 15.8 | 15.6 | 12.5 | 11.2 | 13.4 | 5.6 | 21.7 | 19.6 | 9.2 | 10.6 | 11.7 | 16.2 | 6.8 | 12.5 | 18 | 9.8 | 8 | 14.4 | 14.6 | 10 | 13.4 | 14.4 | 18 | 14 | 15.8 | 24.5 | 18.4 | 11.6 | 21 | 22.4 | 16.7 | 23 | 8.9 | 24.4 | 11.2 | 16.8 | 14.6 | 21.9 | 11.6 | 17.6 | 11.8 | 12.2 | 21.6 | 11.8 | 1 | 18.6 | 24.3 | 23 | 12.4 | 9.3 | 20.6 | 23.6 | 0
8691 | 14 | 8.2 | 14.2 | 13.7 | 13.4 | 18.1 | 18.9 | 15.2 | 15.4 | 13 | 10.4 | 12.7 | 5.2 | 21.7 | 19.6 | 8.7 | 9.4 | 11.7 | 15.9 | 6.7 | 12.1 | 17.6 | 8.7 | 7.4 | 14.2 | 13.8 | 10 | 13.8 | 13.5 | 18.3 | 14.3 | 16.1 | 23.7 | 17.6 | 11.6 | 20.8 | 22 | 16.4 | 22.8 | 8.4 | 24 | 10.1 | 17.2 | 14.5 | 21.4 | 10 | 17.2 | 10.8 | 11.8 | 21 | 11.7 | 1 | 18.3 | 24 | 23 | 11.7 | 9.3 | 20.2 | 23.1 | 0
8692 | 13.4 | 7.7 | 14.1 | 12.9 | 13.2 | 17.7 | 18.9 | 15.2 | 14.8 | 12.8 | 9.3 | 12.4 | 4.2 | 21.5 | 19.2 | 8.2 | 9.1 | 11.7 | 15.6 | 5.8 | 11.4 | 17.6 | 9.1 | 6.4 | 13.3 | 13.4 | 10.1 | 13.5 | 12.6 | 17.5 | 14.5 | 16.6 | 23.1 | 16.8 | 11.7 | 20.4 | 21.8 | 15.8 | 22.5 | 8 | 23.7 | 9.9 | 16.6 | 13.8 | 21.4 | 9.5 | 17.1 | 10.2 | 11.5 | 20.8 | 11.7 | 1.1 | 17 | 23.8 | 22.9 | 11.5 | 8.9 | 20.4 | 22.9 | 0
8693 | 12.6 | 7.5 | 12 | 10.8 | 13.7 | 17.8 | 18.9 | 15.2 | 14.4 | 11.5 | 12 | 13.2 | 5.2 | 21.2 | 18.8 | 7.9 | 13.6 | 11.6 | 14.2 | 5.2 | 11 | 17.6 | 5.4 | 9 | 12.8 | 12.9 | 11 | 8 | 14 | 16 | 12.8 | 16 | 22.7 | 17.2 | 11.6 | 20 | 21.8 | 15.5 | 22.3 | 8 | 23.5 | 10.4 | 12.8 | 13.3 | 20.8 | 11 | 16 | 9.8 | 11 | 20.5 | 9.6 | 1.2 | 19.4 | 23.5 | 23 | 14.6 | 8.7 | 20.2 | 22.6 | 0
8694 | 12.4 | 7 | 12.4 | 10.3 | 13.5 | 17.5 | 18.9 | 15.2 | 13.8 | 11.2 | 12 | 12.6 | 3.5 | 21.1 | 18.4 | 7.3 | 13.4 | 11.6 | 14.9 | 6 | 10.2 | 17.6 | 7.8 | 9.4 | 12.5 | 12.3 | 11 | 8.5 | 14.5 | 15.4 | 13.4 | 16 | 22.5 | 17.1 | 11.2 | 19.4 | 21.9 | 14.5 | 22.2 | 7.5 | 23.5 | 11.9 | 12.8 | 13.3 | 20.3 | 12.7 | 16.7 | 10.9 | 11.4 | 20.4 | 9.1 | 3.6 | 17.2 | 22.8 | 22.5 | 15.3 | 8.8 | 20 | 22.8 | 0
8695 | 11.5 | 6.6 | 11.6 | 11.8 | 13.2 | 17.5 | 18.9 | 14.6 | 13.9 | 11.5 | 12.7 | 13.2 | 3.9 | 21 | 18.3 | 6.7 | 13.4 | 11.6 | 15.9 | 7.8 | 9.4 | 17.6 | 10.1 | 11.3 | 12.3 | 11.9 | 11 | 10.4 | 15.7 | 15.2 | 13.9 | 16 | 21.8 | 17.4 | 10.2 | 19.4 | 23 | 14.2 | 22.2 | 7 | 23.4 | 14.3 | 13.5 | 12.4 | 20.1 | 15.5 | 18 | 12.8 | 12.9 | 20 | 9.4 | 6.7 | 17.1 | 22.6 | 22.1 | 16.1 | 9.3 | 19.9 | 23.1 | 0
8696 | 11 | 6.6 | 14.9 | 13.6 | 13.2 | 18 | 19 | 15.8 | 17 | 12.5 | 14 | 14.6 | 5.2 | 22 | 18.6 | 6.7 | 14 | 11.5 | 18 | 10 | 9.1 | 18.1 | 13.8 | 13.4 | 12.4 | 11.7 | 11 | 12.4 | 18 | 16 | 14.9 | 16.1 | 22.1 | 18 | 10.2 | 21 | 24.4 | 15.4 | 22.3 | 7.1 | 23.5 | 15 | 14.4 | 11.8 | 20.5 | 18.8 | 20.4 | 15.6 | 14.6 | 20 | 10.6 | 10.5 | 16.6 | 23.3 | 23.2 | 17.4 | 10.5 | 20.1 | 23.6 | 0
8697 | 16.2 | 5.6 | 21 | 17.3 | 14.9 | 20.5 | 19.4 | 16.4 | 20.5 | 16.3 | 16.2 | 17.7 | 9.3 | 24.2 | 21.3 | 8.9 | 14.4 | 10.8 | 19.7 | 13.3 | 9.5 | 19.5 | 16 | 16.8 | 14.1 | 11 | 13 | 15.5 | 20.5 | 17.3 | 15.7 | 18.2 | 23.2 | 19 | 10.6 | 24.8 | 26.8 | 20 | 24 | 8.5 | 25.3 | 16.4 | 16.6 | 16 | 23.8 | 21.7 | 22.6 | 18.3 | 17.3 | 21.7 | 12.4 | 13.2 | 19.8 | 25.4 | 24.6 | 18.5 | 15.1 | 21.4 | 24.3 | 0
8698 | 21.2 | 7.7 | 23.5 | 20.5 | 16.9 | 23.4 | 20 | 16.4 | 23.8 | 20.4 | 18.6 | 20.8 | 13.5 | 26.2 | 22.7 | 11.2 | 15.2 | 10.8 | 21.7 | 16.5 | 9.9 | 21 | 18.8 | 19.5 | 16.3 | 12.1 | 16.2 | 18 | 23.1 | 19.1 | 17.1 | 20.2 | 25.7 | 20.3 | 12.2 | 28.2 | 29 | 22.7 | 24.9 | 10 | 28 | 16.1 | 19.4 | 18.8 | 25.6 | 24.1 | 25 | 20.8 | 19.4 | 24.4 | 14.4 | 15.1 | 22.4 | 28 | 26 | 19.8 | 18.7 | 23.4 | 25.1 | 0
8699 | 23.2 | 12.6 | 25.3 | 24 | 18.6 | 24.9 | 20.8 | 16.4 | 26.1 | 22.7 | 21.2 | 24 | 18.2 | 28.2 | 24.4 | 15 | 15.6 | 10.8 | 23 | 19.8 | 10.9 | 22 | 20.2 | 22.2 | 18.3 | 13.8 | 19.2 | 20.4 | 25.2 | 21 | 18.2 | 22.7 | 27 | 21.8 | 14.8 | 30.7 | 31.2 | 24 | 25.9 | 13.2 | 29.9 | 16.4 | 23 | 21.9 | 27.7 | 25.6 | 26.6 | 22.4 | 21.4 | 26.4 | 16 | 15.2 | 26.6 | 29.4 | 27.3 | 20.8 | 20.9 | 26.8 | 26 | 0
8700 | 25 | 16.4 | 26.5 | 25.6 | 20.9 | 26.3 | 22.8 | 17 | 27.1 | 25 | 23.3 | 25.4 | 20.6 | 28.7 | 26.3 | 17.4 | 16.3 | 10.8 | 24.4 | 21.9 | 13 | 23 | 22.5 | 23.2 | 20 | 15.8 | 21.8 | 21.4 | 26.9 | 22.9 | 19.5 | 23.6 | 27.6 | 23.3 | 17 | 32.7 | 32.2 | 26.2 | 26.3 | 15.3 | 31.9 | 15.1 | 26 | 25.3 | 29.5 | 26.8 | 28.1 | 23.6 | 22 | 27.7 | 16.9 | 14.9 | 28 | 30.8 | 27.7 | 21.7 | 21.4 | 26.8 | 26.7 | 0
8701 | 25.7 | 17.1 | 26.5 | 27.2 | 22.2 | 26.5 | 24.5 | 17.4 | 27.6 | 26.6 | 24.9 | 26 | 22.3 | 28.8 | 27.4 | 18.4 | 16.5 | 10.8 | 24.7 | 23.3 | 16.8 | 24.5 | 23 | 24.2 | 21.7 | 17.3 | 23.5 | 22.1 | 27.8 | 24.4 | 19.8 | 24.7 | 28.6 | 24.6 | 18.2 | 34.1 | 32.8 | 26.4 | 26.3 | 17 | 33 | 15.1 | 28.6 | 27.6 | 29.9 | 27.5 | 28.7 | 23.8 | 22.3 | 29.2 | 17.1 | 13.7 | 30.1 | 31.4 | 27.7 | 22 | 22.4 | 27.2 | 27 | 0
8702 | 26.4 | 17.6 | 27.5 | 27.4 | 21.9 | 26 | 24.5 | 18 | 27.7 | 27.1 | 25.6 | 25 | 22 | 28.3 | 27.3 | 19.3 | 16.8 | 10.8 | 24.6 | 23.2 | 17.5 | 25.2 | 23.4 | 24 | 22.7 | 19.3 | 24 | 21.8 | 28.2 | 25.6 | 19.6 | 24.2 | 29.3 | 25.4 | 19.2 | 30.7 | 32.4 | 27.1 | 26.3 | 17.6 | 33.4 | 14.6 | 29.6 | 28.2 | 29.3 | 28 | 29 | 23.8 | 21.6 | 29.7 | 16.8 | 12.8 | 30 | 30.7 | 28.8 | 21.8 | 23.1 | 27.7 | 26.8 | 0
8703 | 26.6 | 17.9 | 28 | 28.1 | 21.9 | 27 | 24.8 | 20.2 | 27.7 | 27.2 | 25.8 | 24.1 | 22 | 28 | 28 | 19 | 16.4 | 10.8 | 23.2 | 22.6 | 17.8 | 26.1 | 21.3 | 24.3 | 22.8 | 20.2 | 24.5 | 21.6 | 27.7 | 26.3 | 18.3 | 24.7 | 29.6 | 25.7 | 19.7 | 30.2 | 32.1 | 27.3 | 26.4 | 17.6 | 33.4 | 16 | 29.8 | 28.7 | 29.3 | 27.7 | 28.4 | 23 | 21.2 | 29.5 | 16.1 | 11.5 | 31.6 | 31.4 | 28.7 | 20.7 | 23.1 | 27.7 | 26.2 | 0
8704 | 26.5 | 18.7 | 28 | 27.4 | 21.9 | 27 | 24.7 | 20.6 | 26.6 | 27.2 | 25.3 | 22.6 | 20.8 | 27.3 | 28.3 | 17.9 | 16 | 10.9 | 21.9 | 20.9 | 17.4 | 26 | 19.4 | 23.4 | 22.8 | 20.5 | 24.5 | 20.3 | 26.7 | 26.5 | 16.8 | 24.7 | 29.7 | 25.3 | 19.7 | 30.2 | 31.1 | 26.3 | 26.4 | 17.3 | 33.5 | 16.7 | 28.6 | 28.8 | 29 | 26.6 | 27.7 | 22.2 | 20.2 | 30 | 15.2 | 10.7 | 31 | 31 | 28.3 | 19.4 | 22.9 | 27.5 | 25.4 | 0
8705 | 26.2 | 17.7 | 27.6 | 26.8 | 20.9 | 26.4 | 24 | 20.8 | 24.7 | 27.1 | 24.4 | 21.6 | 20 | 26.5 | 28 | 16.3 | 15 | 10.9 | 20 | 19 | 16.8 | 25 | 16.4 | 22.4 | 21.5 | 20.4 | 23.5 | 19 | 25 | 26 | 15.3 | 23.2 | 29.7 | 24.4 | 19.1 | 28.7 | 30.2 | 25 | 26 | 17.4 | 30.9 | 18.5 | 27.3 | 28.4 | 28.3 | 24.4 | 26.4 | 20.8 | 19.4 | 30.1 | 14 | 9.4 | 31 | 29.6 | 27.8 | 17.8 | 21.1 | 25.9 | 24.6 | 0
8706 | 24.2 | 14.7 | 25.3 | 24.5 | 19 | 25 | 23 | 19.6 | 22.3 | 25.7 | 23.1 | 20.2 | 17.7 | 25.7 | 26.6 | 13.4 | 14.1 | 10.9 | 18.9 | 16.4 | 15.8 | 24.4 | 15.2 | 19.8 | 19 | 20 | 22.5 | 16.6 | 23 | 24.9 | 14.7 | 21.4 | 29 | 23.2 | 17.1 | 27.7 | 28.6 | 22.2 | 25.9 | 13.1 | 29.4 | 19.1 | 25.6 | 26.5 | 27.1 | 21.7 | 25.3 | 19.4 | 17.9 | 28.7 | 12.5 | 8.5 | 27.9 | 28.5 | 26.4 | 16.6 | 18.7 | 25.7 | 24.1 | 0
8707 | 20.3 | 13.4 | 20.9 | 22.9 | 17.4 | 23.4 | 21.3 | 17.8 | 21.2 | 22.5 | 21.9 | 19.3 | 15.9 | 25.1 | 24.6 | 11.4 | 12.7 | 10.9 | 17.5 | 14.4 | 15 | 23.9 | 13.4 | 17.5 | 17.1 | 18.8 | 19.1 | 14.8 | 20.6 | 23.1 | 14.3 | 20.5 | 28 | 21.9 | 14.8 | 26.7 | 27.3 | 20.7 | 25.7 | 12.6 | 28.9 | 21.1 | 24.6 | 23.8 | 26.5 | 18.9 | 23.4 | 17.6 | 16.9 | 27.4 | 10.7 | 7 | 25.9 | 27.5 | 25.2 | 15.6 | 16.1 | 25.3 | 23.8 | 0
8708 | 18.4 | 12.1 | 18.5 | 21 | 16.5 | 21.1 | 20.2 | 17.8 | 19.7 | 19.1 | 20.6 | 18 | 13.4 | 24.4 | 22.4 | 10.1 | 11.6 | 10.9 | 16.8 | 12.4 | 14.3 | 22.9 | 12.8 | 15 | 16.5 | 17.5 | 17.5 | 13 | 18.4 | 21 | 14.6 | 19.2 | 26.6 | 20.8 | 13.6 | 26.2 | 25.8 | 19.2 | 25.5 | 11.1 | 28.4 | 22.4 | 23.8 | 21.1 | 26.2 | 16.8 | 21.6 | 16 | 15.8 | 26.2 | 9 | 5.8 | 22.6 | 26.9 | 24.3 | 15.2 | 16.3 | 24.6 | 23.8 | 0
8709 | 18 | 10.7 | 17 | 20.8 | 15.9 | 19.6 | 19.5 | 17.2 | 18.8 | 15.7 | 19.7 | 17.4 | 12.2 | 24.6 | 21.3 | 9.2 | 10.4 | 10.9 | 15.7 | 11.3 | 13.5 | 22 | 10.8 | 14.1 | 16.2 | 17 | 11.5 | 12.6 | 16.5 | 19 | 14.5 | 19.7 | 25.5 | 20 | 12.1 | 26.2 | 25.1 | 18.3 | 25.5 | 10 | 27.9 | 25 | 23.6 | 19.7 | 25.4 | 15.7 | 19.4 | 14.3 | 15.6 | 25 | 7.7 | 4.3 | 22.3 | 26.4 | 23.6 | 14.8 | 15 | 24.5 | 23.9 | 0
8710 | 17.7 | 10.2 | 16 | 20.3 | 15.4 | 18.5 | 19.4 | 16.8 | 18.1 | 16.2 | 18.7 | 16.6 | 10.7 | 23 | 21.5 | 9.2 | 10.3 | 10.9 | 15.4 | 10.1 | 13 | 21.5 | 9.9 | 13.3 | 15.1 | 16 | 10.1 | 12.3 | 15.5 | 17.6 | 14.4 | 17.9 | 24.7 | 19.5 | 11.7 | 24.4 | 24.3 | 17.2 | 25.5 | 9.4 | 27.4 | 25.3 | 22.7 | 18.6 | 25.1 | 15.7 | 18 | 13.3 | 15.2 | 24 | 7.2 | 3.6 | 21.2 | 25.9 | 23.2 | 14.8 | 13.9 | 24.5 | 23.8 | 0
8711 | 15.9 | 9.6 | 16 | 20.5 | 14.8 | 17.5 | 19.2 | 16.4 | 17.2 | 16.2 | 17.8 | 16.2 | 10.4 | 22.6 | 21.3 | 8.6 | 10.6 | 10.9 | 15 | 9.2 | 12.4 | 21 | 8.2 | 13.4 | 14.4 | 15.5 | 10.1 | 12.6 | 15.2 | 17 | 13.8 | 17.4 | 24 | 19.2 | 11.1 | 22 | 24 | 18.2 | 25.3 | 8.8 | 26.9 | 24.6 | 21.4 | 18.1 | 24.5 | 16 | 17 | 12.6 | 15.2 | 23.2 | 7.6 | 3 | 22 | 25.4 | 22.8 | 14.8 | 13.3 | 23.1 | 23.6 | 0
8712 | 14.3 | 9.1 | 15 | 19 | 14.2 | 17.5 | 18.6 | 16.4 | 17 | 15.7 | 16.5 | 15.4 | 9.3 | 22.1 | 20.1 | 8.1 | 12 | 10.9 | 15.6 | 7.7 | 11.5 | 20.7 | 8.1 | 12.4 | 14.1 | 14.4 | 9.9 | 11.8 | 15.5 | 17.2 | 13.5 | 16.7 | 22.6 | 19 | 10.4 | 21.6 | 23.2 | 17.1 | 24.4 | 8.6 | 26.4 | 20.3 | 19 | 17.6 | 24.2 | 16.2 | 17.2 | 12.5 | 14.2 | 22.4 | 8.8 | 3.2 | 20.7 | 24.4 | 22.3 | 15 | 13 | 23 | 23.3 | 0
8713 | 13.3 | 8.6 | 15 | 17.5 | 13.4 | 17.5 | 18.5 | 15.2 | 16.7 | 15.2 | 15.3 | 15.1 | 9.1 | 22.1 | 20 | 7.9 | 13.2 | 10.9 | 15.7 | 6.5 | 11.1 | 20.5 | 7.1 | 11.6 | 13.5 | 14.1 | 9.5 | 11 | 15.8 | 17.6 | 12.9 | 16.7 | 22.9 | 18.8 | 10.3 | 21.2 | 22.8 | 16.7 | 24.4 | 8.5 | 25.9 | 15.9 | 16.8 | 17.4 | 23.8 | 15.5 | 17.3 | 12.2 | 13.4 | 22.1 | 10.1 | 2.8 | 20.8 | 24.4 | 22.2 | 15 | 12.4 | 22.5 | 22.9 | 0
8714 | 12.7 | 8.2 | 15 | 14.8 | 13.3 | 17.5 | 18.7 | 15 | 16.3 | 15.1 | 14 | 14.4 | 8 | 22.2 | 19.8 | 7.5 | 14.4 | 10.9 | 16 | 5.2 | 10.7 | 20 | 7 | 10 | 12.7 | 13.8 | 9.5 | 9.4 | 15.8 | 18 | 12.8 | 16.6 | 23.3 | 18.4 | 10.3 | 20.5 | 22 | 16.2 | 24.1 | 7.7 | 25.9 | 10.8 | 14.5 | 17.5 | 23.1 | 14 | 17.6 | 11.8 | 12 | 21.5 | 11 | 2.4 | 19.4 | 24 | 21.8 | 15 | 12.4 | 21.6 | 22.6 | 0
8715 | 12.4 | 7.2 | 14 | 13.2 | 13.2 | 17 | 18.7 | 15 | 16.2 | 15.2 | 13.1 | 14.3 | 7.7 | 21.6 | 19.8 | 7.9 | 14.5 | 10.9 | 15.2 | 4.8 | 10.1 | 20 | 5.5 | 9.4 | 11.4 | 13 | 9.5 | 8.6 | 15.2 | 17.7 | 12.5 | 16.4 | 23.1 | 18 | 10.2 | 20 | 21.9 | 15.6 | 23.9 | 7.5 | 25.2 | 8.9 | 13.4 | 16.1 | 22.5 | 12.2 | 17 | 10.8 | 11.4 | 20.6 | 11.1 | 1.2 | 20.2 | 23.6 | 21.3 | 14.7 | 12 | 21 | 22.5 | 0
8716 | 13.9 | 7.1 | 12.5 | 11.2 | 12.9 | 16.6 | 18.4 | 15 | 16 | 15.1 | 12.3 | 13.5 | 6.2 | 21.8 | 19.8 | 7 | 14.3 | 10.9 | 14.8 | 4.5 | 9.8 | 20 | 5.5 | 8.5 | 10.2 | 12.5 | 9.5 | 7.7 | 14.5 | 17 | 12.7 | 16.4 | 22.7 | 17.5 | 10.1 | 19.2 | 21.5 | 15.3 | 23.4 | 7.5 | 24.9 | 8.3 | 12.7 | 16 | 22.4 | 11 | 16.5 | 10.1 | 10.7 | 20.1 | 10.5 | 0.9 | 19.2 | 23 | 21.2 | 14.6 | 11.1 | 21 | 22.5 | 0
8717 | 13.6 | 6 | 12 | 16.5 | 12.4 | 16.5 | 18.3 | 15.2 | 16.3 | 14.7 | 13 | 13.2 | 7 | 21.6 | 19.1 | 6.9 | 8.8 | 10.9 | 13.2 | 6.2 | 9.4 | 20 | 3 | 9.8 | 9.6 | 12 | 10.5 | 9 | 10 | 11.6 | 11.8 | 16.3 | 22.4 | 14.2 | 9.9 | 19.2 | 20.6 | 15 | 23 | 7.2 | 24.4 | 15.6 | 19 | 14.6 | 22.4 | 13.2 | 14.6 | 9.4 | 15 | 19.6 | 5.4 | 0 | 20 | 22.9 | 20.8 | 12.2 | 11 | 20.4 | 22.6 | 0
8718 | 13.7 | 5.9 | 11.5 | 16 | 11.9 | 17.1 | 18.3 | 15.2 | 16.3 | 14.6 | 11.7 | 13.6 | 8.4 | 21.3 | 16.9 | 6.4 | 9.1 | 11 | 14.2 | 5.3 | 9 | 20 | 4.8 | 9.8 | 9 | 11.4 | 10.7 | 8.6 | 10.9 | 10.4 | 13.2 | 16.4 | 21.7 | 13.8 | 9.7 | 19.4 | 21.1 | 15.1 | 22.9 | 7 | 24.4 | 16.6 | 18.3 | 13.6 | 21.9 | 14.5 | 15.9 | 11.3 | 14.5 | 19.2 | 5.8 | 3 | 19.3 | 22.4 | 20.3 | 11.7 | 11.5 | 19.6 | 22.5 | 0
8719 | 13.4 | 5.1 | 11 | 16.5 | 11.4 | 16.7 | 18.2 | 15.6 | 16.1 | 14.2 | 12 | 14.6 | 10 | 21.1 | 16.1 | 5.9 | 10 | 11 | 15.4 | 6.7 | 8.7 | 20 | 6.5 | 11.5 | 8.7 | 11.3 | 10.7 | 9.7 | 12.9 | 11 | 14.7 | 16.2 | 21.3 | 14.3 | 9.7 | 19.2 | 22.6 | 14.4 | 22.9 | 6.5 | 24.4 | 18 | 18.3 | 13.1 | 21.9 | 17.1 | 17.9 | 13.7 | 14.5 | 19 | 7.1 | 7 | 19.9 | 22.4 | 20.2 | 12.1 | 11.4 | 19.6 | 22.8 | 0
8720 | 13.7 | 4.5 | 13.5 | 17.4 | 11.4 | 18 | 18.5 | 15.2 | 17.2 | 14.2 | 13 | 16.4 | 12.2 | 22.1 | 16.4 | 6 | 11.6 | 11 | 17.4 | 8.6 | 8.4 | 20 | 10.4 | 13.4 | 8.9 | 11 | 10.7 | 11.4 | 15.8 | 12.4 | 16.7 | 16.7 | 21.5 | 15.6 | 9.7 | 19.2 | 24.2 | 14.7 | 22.9 | 6.5 | 24.4 | 17 | 19.3 | 13.1 | 21.9 | 19.2 | 20.6 | 16.4 | 15 | 19 | 9 | 11.2 | 20.6 | 23 | 21.7 | 13 | 11.5 | 19.5 | 23.4 | 0
8721 | 16.5 | 3.9 | 20.2 | 19.7 | 12 | 19.4 | 19.5 | 15.2 | 21.1 | 16.5 | 15.8 | 18.9 | 13.9 | 24.6 | 20.4 | 8.2 | 13.8 | 10.2 | 19.1 | 13.3 | 8.5 | 20.9 | 12.8 | 17.2 | 14 | 11.2 | 16 | 14.5 | 19 | 16.1 | 18 | 20.4 | 23.4 | 17.5 | 8.5 | 23 | 26.6 | 19.1 | 23.2 | 10.6 | 25.6 | 17.5 | 21.5 | 15.9 | 23.6 | 22 | 23.1 | 18.5 | 16.1 | 21.4 | 11.6 | 14.1 | 23 | 26 | 23.1 | 15.2 | 13.8 | 20.4 | 24.5 | 0
8722 | 21.3 | 6.8 | 23.8 | 21.9 | 14.9 | 22.1 | 21 | 15.2 | 14.4 | 21.2 | 18.4 | 21.8 | 15.8 | 26.7 | 22.8 | 11.3 | 16.3 | 10.2 | 21.1 | 17.2 | 10.6 | 23.2 | 16.6 | 20.5 | 19.5 | 13.2 | 16.8 | 17.4 | 21.9 | 19.7 | 19.2 | 23.4 | 25.4 | 19.4 | 8.9 | 27.4 | 28.7 | 22.4 | 24.2 | 13.8 | 27.9 | 16.6 | 24.2 | 19.9 | 26.5 | 23.7 | 25.4 | 20.3 | 17.1 | 23.9 | 14 | 15.6 | 24.9 | 28.7 | 25.1 | 17.5 | 17.5 | 22.5 | 25.8 | 0
8723 | 23.8 | 10.4 | 25.5 | 24.4 | 17.4 | 23.5 | 23.4 | 16.2 | 25.9 | 24.1 | 21.2 | 24.6 | 17.4 | 27.1 | 24.5 | 14.7 | 18.6 | 10.4 | 22.6 | 21.2 | 13.7 | 24.9 | 18.6 | 24.2 | 22 | 16.2 | 20 | 20.4 | 24.4 | 23.6 | 19.8 | 24.5 | 27 | 21 | 9.4 | 30.2 | 31 | 23 | 24.9 | 16.5 | 29 | 17.4 | 26.8 | 23.2 | 28.5 | 25.4 | 27 | 21.4 | 18 | 25.9 | 16.2 | 15.2 | 27 | 30 | 26 | 20 | 18.8 | 25.2 | 27 | 0
8724 | 26 | 12.8 | 26.5 | 25.7 | 20.1 | 25.4 | 25 | 16.6 | 27.6 | 25.9 | 22.5 | 26.7 | 19.3 | 28.3 | 25.5 | 17.4 | 20.3 | 12.8 | 24.2 | 22.2 | 16.5 | 26.4 | 21.7 | 25.8 | 22.3 | 19.2 | 23.3 | 22.2 | 26.2 | 25.5 | 20.6 | 25.2 | 28.5 | 22.1 | 10.4 | 32 | 32.3 | 26.4 | 25.8 | 16 | 31 | 16.6 | 28.3 | 26.1 | 30.1 | 25.8 | 28.2 | 22.4 | 18.1 | 27.5 | 17.4 | 14 | 27.5 | 30.8 | 27.1 | 21.3 | 20.6 | 26.8 | 27.7 | 0
8725 | 27.6 | 13.9 | 27 | 26.9 | 21.4 | 25.5 | 26.1 | 16.6 | 28 | 27 | 23.5 | 27.6 | 20.6 | 28.4 | 26.8 | 18.5 | 21 | 14.7 | 24.8 | 22.8 | 17.6 | 26.9 | 22.1 | 27.3 | 23.2 | 21.3 | 23.3 | 23.4 | 27.5 | 27.1 | 20.8 | 25.9 | 28.9 | 23 | 11.4 | 32.6 | 33.3 | 27.1 | 26 | 16.3 | 32.2 | 17.4 | 28.9 | 27.9 | 29.6 | 26.6 | 28.7 | 22.8 | 18 | 28.9 | 18 | 12.4 | 27.9 | 31.2 | 27.5 | 22 | 22 | 27 | 27.9 | 0
8726 | 28.2 | 14.9 | 27.4 | 27 | 21.1 | 25.7 | 26.2 | 16.6 | 28.5 | 28.4 | 23.4 | 27.2 | 21.6 | 28.6 | 27 | 19.3 | 20.6 | 15.9 | 25 | 21.6 | 18.6 | 27.9 | 22.4 | 27 | 24.3 | 22.4 | 24.8 | 23.6 | 28 | 27 | 20.8 | 26 | 29.5 | 23.6 | 11.5 | 31.4 | 33.2 | 27 | 26.2 | 16.4 | 33.2 | 17 | 28.4 | 27.9 | 29.5 | 26.6 | 29 | 23 | 17.6 | 29.8 | 17.8 | 11.2 | 27.4 | 31 | 27.7 | 21.4 | 22.7 | 27 | 27.4 | 0
8727 | 28.3 | 14.9 | 27.4 | 27.3 | 21.1 | 25.7 | 25.4 | 18 | 28.1 | 28.4 | 23.7 | 25.7 | 21.4 | 28.1 | 27.5 | 19.6 | 19.3 | 16.5 | 23.8 | 21.7 | 18.4 | 27.9 | 19.6 | 27.2 | 24.9 | 23.4 | 24.2 | 23.6 | 27.8 | 27.4 | 19.9 | 26 | 30 | 24.2 | 11.9 | 30.9 | 32.9 | 26.9 | 26.2 | 16.7 | 32.9 | 18.5 | 27.6 | 28.7 | 29.2 | 27 | 28.6 | 22.4 | 17.5 | 30.1 | 17.3 | 10.3 | 27.9 | 30.7 | 28.1 | 20.6 | 23 | 27.1 | 26.5 | 0
8728 | 27.9 | 15.4 | 27.7 | 26.6 | 21 | 25.7 | 25.1 | 18 | 27.5 | 28.6 | 23 | 23.7 | 20.6 | 27.6 | 27.9 | 18.5 | 17.4 | 16.5 | 22.2 | 20.7 | 17.4 | 27.5 | 17.8 | 25.9 | 25.3 | 24.2 | 23.8 | 22.5 | 26.7 | 26.6 | 18.7 | 25.5 | 29.9 | 24.4 | 11.9 | 29.9 | 31.5 | 26.8 | 26.2 | 16.7 | 33 | 18.5 | 26.6 | 27.9 | 28.9 | 26 | 27.8 | 21.3 | 17.2 | 30.3 | 16 | 9.9 | 27.7 | 30.3 | 27.6 | 19 | 22.8 | 26.8 | 25.5 | 0
8729 | 27.2 | 15.2 | 27.2 | 25.8 | 19.4 | 25.3 | 25 | 17.8 | 26.2 | 28.1 | 22.2 | 21.6 | 19 | 26.6 | 27.5 | 16.5 | 15.4 | 16.5 | 20 | 20.4 | 16.7 | 27.5 | 15 | 24.8 | 23.7 | 23.8 | 23 | 21 | 24.8 | 26 | 16.9 | 24.5 | 29.4 | 24.2 | 11.7 | 29.2 | 30 | 24.8 | 26 | 16.2 | 31.7 | 19.8 | 25.8 | 27.9 | 28.1 | 24.8 | 26.2 | 19.6 | 17 | 29.9 | 14.6 | 9.4 | 28 | 29.8 | 27 | 17.8 | 21.5 | 26.5 | 24.6 | 0
8730 | 25.8 | 13.4 | 25.2 | 23.9 | 17.4 | 24.5 | 24.7 | 17.4 | 23.5 | 27.6 | 20 | 19.9 | 17.6 | 25.8 | 26.6 | 14 | 13.6 | 15.9 | 18.4 | 17.9 | 15.3 | 26.4 | 14.9 | 22 | 20.2 | 22.6 | 21.8 | 18.4 | 22.3 | 23.9 | 15.6 | 22.5 | 28.7 | 23.2 | 11.6 | 27.8 | 27.8 | 22.9 | 25.2 | 14.2 | 29.2 | 19.5 | 24.8 | 26.5 | 27 | 22.1 | 24.1 | 17.9 | 16.2 | 28.4 | 12.6 | 8.9 | 26.9 | 28.2 | 25.7 | 16.3 | 18.9 | 25.7 | 23.8 | 0
8731 | 24.7 | 12.3 | 21.6 | 22.1 | 16 | 23.1 | 23.1 | 17.4 | 22 | 21.8 | 18 | 18.7 | 15.8 | 25.1 | 24.7 | 11.5 | 12.3 | 14.9 | 16.8 | 15.8 | 14.1 | 25.2 | 13.8 | 19.9 | 18.2 | 20 | 18.8 | 16 | 19.5 | 22.3 | 14.3 | 21.5 | 27.5 | 21.8 | 11.5 | 26.6 | 26.4 | 20.4 | 25.1 | 11.7 | 28.5 | 21.4 | 23.8 | 24.4 | 26.3 | 20.2 | 21.5 | 16.2 | 15.2 | 26.7 | 10.8 | 7.9 | 25.9 | 27.3 | 24.6 | 15.3 | 17.3 | 25 | 23.4 | 0
8732 | 22.4 | 11.4 | 19.1 | 20.1 | 14.8 | 22.1 | 22.1 | 17 | 21 | 19.5 | 15.6 | 18 | 14.6 | 24.4 | 22.6 | 10 | 11.4 | 14.3 | 16 | 12.4 | 13.4 | 24 | 13.8 | 17.2 | 17.5 | 19.3 | 18.3 | 13.4 | 17.1 | 20 | 13.8 | 20.2 | 26.9 | 20 | 11.4 | 26 | 25.2 | 18.4 | 25 | 10.4 | 27.8 | 22.6 | 22.4 | 22.7 | 26 | 18.4 | 19 | 15 | 13.8 | 25.6 | 9 | 7 | 24 | 26.7 | 24.1 | 14.4 | 16.3 | 24.4 | 23 | 0
8733 | 20.3 | 11.2 | 17.8 | 19.2 | 14.5 | 21.1 | 21.5 | 17 | 19.7 | 17.9 | 14.7 | 17.4 | 13.1 | 24.2 | 21.3 | 9.1 | 10.9 | 13.2 | 15.2 | 10.9 | 12.5 | 23.1 | 11.2 | 16.3 | 16.4 | 18.3 | 16.7 | 12.1 | 15.4 | 19.2 | 13.4 | 19.5 | 25.9 | 18.6 | 11.4 | 24.9 | 25.2 | 17.9 | 24.7 | 9.4 | 27.1 | 25.8 | 21 | 21.1 | 25.1 | 18.5 | 16.8 | 14.1 | 12.9 | 24.3 | 8 | 6 | 23 | 26.3 | 23.6 | 14.2 | 15.1 | 24.4 | 22.8 | 0
8734 | 19 | 10.6 | 16.8 | 18.4 | 13.7 | 19.7 | 21.6 | 16.6 | 18.2 | 16.8 | 14.2 | 16.9 | 12.2 | 24.1 | 22 | 8.4 | 10.7 | 13.2 | 15.1 | 9.1 | 11.6 | 22.4 | 9.7 | 15 | 15.7 | 18.3 | 14.8 | 11.2 | 14.5 | 18.1 | 13.6 | 18.6 | 24.9 | 17.6 | 11.4 | 23.4 | 25.1 | 17.7 | 24.6 | 8.7 | 26.4 | 26.3 | 19.6 | 20.3 | 25 | 18.5 | 15.6 | 13.7 | 12.3 | 23.5 | 7.3 | 5.3 | 21.7 | 26 | 23.1 | 13.9 | 14.3 | 23.7 | 22.6 | 0
8735 | 18.3 | 10.5 | 16 | 18.4 | 13.1 | 20 | 20.9 | 16.6 | 17.6 | 15.7 | 15 | 16.2 | 11 | 23.2 | 21.7 | 7.7 | 10.6 | 12.2 | 14.8 | 9 | 10.9 | 21.9 | 7 | 14.6 | 14.5 | 18.3 | 14 | 11.4 | 14.2 | 18 | 13.6 | 18.2 | 24.4 | 17.4 | 11 | 21.9 | 25.2 | 17.1 | 24.4 | 8.2 | 25.7 | 25.8 | 18.8 | 18.9 | 24.6 | 19 | 15 | 13.2 | 12.6 | 22.6 | 7.2 | 4.6 | 21.4 | 25.2 | 23 | 14 | 13.8 | 23.7 | 22.6 | 0
8736 | 17.3 | 11.6 | 15.1 | 18 | 12.9 | 19.5 | 20.6 | 16 | 17.1 | 15.2 | 15.3 | 15.5 | 10.2 | 22.1 | 21.1 | 7 | 10.4 | 11.2 | 15.1 | 7.9 | 9.8 | 21.4 | 6.9 | 12.9 | 14 | 17.8 | 13.3 | 11.4 | 14 | 16.9 | 13.8 | 17.5 | 22.9 | 17.5 | 10.8 | 21 | 24.3 | 16.8 | 24 | 7.5 | 25 | 21.1 | 18.5 | 18 | 23.8 | 17.8 | 15.1 | 12.7 | 13.2 | 21.9 | 6.9 | 3.9 | 20.5 | 24.7 | 22.6 | 13.6 | 13.3 | 22.2 | 22.6 | 0
8737 | 17.5 | 10.4 | 15.5 | 18 | 11.9 | 19.4 | 20.1 | 15.4 | 16.8 | 14.7 | 16 | 14.8 | 9.1 | 21.6 | 20.8 | 6.5 | 10.2 | 11.2 | 14.8 | 8 | 9.7 | 21.2 | 5.9 | 11.9 | 13.1 | 17.8 | 13.2 | 11.6 | 13.5 | 16.3 | 13.3 | 16.9 | 22.8 | 17.6 | 10.7 | 20 | 23.2 | 15.9 | 23.3 | 8 | 24.3 | 16.9 | 18.9 | 17.8 | 23.5 | 16.4 | 15.1 | 11.6 | 14.3 | 21.1 | 6.7 | 2.5 | 20.5 | 24.2 | 22.1 | 13.5 | 12.8 | 21.9 | 22.7 | 0
8738 | 17.4 | 10.2 | 14.8 | 17.4 | 11.1 | 19.5 | 19.9 | 15.4 | 16.5 | 14.5 | 15.6 | 14.2 | 8.2 | 21.1 | 20.4 | 6.2 | 9.8 | 11.2 | 14.6 | 7 | 9.4 | 20.5 | 6.4 | 10.2 | 12 | 17.4 | 13.3 | 11 | 12.5 | 14.8 | 12.8 | 16.1 | 22.9 | 17.2 | 10.7 | 19.2 | 21.6 | 14.9 | 23 | 7.6 | 23.5 | 12.2 | 19.4 | 16.8 | 23 | 14 | 15 | 10.4 | 15 | 20.4 | 6.2 | 1 | 20 | 24 | 21.3 | 13 | 12.3 | 21.6 | 22.8 | 0
8739 | 18.8 | 9.9 | 13.5 | 17.3 | 10.8 | 18.5 | 20 | 15.2 | 16.1 | 13.1 | 15.3 | 13.7 | 7.1 | 21.6 | 19.9 | 6.2 | 9.4 | 11.2 | 13.8 | 7.3 | 8.9 | 20.4 | 4.7 | 9.9 | 11.4 | 16.3 | 13.3 | 10.5 | 11.3 | 14 | 11.9 | 15.9 | 23 | 16.4 | 10.9 | 19 | 20.8 | 14.2 | 22.7 | 7.2 | 23.3 | 11.9 | 19.8 | 16.3 | 22.5 | 12.9 | 14.6 | 9.2 | 15.5 | 19.7 | 5.8 | 0.6 | 20.4 | 23.3 | 21.1 | 12.9 | 11.8 | 20.9 | 22.8 | 0
8740 | 19.3 | 9.9 | 12.7 | 16.7 | 10.6 | 18.1 | 20 | 15.2 | 15.9 | 14.2 | 13.9 | 13.3 | 6.8 | 21.8 | 20 | 5.6 | 9 | 11.2 | 13.4 | 6.2 | 8.6 | 20.4 | 4.2 | 9.2 | 12.3 | 15.3 | 13.3 | 9.5 | 10.2 | 12.4 | 11.6 | 15.4 | 23.6 | 15.2 | 10.9 | 19.3 | 20.2 | 14.2 | 22.5 | 6.8 | 22.8 | 12.4 | 19.6 | 15.7 | 22.2 | 12.1 | 14.4 | 8.8 | 15.3 | 19.4 | 5.3 | 1 | 19.9 | 23.2 | 20.6 | 12.4 | 11.5 | 20.3 | 22.7 | 0
8741 | 19.5 | 9.9 | 12 | 13 | 10.5 | 17.9 | 20 | 15 | 15.3 | 14 | 11.6 | 12.8 | 5 | 20.6 | 20 | 5.3 | 8.8 | 11.1 | 12.4 | 4.2 | 8.4 | 20.5 | 3 | 10.4 | 12.4 | 15 | 12.9 | 7.6 | 8.8 | 13.6 | 13.4 | 15 | 23.9 | 14.2 | 11.1 | 18.6 | 20.4 | 14.2 | 22.5 | 6.4 | 22.7 | 15 | 16 | 15.2 | 21.8 | 16.6 | 12 | 12.4 | 11.6 | 18.4 | 8.8 | 1.6 | 19 | 23 | 20.6 | 11.4 | 11 | 20.2 | 22.6 | 0
8742 | 19.3 | 10 | 12 | 13.7 | 10.5 | 17.5 | 19.8 | 14.6 | 15 | 14.6 | 11.4 | 12.9 | 3.3 | 20.5 | 19.9 | 5.4 | 10.2 | 11 | 13.7 | 3.4 | 7.9 | 20.4 | 5 | 10.2 | 11.4 | 14.2 | 12.9 | 8.3 | 9.7 | 13 | 14.2 | 15 | 23.7 | 15.1 | 11.3 | 18.4 | 21.4 | 13.4 | 22.5 | 6 | 21.9 | 15.5 | 15.6 | 14.4 | 21.4 | 17.3 | 12.3 | 13.8 | 11.4 | 18 | 9.2 | 5 | 17.9 | 23 | 20.7 | 11.8 | 10.3 | 20.2 | 22.8 | 0
8743 | 18.8 | 9.9 | 11.5 | 14.9 | 10.6 | 16.2 | 19.4 | 14.4 | 14.8 | 13.5 | 12 | 13.9 | 2.5 | 20.6 | 19.8 | 5 | 12.5 | 10.9 | 15.4 | 4.6 | 7.3 | 20.2 | 7.4 | 12 | 10 | 14.2 | 13.2 | 10.3 | 11.9 | 13.8 | 14.6 | 15 | 23.3 | 16.3 | 11.4 | 19.2 | 23.4 | 12.7 | 22.5 | 5.9 | 21.8 | 16.9 | 16.2 | 13.3 | 21.4 | 18.5 | 14.1 | 15.6 | 11.8 | 17.9 | 9.6 | 8.4 | 17.8 | 23.1 | 20.7 | 12.5 | 10.3 | 20.3 | 23.1 | 0
8744 | 18.6 | 9.9 | 13.5 | 16.4 | 10 | 17.5 | 19.7 | 14.4 | 17.2 | 12.5 | 13 | 16.2 | 2.6 | 21.7 | 20 | 5 | 14.6 | 10.9 | 17.6 | 6.6 | 6.9 | 20.4 | 11 | 14.8 | 10.5 | 13.9 | 13.2 | 13 | 15 | 15 | 15.5 | 22.9 | 23.4 | 17.6 | 11.5 | 20.1 | 25.4 | 13.4 | 22.6 | 6.3 | 21.8 | 17.6 | 17.8 | 13.1 | 21.7 | 19.8 | 16.6 | 17.6 | 12 | 18.7 | 9.6 | 12.2 | 18 | 23.2 | 22.1 | 13.8 | 11.3 | 20.4 | 23.6 | 0
8745 | 20.5 | 11 | 20.6 | 17.9 | 12 | 20.8 | 20.7 | 14.4 | 20.3 | 16.9 | 15.1 | 19.2 | 4.8 | 24.4 | 20.4 | 7.9 | 17 | 9.9 | 19.5 | 10.6 | 7.1 | 22.2 | 13.7 | 18.8 | 13.2 | 13.7 | 13.5 | 15.8 | 18.4 | 18.3 | 16.1 | 20.2 | 25 | 18.7 | 12.7 | 23.4 | 27.9 | 17 | 23.2 | 7.3 | 25.3 | 18.8 | 20.5 | 17.1 | 23.5 | 21.6 | 20.2 | 19.4 | 13.7 | 21.9 | 10 | 13.8 | 19.9 | 26.5 | 23.7 | 15.5 | 15.1 | 21.1 | 24.4 | 0
8746 | 23 | 12.8 | 23.6 | 19.4 | 14.5 | 22.7 | 20.8 | 14.4 | 22.4 | 21.3 | 17.2 | 22.4 | 8 | 26.7 | 21.5 | 10.2 | 18.6 | 9.9 | 21.4 | 14.3 | 9.7 | 23.2 | 16.6 | 22.2 | 19.1 | 15 | 13.7 | 18.2 | 21.4 | 21.5 | 17.6 | 22.4 | 25.9 | 19.9 | 12.8 | 27 | 29.7 | 19.5 | 25.2 | 9.4 | 27.3 | 18.9 | 23.6 | 20.7 | 26.1 | 23.3 | 23.4 | 21.4 | 15.3 | 24 | 10.4 | 14.7 | 21.7 | 28.5 | 25.8 | 17.4 | 17.6 | 21.8 | 25.2 | 0
8747 | 24.9 | 14.1 | 25.6 | 21 | 16.2 | 24.2 | 21.7 | 15.4 | 24.2 | 24.5 | 19.6 | 25 | 12.2 | 27.7 | 23 | 14.5 | 20 | 12.9 | 22.8 | 18 | 13 | 25.1 | 18.4 | 25 | 20.8 | 12.4 | 14.3 | 19.8 | 23.8 | 25 | 19 | 24.4 | 27.2 | 21 | 12.6 | 29.2 | 31.4 | 21.3 | 25.9 | 11.8 | 29.9 | 19 | 26.4 | 22.9 | 27.7 | 25.4 | 26.4 | 23 | 17.6 | 25.8 | 11.6 | 14 | 24 | 28.8 | 27.1 | 19.2 | 19.7 | 24.6 | 26 | 0
8748 | 26 | 16.1 | 26.6 | 22.7 | 18.3 | 25.8 | 24.1 | 17 | 25.8 | 27.5 | 21.2 | 26.5 | 15.5 | 28.2 | 25 | 16 | 20.3 | 14.4 | 24 | 19.6 | 16.7 | 26.2 | 20.6 | 26.1 | 22.5 | 19.2 | 15.4 | 20.7 | 25.3 | 26.4 | 20.9 | 25.4 | 28.5 | 22.4 | 12.8 | 31.7 | 32.1 | 23.2 | 26.5 | 14.3 | 31.3 | 18 | 28.2 | 25.1 | 28.6 | 27.1 | 28.1 | 24.6 | 18.5 | 27.2 | 12.8 | 14.1 | 25 | 29.8 | 27.6 | 20.6 | 21.5 | 27.5 | 26.5 | 0
8749 | 27.5 | 16.5 | 27.6 | 24.2 | 19.5 | 26.5 | 25 | 17.8 | 26.7 | 28.2 | 22.5 | 26.6 | 18.1 | 28.2 | 25.9 | 18.1 | 20.4 | 15.9 | 24.5 | 20.8 | 17.4 | 27.5 | 21.5 | 26.6 | 23.1 | 20.4 | 16 | 21.2 | 26.1 | 27.2 | 21.6 | 25.4 | 29.5 | 23.8 | 12.7 | 32.7 | 32.6 | 24.5 | 26.8 | 15.9 | 32.3 | 17.7 | 29.2 | 27.4 | 28.7 | 28.5 | 29.4 | 25.5 | 19.3 | 28.7 | 14.4 | 13.8 | 26 | 30.4 | 28.6 | 21.3 | 22.5 | 27.8 | 26.8 | 0
8750 | 28.9 | 17.5 | 29.3 | 25.5 | 19.5 | 27.1 | 26.5 | 18.4 | 26.9 | 29.9 | 22.8 | 25.6 | 19 | 27.7 | 26.4 | 19.5 | 19.8 | 17.9 | 24.4 | 20.6 | 18.3 | 28.3 | 22 | 26.4 | 24.3 | 21.1 | 16.5 | 21.4 | 26.4 | 26.2 | 21.6 | 25.8 | 30.4 | 25 | 12.6 | 33.7 | 32.4 | 25 | 28.2 | 16.9 | 33.2 | 17.2 | 29.2 | 28.2 | 28.7 | 29 | 29.6 | 25.8 | 18.6 | 30.1 | 15.4 | 14.2 | 26 | 30.2 | 28.6 | 21.2 | 23 | 28 | 26.6 | 0
8751 | 29.8 | 17.6 | 29.8 | 26 | 19.5 | 27.8 | 26.4 | 18.8 | 26.7 | 30.3 | 22.9 | 23.8 | 19.3 | 27.7 | 26.9 | 19.4 | 19.2 | 18 | 23.3 | 20.9 | 18.3 | 29.3 | 20.6 | 26.6 | 24.1 | 21.6 | 17 | 21.2 | 26.3 | 25.8 | 19.8 | 25 | 30.9 | 25.6 | 12.1 | 32.2 | 32.1 | 25.3 | 28.2 | 17.3 | 30.9 | 18.1 | 29 | 28.8 | 28.9 | 28.8 | 29.7 | 25 | 18.2 | 30.3 | 16 | 13.4 | 26.6 | 30.3 | 28.2 | 20.4 | 23 | 28 | 26.3 | 0
8752 | 30.5 | 17.1 | 29.6 | 25.7 | 20 | 27.5 | 25.9 | 19.2 | 26.5 | 29.9 | 22.2 | 21.9 | 18.4 | 27.7 | 27 | 18.6 | 18.1 | 18 | 21.8 | 20.1 | 17.7 | 29 | 18.8 | 26.1 | 24.8 | 21.6 | 17 | 20.4 | 25.5 | 24.6 | 17.8 | 25.5 | 30.9 | 25.5 | 12 | 31.2 | 31.1 | 25 | 28 | 17.3 | 30.2 | 18.7 | 28.5 | 28.7 | 28.7 | 27.4 | 28.6 | 23.5 | 17 | 30.3 | 15.2 | 12.7 | 26.2 | 29.9 | 28.6 | 19.3 | 22.5 | 27.7 | 25.7 | 0
8753 | 30.3 | 15.4 | 28.5 | 24.3 | 18.3 | 27.2 | 25 | 19.2 | 24.6 | 28.6 | 21.2 | 20.2 | 17.4 | 26.6 | 26.9 | 15.6 | 17 | 17.9 | 19.8 | 19.4 | 16.9 | 28.4 | 15.8 | 25.4 | 23.5 | 20.7 | 16.7 | 18.8 | 24 | 24.2 | 15.5 | 24 | 30.6 | 24.6 | 11.7 | 29.7 | 30 | 23.5 | 27.5 | 16.8 | 29.3 | 20.2 | 28 | 28.1 | 28.4 | 25.6 | 27 | 21.4 | 16.4 | 30 | 13.6 | 10.6 | 26 | 29.4 | 27.5 | 18 | 21.5 | 27.2 | 25 | 0
8754 | 28 | 13.4 | 26.2 | 22.3 | 16.5 | 26.2 | 24.3 | 18.4 | 22.8 | 26.2 | 19.5 | 19 | 15.6 | 25.5 | 25.9 | 12.6 | 15.6 | 17.1 | 18.2 | 16.9 | 15.8 | 26.9 | 13.6 | 23.3 | 21 | 19.7 | 16.5 | 16.4 | 21.7 | 22.8 | 14.6 | 22.4 | 29.3 | 23.3 | 11.3 | 28.2 | 28.3 | 21 | 26.2 | 16.1 | 28.3 | 20.9 | 27.1 | 27 | 27.2 | 23.4 | 24 | 19.6 | 15.1 | 28.9 | 11.1 | 9.1 | 24.4 | 28 | 26 | 16.8 | 19 | 26.2 | 24.2 | 0
8755 | 24.5 | 13.1 | 23 | 20.1 | 14.6 | 24.2 | 23.4 | 17.8 | 20.8 | 23 | 18.1 | 18 | 14.2 | 24.7 | 24.9 | 10.2 | 14.8 | 15.4 | 16.8 | 14.4 | 14 | 25 | 11 | 20.7 | 17.9 | 17.5 | 16 | 13.6 | 19.2 | 22.3 | 14.2 | 21.2 | 28.4 | 21.8 | 11.3 | 26.9 | 27 | 19 | 25.7 | 15 | 28.3 | 22.3 | 25.8 | 24.2 | 26.4 | 21.8 | 21 | 18.1 | 14.6 | 26.9 | 8.9 | 6.8 | 23.1 | 27.3 | 24.6 | 15.9 | 17.5 | 25.4 | 23.5 | 0
8756 | 21.9 | 12.2 | 21 | 18.2 | 13.3 | 23.3 | 22.3 | 17.6 | 20 | 18.6 | 16.6 | 17.2 | 12.4 | 23.7 | 24.2 | 8.9 | 14.3 | 14.9 | 16.2 | 11.2 | 12.8 | 23.8 | 9.6 | 17.6 | 16.5 | 16.2 | 15 | 11 | 16.6 | 21 | 14.8 | 20.4 | 27.6 | 20.6 | 11.4 | 26.7 | 25.8 | 18.5 | 25.4 | 13.7 | 27.5 | 23.2 | 24 | 22.7 | 25.7 | 20.8 | 18 | 17.2 | 13.6 | 25.3 | 7.2 | 5.6 | 21.2 | 26.9 | 24.1 | 15.2 | 16.5 | 24.4 | 23 | 0
8757 | 20.1 | 11.7 | 19.5 | 16.8 | 12.5 | 20.4 | 21.5 | 17.4 | 19.2 | 16.5 | 16 | 16.4 | 11.2 | 22.4 | 24 | 8.2 | 14.6 | 14.4 | 15.7 | 9.4 | 11.8 | 22.4 | 8 | 15.5 | 15.8 | 15 | 13.4 | 9.2 | 14.7 | 20.7 | 14.9 | 20.4 | 26.9 | 19.7 | 11.2 | 25.1 | 25.6 | 17.3 | 25 | 12.2 | 26.8 | 24.7 | 22.1 | 21.1 | 25.3 | 20.7 | 16.4 | 16.6 | 13.4 | 24.7 | 6.7 | 4.1 | 20.5 | 26 | 23.1 | 14.6 | 16 | 24 | 22.8 | 0
8758 | 29.4 | 11.1 | 18.4 | 16 | 12 | 20 | 21 | 17.4 | 18.4 | 15.9 | 15.4 | 15.8 | 9.7 | 21.9 | 23.4 | 7.4 | 14.6 | 13.5 | 15.7 | 7.7 | 10.8 | 21.6 | 7.5 | 14.1 | 15.2 | 14.2 | 12.5 | 8.6 | 13.5 | 19.4 | 15.1 | 18.4 | 26.1 | 19.2 | 11.3 | 23.3 | 25.3 | 17.2 | 24.8 | 10.8 | 26.2 | 25 | 20.2 | 20.2 | 24.6 | 20.7 | 15.3 | 16.2 | 12.6 | 23.4 | 6.7 | 3.9 | 19.7 | 25.7 | 22.7 | 14 | 15.6 | 23.6 | 22.6 | 0
8759 | 19.5 | 10.1 | 16.8 | 15.6 | 11.5 | 20.1 | 20.9 | 17.4 | 17.8 | 16 | 15.2 | 15.4 | 8.8 | 21.7 | 22.6 | 7.1 | 14.4 | 13.5 | 15.4 | 7.5 | 10 | 21.5 | 6.8 | 14 | 15.1 | 13.4 | 11.5 | 9 | 13 | 18.6 | 14.4 | 18.2 | 24.9 | 18.6 | 11.3 | 22.6 | 25.2 | 17.1 | 24.2 | 9.3 | 25.8 | 24.8 | 18.8 | 20 | 24 | 20.6 | 15.4 | 15.6 | 12 | 23.1 | 7.2 | 3.4 | 20 | 25.6 | 22.3 | 13.4 | 15.1 | 23 | 22.6 | 0
8760 | 19.4 | 10.1 | 16.5 | 15.3 | 10.8 | 19.5 | 20.1 | 16.8 | 17.2 | 15.5 | 14.5 | 15.2 | 7.7 | 21.9 | 20.9 | 6.3 | 13 | 12.6 | 15.2 | 6.9 | 9 | 20.3 | 7 | 14 | 15.8 | 13.2 | 11.5 | 9.8 | 12.7 | 16.6 | 14.1 | 17.4 | 23.2 | 17.9 | 11.2 | 21.7 | 24.2 | 16.5 | 23.2 | 7.9 | 25.4 | 22.6 | 17.9 | 19 | 23 | 19.7 | 15.1 | 14.9 | 10.6 | 22.4 | 7.2 | 3.8 | 19.6 | 25.2 | 22.5 | 12.8 | 15 | 22.7 | 22.4 | 0
Back to index
Back to index

## Select city (hidden)
Select city | Guwahati
Hours | Temparature (Degree C)
1 | 10.8
2 | 10
3 | 8.7
4 | 8.2
5 | 8.1
6 | 9.4
7 | 11
8 | 13.2
9 | 14.7
10 | 16.2
11 | 17
12 | 18.1
13 | 18.6
14 | 19
15 | 18.4
16 | 17.6
17 | 16
18 | 14.8
19 | 13.5
20 | 12.8
21 | 12.1
22 | 12
23 | 11.6
24 | 11.5
25 | 10.8
26 | 10
27 | 8.7
28 | 8.2
29 | 9
30 | 10.2
31 | 11.2
32 | 13.6
33 | 15
34 | 17.2
35 | 18.4
36 | 20.3
37 | 20.5
38 | 20.4
39 | 18.1
40 | 16.2
41 | 13.6
42 | 12.8
43 | 11.6
44 | 11.6
45 | 10.5
46 | 10.3
47 | 9.6
48 | 10.4
49 | 10.4
50 | 11
51 | 10
52 | 9.8
53 | 9.2
54 | 8.9
55 | 9.6
56 | 10.8
57 | 13.5
58 | 16.3
59 | 19.4
60 | 21.1
61 | 21.9
62 | 21.2
63 | 20.2
64 | 18.3
65 | 16.8
66 | 14.9
67 | 13.7
68 | 12.4
69 | 11.9
70 | 11.1
71 | 10.8
72 | 10
73 | 9.7
74 | 9.2
75 | 9.3
76 | 9.1
77 | 9.6
78 | 10.6
79 | 11.8
80 | 13.6
81 | 15.3
82 | 17.3
83 | 19
84 | 20.7
85 | 21.4
86 | 21.4
87 | 20.1
88 | 18.6
89 | 16.6
90 | 15.2
91 | 13.8
92 | 13
93 | 11.8
94 | 11.1
95 | 10.2
96 | 9.9
97 | 9.6
98 | 9.6
99 | 9.3
100 | 9.5
101 | 6.6
102 | 8.3
103 | 10.4
104 | 12.8
105 | 15.1
106 | 17.3
107 | 19.2
108 | 20.7
109 | 21.4
110 | 21.4
111 | 20.5
112 | 18.9
113 | 17
114 | 15.3
115 | 13.9
116 | 13
117 | 12.4
118 | 11.7
119 | 10.8
120 | 9.6
121 | 8
122 | 6.7
123 | 5.8
124 | 5.8
125 | 8.4
126 | 8.7
127 | 9.8
128 | 13.4
129 | 15.6
130 | 18.7
131 | 19.6
132 | 21.4
133 | 21.1
134 | 21.4
135 | 19.4
136 | 18.6
137 | 16.4
138 | 16
139 | 14.2
140 | 13.6
141 | 11.5
142 | 11.5
143 | 11.4
144 | 13.9
145 | 15
146 | 16
147 | 13.6
148 | 11.4
149 | 9
150 | 10.2
151 | 11.7
152 | 14.2
153 | 16.4
154 | 18.7
155 | 20.4
156 | 22
157 | 22.4
158 | 22.2
159 | 20.7
160 | 19
161 | 16.8
162 | 15.3
163 | 13.9
164 | 13.2
165 | 12.4
166 | 12.1
167 | 11.6
168 | 11.6
169 | 11
170 | 10.6
171 | 9.6
172 | 9.2
173 | 8.8
174 | 10
175 | 11.9
176 | 13.8
177 | 16.1
178 | 18.2
179 | 20.4
180 | 21.8
181 | 22.6
182 | 22.2
183 | 21.1
184 | 19.1
185 | 17
186 | 14.9
187 | 13.8
188 | 13.4
189 | 13.8
190 | 14
191 | 13.8
192 | 12.5
193 | 10.8
194 | 9
195 | 8.1
196 | 7.9
197 | 12.8
198 | 13.1
199 | 13.7
200 | 15.2
201 | 16.8
202 | 18.8
203 | 20.4
204 | 21.9
205 | 22.5
206 | 22.6
207 | 21.6
208 | 20.2
209 | 18.4
210 | 16.9
211 | 15.2
212 | 14
213 | 12.7
214 | 12.2
215 | 12
216 | 12.6
217 | 13
218 | 13.6
219 | 13.4
220 | 13.2
221 | 9.8
222 | 10.6
223 | 12.2
224 | 14.4
225 | 16.9
226 | 19.2
227 | 21
228 | 22.3
229 | 22.9
230 | 23
231 | 22.6
232 | 21.7
233 | 20.4
234 | 18.8
235 | 17.1
236 | 15.6
237 | 14.3
238 | 13.5
239 | 13
240 | 12.6
241 | 12.1
242 | 11.4
243 | 10.5
244 | 9.9
245 | 11.6
246 | 12.3
247 | 13.4
248 | 15.1
249 | 16.8
250 | 18.7
251 | 20.4
252 | 22
253 | 22.9
254 | 23.2
255 | 22.4
256 | 21.1
257 | 19.2
258 | 17.6
259 | 16.2
260 | 15.4
261 | 14.8
262 | 14.5
263 | 14.2
264 | 14
265 | 13.4
266 | 12.8
267 | 12
268 | 11.7
269 | 13
270 | 13.9
271 | 14.7
272 | 15.4
273 | 15.5
274 | 15.5
275 | 15.2
276 | 15.3
277 | 15.5
278 | 16
279 | 16.2
280 | 16.1
281 | 15.6
282 | 15.1
283 | 14.5
284 | 14.4
285 | 14.4
286 | 14.7
287 | 14.8
288 | 14.8
289 | 14.2
290 | 13.6
291 | 12.9
292 | 12.7
293 | 14.2
294 | 14.4
295 | 14.6
296 | 15.2
297 | 15.8
298 | 16.9
299 | 18
300 | 19.4
301 | 20.1
302 | 20.4
303 | 19.6
304 | 18.6
305 | 17.2
306 | 16.3
307 | 15.5
308 | 15.2
309 | 14.6
310 | 14.4
311 | 14
312 | 14.1
313 | 14.1
314 | 14.4
315 | 14.3
316 | 14.4
317 | 12
318 | 12
319 | 12.4
320 | 13.6
321 | 15.2
322 | 17.3
323 | 19.2
324 | 20.9
325 | 21.8
326 | 22
327 | 21.4
328 | 20.4
329 | 19.2
330 | 18.1
331 | 17.1
332 | 16.4
333 | 15.7
334 | 15.2
335 | 14.8
336 | 14.5
337 | 14.2
338 | 13.8
339 | 13.2
340 | 12.6
341 | 11.6
342 | 11.8
343 | 12.6
344 | 14.4
345 | 16.5
346 | 18.9
347 | 21
348 | 22.6
349 | 23.2
350 | 23
351 | 21.8
352 | 20.4
353 | 18.8
354 | 17.6
355 | 16.5
356 | 15.8
357 | 15.1
358 | 14.8
359 | 14.4
360 | 14.3
361 | 14
362 | 13.6
363 | 12.8
364 | 12.2
365 | 12.2
366 | 13
367 | 14
368 | 15.8
369 | 17.4
370 | 19.4
371 | 21
372 | 22.7
373 | 23.3
374 | 23.4
375 | 22.2
376 | 20.9
377 | 19.2
378 | 18.2
379 | 17.1
380 | 16.6
381 | 15.6
382 | 15.1
383 | 14.2
384 | 13.9
385 | 13.4
386 | 13.2
387 | 12.5
388 | 12.4
389 | 11.8
390 | 12.3
391 | 13.3
392 | 14.8
393 | 16.7
394 | 18.7
395 | 20.4
396 | 21.5
397 | 21.7
398 | 21.2
399 | 20.2
400 | 19.1
401 | 18.2
402 | 17.6
403 | 17.3
404 | 17
405 | 16.6
406 | 15.8
407 | 14.8
408 | 13.7
409 | 12.7
410 | 12
411 | 11.6
412 | 11.6
413 | 14.8
414 | 14.5
415 | 14.4
416 | 14.6
417 | 15.4
418 | 16.6
419 | 18
420 | 19.1
421 | 19.8
422 | 20
423 | 19.9
424 | 19.4
425 | 19
426 | 18.4
427 | 17.8
428 | 17
429 | 16.1
430 | 15.1
431 | 14.4
432 | 13.9
433 | 13.9
434 | 14.2
435 | 14.6
436 | 14.8
437 | 12.8
438 | 12.7
439 | 12.7
440 | 13.8
441 | 15
442 | 16.9
443 | 18.4
444 | 19.8
445 | 20.3
446 | 20.4
447 | 19.6
448 | 19.1
449 | 18.4
450 | 18.3
451 | 17.8
452 | 17.4
453 | 16.2
454 | 15.2
455 | 14.2
456 | 14
457 | 13.9
458 | 14.2
459 | 13.9
460 | 13.6
461 | 12.8
462 | 13.1
463 | 13.5
464 | 14.4
465 | 15.6
466 | 17.3
467 | 19
468 | 20.7
469 | 21.7
470 | 22
471 | 21.2
472 | 20
473 | 18.4
474 | 17.2
475 | 16.1
476 | 15.4
477 | 14.7
478 | 14.2
479 | 13.6
480 | 13.3
481 | 13
482 | 13
483 | 12.8
484 | 12.9
485 | 11
486 | 11.5
487 | 12.4
488 | 14
489 | 15.9
490 | 18.1
491 | 20
492 | 21.7
493 | 22.5
494 | 22.6
495 | 21.8
496 | 20.6
497 | 19
498 | 17.7
499 | 16.5
500 | 15.6
501 | 14.8
502 | 14.2
503 | 13.6
504 | 13.2
505 | 12.7
506 | 12.2
507 | 11.6
508 | 11.2
509 | 13.8
510 | 14.3
511 | 15.4
512 | 16.4
513 | 17.9
514 | 19.2
515 | 20.6
516 | 21.4
517 | 22.2
518 | 22.4
519 | 22.4
520 | 21.4
521 | 20
522 | 17.8
523 | 16
524 | 14.4
525 | 14
526 | 13.9
527 | 14.4
528 | 14.3
529 | 14.2
530 | 13.6
531 | 13.5
532 | 13.3
533 | 12.8
534 | 12.6
535 | 13.3
536 | 15.6
537 | 17.6
538 | 20.1
539 | 21.4
540 | 22.7
541 | 22.6
542 | 22.4
543 | 21
544 | 20
545 | 18.4
546 | 17.6
547 | 16.2
548 | 15.4
549 | 14.1
550 | 14.1
551 | 14.4
552 | 16.1
553 | 17
554 | 17.6
555 | 16.3
556 | 14.8
557 | 12.8
558 | 13
559 | 13.9
560 | 15
561 | 16.9
562 | 18.7
563 | 20.6
564 | 21.6
565 | 22.4
566 | 22.4
567 | 22.4
568 | 21.6
569 | 20.8
570 | 19.3
571 | 18.3
572 | 17.2
573 | 16.9
574 | 16.4
575 | 16.2
576 | 15.3
577 | 14.5
578 | 13.4
579 | 13
580 | 12.5
581 | 14.6
582 | 14.9
583 | 15.6
584 | 16.6
585 | 18
586 | 19.5
587 | 21
588 | 22.1
589 | 22.8
590 | 22.8
591 | 22.3
592 | 21.5
593 | 20.6
594 | 19.8
595 | 19.2
596 | 18.8
597 | 18.5
598 | 18.1
599 | 17.6
600 | 16.9
601 | 16.1
602 | 15.4
603 | 14.9
604 | 14.6
605 | 13.8
606 | 14.1
607 | 15.4
608 | 17.2
609 | 19.3
610 | 21
611 | 22.4
612 | 23.2
613 | 23.7
614 | 23.8
615 | 23.7
616 | 23
617 | 22
618 | 20.5
619 | 19
620 | 17.8
621 | 17.3
622 | 17.4
623 | 17.8
624 | 17.9
625 | 17.6
626 | 16.6
627 | 15.4
628 | 14.2
629 | 13
630 | 14
631 | 15.4
632 | 17.6
633 | 19.4
634 | 21.4
635 | 22.8
636 | 24.5
637 | 25.2
638 | 25.6
639 | 24.7
640 | 23.5
641 | 21.8
642 | 20.8
643 | 19.9
644 | 19.8
645 | 19.4
646 | 19.5
647 | 19
648 | 18.7
649 | 17.6
650 | 16.4
651 | 14.6
652 | 13.6
653 | 15.8
654 | 16.2
655 | 17
656 | 18.8
657 | 20.6
658 | 22.6
659 | 24
660 | 25.2
661 | 25.3
662 | 25.2
663 | 24.3
664 | 23.5
665 | 22.4
666 | 21.7
667 | 20.7
668 | 19.8
669 | 18.5
670 | 17.7
671 | 17
672 | 17.1
673 | 17
674 | 17.2
675 | 16.7
676 | 16.3
677 | 15.2
678 | 15.8
679 | 17
680 | 18.8
681 | 20.8
682 | 22.8
683 | 24.4
684 | 25.6
685 | 26.1
686 | 26
687 | 25.3
688 | 24.2
689 | 22.6
690 | 21
691 | 19.3
692 | 18
693 | 17.1
694 | 16.7
695 | 16.6
696 | 16.7
697 | 16.7
698 | 16.4
699 | 15.8
700 | 15.4
701 | 13.8
702 | 14.5
703 | 16.1
704 | 18.2
705 | 20.5
706 | 22.4
707 | 24
708 | 25.1
709 | 25.9
710 | 26.2
711 | 26
712 | 24.9
713 | 23
714 | 20.5
715 | 18.1
716 | 16.2
717 | 15.4
718 | 15.5
719 | 16.2
720 | 16.7
721 | 16.7
722 | 16
723 | 15
724 | 14
725 | 14
726 | 14.8
727 | 16.2
728 | 18
729 | 20
730 | 21.8
731 | 23.4
732 | 24.6
733 | 25.3
734 | 25.4
735 | 24.8
736 | 23.5
737 | 21.6
738 | 19.4
739 | 17.5
740 | 16.2
741 | 15.7
742 | 15.7
743 | 16
744 | 16.1
745 | 16.9
746 | 17.2
747 | 16.2
748 | 15.2
749 | 13.2
750 | 13.7
751 | 14.8
752 | 16.6
753 | 18.4
754 | 20.1
755 | 21.4
756 | 22.4
757 | 22.9
758 | 23.2
759 | 23
760 | 22.5
761 | 21.4
762 | 19.9
763 | 18.1
764 | 16.4
765 | 15.1
766 | 14.5
767 | 14.4
768 | 14.8
769 | 14.9
770 | 14.8
771 | 14.2
772 | 13.6
773 | 11.8
774 | 12.6
775 | 14.3
776 | 16.6
777 | 19.4
778 | 22.1
779 | 24.4
780 | 25.9
781 | 26.7
782 | 26.6
783 | 25.8
784 | 24.2
785 | 22.2
786 | 19.9
787 | 17.8
788 | 16
789 | 14.9
790 | 14.4
791 | 14.2
792 | 14
793 | 13.7
794 | 13
795 | 12.3
796 | 11.8
797 | 11.1
798 | 12
799 | 13.3
800 | 15.8
801 | 18.2
802 | 21.1
803 | 23.4
804 | 25.5
805 | 26.2
806 | 26
807 | 24.3
808 | 22.4
809 | 20
810 | 18.4
811 | 16.9
812 | 16.2
813 | 15.3
814 | 14.9
815 | 14.2
816 | 14
817 | 13.4
818 | 13
819 | 12
820 | 11.5
821 | 11.4
822 | 12.2
823 | 13.8
824 | 16.2
825 | 18.8
826 | 21.5
827 | 23.6
828 | 25.2
829 | 25.7
830 | 25.4
831 | 24.1
832 | 22.4
833 | 20.4
834 | 18.7
835 | 17.3
836 | 16.4
837 | 15.7
838 | 15.4
839 | 15
840 | 14.7
841 | 14
842 | 13.2
843 | 12.2
844 | 11.6
845 | 11
846 | 12.1
847 | 13.8
848 | 16
849 | 18
850 | 19.9
851 | 21.2
852 | 22.4
853 | 23
854 | 23.4
855 | 23.1
856 | 22.5
857 | 21.2
858 | 19.9
859 | 18.5
860 | 17.4
861 | 16.5
862 | 16.1
863 | 15.6
864 | 15.2
865 | 14.3
866 | 13.2
867 | 11.9
868 | 11.1
869 | 14
870 | 14
871 | 14.8
872 | 15.8
873 | 17.9
874 | 19.8
875 | 22
876 | 23
877 | 23.8
878 | 23.4
879 | 23.1
880 | 22
881 | 21
882 | 19.3
883 | 18.1
884 | 16.8
885 | 16.5
886 | 15.9
887 | 15.8
888 | 15
889 | 14.6
890 | 13.8
891 | 13.8
892 | 13.6
893 | 13.8
894 | 14.6
895 | 15.4
896 | 17.2
897 | 18.8
898 | 21
899 | 22.6
900 | 24.3
901 | 24.9
902 | 25
903 | 23.8
904 | 22.6
905 | 21
906 | 20
907 | 18.7
908 | 17.8
909 | 16.3
910 | 15.2
911 | 14
912 | 13.8
913 | 13.6
914 | 14
915 | 13.8
916 | 13.9
917 | 12
918 | 12.8
919 | 14.5
920 | 16.8
921 | 19.3
922 | 21.5
923 | 23.2
924 | 24.3
925 | 24.9
926 | 25
927 | 24.6
928 | 23.7
929 | 22.2
930 | 20.3
931 | 18.2
932 | 16.4
933 | 15.1
934 | 14.5
935 | 14.4
936 | 14.5
937 | 14.3
938 | 13.8
939 | 12.9
940 | 12.2
941 | 12.4
942 | 14
943 | 16.1
944 | 18.2
945 | 20.1
946 | 21.6
947 | 23
948 | 24.3
949 | 25.5
950 | 26.2
951 | 26.2
952 | 25
953 | 23
954 | 20.5
955 | 18.2
956 | 16.6
957 | 16
958 | 16.1
959 | 16.2
960 | 15.8
961 | 14.8
962 | 13.4
963 | 12.2
964 | 11.8
965 | 13.4
966 | 13.3
967 | 14.7
968 | 16.2
969 | 19.3
970 | 21.9
971 | 25
972 | 26.3
973 | 27.5
974 | 27.2
975 | 27.2
976 | 25.7
977 | 24.4
978 | 21.8
979 | 20.1
980 | 18.4
981 | 18.5
982 | 18.3
983 | 18.8
984 | 17.7
985 | 16.7
986 | 14.8
987 | 14.1
988 | 13.1
989 | 16.8
990 | 17.6
991 | 18.2
992 | 19.2
993 | 19.9
994 | 21.1
995 | 22.4
996 | 24.2
997 | 25.5
998 | 26.4
999 | 26
1000 | 25.1
1001 | 23.4
1002 | 22
1003 | 20.6
1004 | 19.8
1005 | 18.8
1006 | 18.3
1007 | 17.6
1008 | 17.4
1009 | 16.9
1010 | 16.8
1011 | 16.5
1012 | 16.6
1013 | 15.2
1014 | 16.2
1015 | 17.7
1016 | 19.2
1017 | 20.8
1018 | 22.3
1019 | 23.6
1020 | 24.6
1021 | 25.4
1022 | 25.6
1023 | 25.3
1024 | 24.3
1025 | 23
1026 | 21.5
1027 | 20.3
1028 | 19.4
1029 | 19
1030 | 18.7
1031 | 18.4
1032 | 17.7
1033 | 16.7
1034 | 15.6
1035 | 14.9
1036 | 14.7
1037 | 15.4
1038 | 16.6
1039 | 18.2
1040 | 20
1041 | 21.5
1042 | 22.6
1043 | 23.6
1044 | 24.5
1045 | 25.5
1046 | 26.2
1047 | 26.4
1048 | 25.8
1049 | 24.4
1050 | 22.6
1051 | 21
1052 | 20
1053 | 19.7
1054 | 19.9
1055 | 20
1056 | 19.7
1057 | 18.6
1058 | 17.2
1059 | 15.8
1060 | 15.1
1061 | 19.4
1062 | 19.3
1063 | 19.2
1064 | 19.4
1065 | 19.6
1066 | 20.2
1067 | 20.6
1068 | 21.1
1069 | 21.2
1070 | 21
1071 | 20.3
1072 | 19.7
1073 | 19
1074 | 18.6
1075 | 18.3
1076 | 18.2
1077 | 18
1078 | 18
1079 | 18
1080 | 18.4
1081 | 18.9
1082 | 19.4
1083 | 19.6
1084 | 19.6
1085 | 17
1086 | 17.5
1087 | 17.8
1088 | 19
1089 | 19.8
1090 | 21.2
1091 | 22.2
1092 | 23.7
1093 | 24.4
1094 | 24.9
1095 | 24.1
1096 | 23.4
1097 | 22
1098 | 21.3
1099 | 20
1100 | 19.2
1101 | 17.6
1102 | 16.8
1103 | 16
1104 | 16.5
1105 | 16.8
1106 | 17.6
1107 | 17.4
1108 | 17.5
1109 | 13.8
1110 | 15.2
1111 | 16.7
1112 | 19
1113 | 20.5
1114 | 22.3
1115 | 23.2
1116 | 24.6
1117 | 25.1
1118 | 25.6
1119 | 24.7
1120 | 24
1121 | 22.4
1122 | 21.6
1123 | 20.2
1124 | 19.4
1125 | 17.7
1126 | 16.8
1127 | 15.6
1128 | 15.5
1129 | 15
1130 | 15
1131 | 14.1
1132 | 14
1133 | 13.2
1134 | 14
1135 | 15.4
1136 | 17.2
1137 | 19
1138 | 20.6
1139 | 22
1140 | 23.2
1141 | 24.3
1142 | 25
1143 | 25.2
1144 | 24.8
1145 | 23.6
1146 | 21.9
1147 | 20
1148 | 18.4
1149 | 17.3
1150 | 16.7
1151 | 16.4
1152 | 16.1
1153 | 15.5
1154 | 14.6
1155 | 13.7
1156 | 13.1
1157 | 13.9
1158 | 14.6
1159 | 15.8
1160 | 17.2
1161 | 18.9
1162 | 20.6
1163 | 22.4
1164 | 23.9
1165 | 25.1
1166 | 25.6
1167 | 25.5
1168 | 24.4
1169 | 23
1170 | 21.3
1171 | 19.8
1172 | 18.8
1173 | 18.3
1174 | 18
1175 | 17.6
1176 | 16.8
1177 | 15.8
1178 | 14.6
1179 | 13.9
1180 | 13.5
1181 | 17
1182 | 17.3
1183 | 17.9
1184 | 18.8
1185 | 19.8
1186 | 21.1
1187 | 22.4
1188 | 23.8
1189 | 24.8
1190 | 25.4
1191 | 25.2
1192 | 24.3
1193 | 22.9
1194 | 21.3
1195 | 19.8
1196 | 18.8
1197 | 18.1
1198 | 18
1199 | 18
1200 | 18.1
1201 | 18
1202 | 17.8
1203 | 17.4
1204 | 17.1
1205 | 13.8
1206 | 14.5
1207 | 16.1
1208 | 18.6
1209 | 21
1210 | 23.3
1211 | 24.8
1212 | 25.9
1213 | 26.2
1214 | 26.2
1215 | 25.5
1216 | 24.5
1217 | 23
1218 | 21.5
1219 | 19.8
1220 | 18.4
1221 | 17.2
1222 | 16.7
1223 | 16.6
1224 | 16.9
1225 | 16.8
1226 | 16.4
1227 | 15.3
1228 | 14.4
1229 | 15.8
1230 | 16.9
1231 | 18
1232 | 19.2
1233 | 20.2
1234 | 21.3
1235 | 22.4
1236 | 23.7
1237 | 24.6
1238 | 25.1
1239 | 24.7
1240 | 23.7
1241 | 22
1242 | 20.4
1243 | 18.8
1244 | 17.8
1245 | 17
1246 | 16.6
1247 | 16.2
1248 | 15.9
1249 | 15.5
1250 | 15.2
1251 | 15
1252 | 15.2
1253 | 14.4
1254 | 14.9
1255 | 15.8
1256 | 17
1257 | 18.5
1258 | 20.1
1259 | 21.6
1260 | 22.7
1261 | 23.4
1262 | 23.4
1263 | 23
1264 | 22.2
1265 | 21.2
1266 | 20.2
1267 | 19.3
1268 | 18.6
1269 | 18.1
1270 | 17.6
1271 | 17
1272 | 16.3
1273 | 15.5
1274 | 14.8
1275 | 14.4
1276 | 14.2
1277 | 14.6
1278 | 15.1
1279 | 16
1280 | 17.6
1281 | 19.1
1282 | 20.8
1283 | 22
1284 | 23
1285 | 23.2
1286 | 23
1287 | 22.1
1288 | 21.3
1289 | 20.2
1290 | 19.5
1291 | 18.6
1292 | 18
1293 | 17.2
1294 | 16.7
1295 | 16.2
1296 | 16.2
1297 | 15.9
1298 | 15.8
1299 | 15.2
1300 | 14.9
1301 | 13
1302 | 14.1
1303 | 15.8
1304 | 18
1305 | 19.9
1306 | 21.5
1307 | 22.6
1308 | 23.6
1309 | 24.2
1310 | 24.8
1311 | 24.7
1312 | 24.1
1313 | 22.6
1314 | 20.7
1315 | 18.6
1316 | 16.8
1317 | 15.5
1318 | 15
1319 | 15
1320 | 15.3
1321 | 15.1
1322 | 14.6
1323 | 13.6
1324 | 13
1325 | 14.2
1326 | 15
1327 | 16.2
1328 | 17.4
1329 | 18.7
1330 | 19.6
1331 | 20.4
1332 | 20.9
1333 | 21.4
1334 | 21.6
1335 | 21.8
1336 | 21.3
1337 | 20.6
1338 | 19.3
1339 | 18.3
1340 | 17.4
1341 | 17.2
1342 | 17
1343 | 17
1344 | 16.4
1345 | 15.7
1346 | 14.6
1347 | 14
1348 | 13.7
1349 | 14.8
1350 | 15.2
1351 | 16
1352 | 17.2
1353 | 18.2
1354 | 18.9
1355 | 19
1356 | 18.8
1357 | 18.3
1358 | 18
1359 | 17.7
1360 | 17.6
1361 | 17.4
1362 | 17.2
1363 | 16.6
1364 | 16
1365 | 15.4
1366 | 15.1
1367 | 15.2
1368 | 15.7
1369 | 15.9
1370 | 16
1371 | 15.6
1372 | 15.1
1373 | 12.4
1374 | 13.2
1375 | 14.8
1376 | 16.6
1377 | 18.5
1378 | 20.1
1379 | 21.2
1380 | 21.8
1381 | 22
1382 | 21.8
1383 | 21.5
1384 | 21
1385 | 20.4
1386 | 19.7
1387 | 19.1
1388 | 18.6
1389 | 18.2
1390 | 17.8
1391 | 17.2
1392 | 16.3
1393 | 15.3
1394 | 14
1395 | 12.9
1396 | 12.3
1397 | 16.8
1398 | 17.2
1399 | 17.7
1400 | 18
1401 | 18.4
1402 | 18.5
1403 | 18.6
1404 | 18.5
1405 | 18.5
1406 | 18.4
1407 | 18.5
1408 | 18.4
1409 | 18.2
1410 | 17.7
1411 | 17.2
1412 | 16.6
1413 | 16.4
1414 | 16.2
1415 | 16.2
1416 | 16.1
1417 | 15.6
1418 | 14.6
1419 | 13.8
1420 | 13.8
1421 | 15.4
1422 | 16.1
1423 | 17.5
1424 | 19.4
1425 | 21.5
1426 | 23.4
1427 | 25
1428 | 26.1
1429 | 27
1430 | 27.4
1431 | 27.5
1432 | 26.8
1433 | 25.4
1434 | 23.3
1435 | 21.1
1436 | 19
1437 | 17.7
1438 | 17
1439 | 17
1440 | 17
1441 | 16.9
1442 | 16.4
1443 | 15.8
1444 | 15.3
1445 | 16
1446 | 17.1
1447 | 18.9
1448 | 20.8
1449 | 22.8
1450 | 24.4
1451 | 25.8
1452 | 26.7
1453 | 27.4
1454 | 27.6
1455 | 27.3
1456 | 26.4
1457 | 24.8
1458 | 22.7
1459 | 20.6
1460 | 18.8
1461 | 17.7
1462 | 17.1
1463 | 17
1464 | 16.8
1465 | 16.5
1466 | 16
1467 | 15.6
1468 | 15.5
1469 | 14
1470 | 15.1
1471 | 17.3
1472 | 19.6
1473 | 22.2
1474 | 24
1475 | 25.6
1476 | 26.4
1477 | 27.3
1478 | 27.6
1479 | 27.8
1480 | 27.1
1481 | 25.6
1482 | 23.1
1483 | 20.6
1484 | 18.4
1485 | 17.5
1486 | 17.1
1487 | 17.4
1488 | 17.1
1489 | 16.6
1490 | 15.3
1491 | 14.3
1492 | 13.6
1493 | 13.4
1494 | 15.1
1495 | 17.7
1496 | 21
1497 | 23.5
1498 | 25.5
1499 | 26.4
1500 | 27.3
1501 | 27.8
1502 | 28.4
1503 | 28.2
1504 | 27.5
1505 | 25.6
1506 | 23.4
1507 | 20.6
1508 | 18.6
1509 | 17
1510 | 16.8
1511 | 17
1512 | 17.7
1513 | 17.4
1514 | 16.6
1515 | 14.8
1516 | 13.7
1517 | 14.8
1518 | 15.9
1519 | 17.7
1520 | 19.8
1521 | 22
1522 | 23.9
1523 | 25.5
1524 | 26.8
1525 | 27.8
1526 | 28.4
1527 | 28.4
1528 | 27.4
1529 | 25.6
1530 | 23.2
1531 | 20.8
1532 | 18.8
1533 | 17.7
1534 | 17.3
1535 | 17.4
1536 | 17.3
1537 | 16.9
1538 | 16
1539 | 15.1
1540 | 14.6
1541 | 14.8
1542 | 16.2
1543 | 18.3
1544 | 21
1545 | 23.3
1546 | 25.3
1547 | 26.6
1548 | 27.7
1549 | 28.2
1550 | 28.6
1551 | 28.3
1552 | 27.6
1553 | 26.2
1554 | 24.6
1555 | 22.6
1556 | 21
1557 | 19.6
1558 | 18.9
1559 | 18.4
1560 | 18.3
1561 | 17.6
1562 | 16.8
1563 | 15.5
1564 | 14.8
1565 | 15.8
1566 | 17
1567 | 18.5
1568 | 20.6
1569 | 22.3
1570 | 24.3
1571 | 25.6
1572 | 26.9
1573 | 27.2
1574 | 27
1575 | 25.4
1576 | 23.6
1577 | 21.4
1578 | 19.9
1579 | 18.7
1580 | 18.4
1581 | 18
1582 | 18.2
1583 | 18
1584 | 18
1585 | 17.5
1586 | 17
1587 | 16.1
1588 | 15.8
1589 | 18
1590 | 17.9
1591 | 18.1
1592 | 18.8
1593 | 20
1594 | 21.5
1595 | 23
1596 | 24.2
1597 | 24.8
1598 | 24.8
1599 | 24.2
1600 | 23.1
1601 | 22
1602 | 20.9
1603 | 20.1
1604 | 19.4
1605 | 18.9
1606 | 18.6
1607 | 18.4
1608 | 18.3
1609 | 18.4
1610 | 18.4
1611 | 18.4
1612 | 18.2
1613 | 16.4
1614 | 17.2
1615 | 18.5
1616 | 20
1617 | 21.5
1618 | 22.9
1619 | 24
1620 | 24.9
1621 | 25.4
1622 | 25.6
1623 | 25.4
1624 | 24.8
1625 | 23.8
1626 | 22.7
1627 | 21.5
1628 | 20.6
1629 | 19.9
1630 | 19.4
1631 | 19
1632 | 18.6
1633 | 17.9
1634 | 17.2
1635 | 16.5
1636 | 16.2
1637 | 16.6
1638 | 18.1
1639 | 19.5
1640 | 20.8
1641 | 21.3
1642 | 21.9
1643 | 22.2
1644 | 23.1
1645 | 23.9
1646 | 24.8
1647 | 24.7
1648 | 24.3
1649 | 23
1650 | 21.9
1651 | 20.8
1652 | 20.4
1653 | 19.9
1654 | 19.9
1655 | 19.4
1656 | 18.9
1657 | 17.9
1658 | 17
1659 | 16.1
1660 | 16.1
1661 | 16.4
1662 | 16.5
1663 | 17
1664 | 17.8
1665 | 19.2
1666 | 20.7
1667 | 22.4
1668 | 23.6
1669 | 24.5
1670 | 24.6
1671 | 24.4
1672 | 23.7
1673 | 23
1674 | 22
1675 | 21.3
1676 | 20.6
1677 | 20.2
1678 | 19.7
1679 | 19.2
1680 | 18.4
1681 | 17.7
1682 | 17
1683 | 16.6
1684 | 16.4
1685 | 15.8
1686 | 16.7
1687 | 17.9
1688 | 19.6
1689 | 20.8
1690 | 21.9
1691 | 22.2
1692 | 22.5
1693 | 22.4
1694 | 22.4
1695 | 22
1696 | 21.7
1697 | 21
1698 | 20.5
1699 | 19.6
1700 | 19
1701 | 18.2
1702 | 17.9
1703 | 17.6
1704 | 17.7
1705 | 17.5
1706 | 17.2
1707 | 16.4
1708 | 16
1709 | 16.8
1710 | 17.6
1711 | 18.6
1712 | 19.8
1713 | 20.8
1714 | 21.7
1715 | 22.4
1716 | 23
1717 | 23.5
1718 | 24
1719 | 24.2
1720 | 23.9
1721 | 23.2
1722 | 22.1
1723 | 20.8
1724 | 19.6
1725 | 18.7
1726 | 18.1
1727 | 17.8
1728 | 17.6
1729 | 17.3
1730 | 17
1731 | 16.6
1732 | 16.5
1733 | 17.2
1734 | 17.4
1735 | 17.9
1736 | 18.6
1737 | 19.9
1738 | 21.3
1739 | 23
1740 | 24.3
1741 | 25.4
1742 | 25.8
1743 | 25.9
1744 | 25.3
1745 | 24.4
1746 | 22.9
1747 | 21.7
1748 | 20.4
1749 | 19.7
1750 | 19
1751 | 18.6
1752 | 17.9
1753 | 17.5
1754 | 17
1755 | 17
1756 | 16.9
1757 | 18
1758 | 18.3
1759 | 18.6
1760 | 19.2
1761 | 19.8
1762 | 20.7
1763 | 21.6
1764 | 22.8
1765 | 23.7
1766 | 24.4
1767 | 24.4
1768 | 24
1769 | 23
1770 | 22
1771 | 20.9
1772 | 20
1773 | 19.1
1774 | 18.6
1775 | 18.2
1776 | 18.2
1777 | 18.1
1778 | 18.2
1779 | 18.1
1780 | 18.1
1781 | 15.8
1782 | 17
1783 | 18.1
1784 | 20.4
1785 | 22
1786 | 24.5
1787 | 26
1788 | 27.9
1789 | 27.8
1790 | 27
1791 | 24
1792 | 21.3
1793 | 18.6
1794 | 18.1
1795 | 18
1796 | 19.2
1797 | 19.3
1798 | 19.6
1799 | 18.8
1800 | 18.7
1801 | 17.8
1802 | 17.6
1803 | 16.4
1804 | 16.2
1805 | 18.4
1806 | 18.8
1807 | 19.1
1808 | 19.6
1809 | 20
1810 | 20.7
1811 | 21.4
1812 | 22.4
1813 | 23
1814 | 23.4
1815 | 23
1816 | 22.3
1817 | 21.2
1818 | 20.4
1819 | 19.7
1820 | 19.4
1821 | 19
1822 | 18.9
1823 | 18.6
1824 | 18.6
1825 | 18.4
1826 | 18.4
1827 | 18.2
1828 | 18.3
1829 | 17.4
1830 | 18
1831 | 18.8
1832 | 20
1833 | 21.3
1834 | 22.7
1835 | 24
1836 | 25.2
1837 | 26.1
1838 | 26.6
1839 | 26.5
1840 | 26
1841 | 25.2
1842 | 24.3
1843 | 23.3
1844 | 22.4
1845 | 21.5
1846 | 20.8
1847 | 20
1848 | 19.3
1849 | 18.6
1850 | 18
1851 | 17.5
1852 | 17.3
1853 | 18.4
1854 | 18.9
1855 | 19.7
1856 | 21
1857 | 22.3
1858 | 23.8
1859 | 25
1860 | 26.2
1861 | 26.7
1862 | 26.8
1863 | 26
1864 | 24.9
1865 | 23.4
1866 | 22.2
1867 | 21
1868 | 20.2
1869 | 19.3
1870 | 18.9
1871 | 18.6
1872 | 18.8
1873 | 18.8
1874 | 19
1875 | 18.7
1876 | 18.6
1877 | 18.2
1878 | 18.4
1879 | 19.2
1880 | 19.8
1881 | 21.4
1882 | 22.7
1883 | 24.6
1884 | 25.7
1885 | 26.8
1886 | 27
1887 | 27.3
1888 | 26.5
1889 | 25.8
1890 | 24.3
1891 | 23.4
1892 | 22.4
1893 | 22.4
1894 | 22
1895 | 21.8
1896 | 20.6
1897 | 19.5
1898 | 18.2
1899 | 17.9
1900 | 17.6
1901 | 18.4
1902 | 18.2
1903 | 18.5
1904 | 19.8
1905 | 21.4
1906 | 23.6
1907 | 25.4
1908 | 27.1
1909 | 27.8
1910 | 28
1911 | 27.3
1912 | 26.4
1913 | 25.2
1914 | 24.3
1915 | 23.3
1916 | 22.4
1917 | 21.3
1918 | 20.6
1919 | 20
1920 | 20.1
1921 | 20.2
1922 | 20.4
1923 | 19.9
1924 | 19.3
1925 | 18.8
1926 | 18.6
1927 | 19.1
1928 | 19.8
1929 | 21.5
1930 | 23
1931 | 24.8
1932 | 25.6
1933 | 26.2
1934 | 26
1935 | 26
1936 | 25.3
1937 | 24.8
1938 | 23.6
1939 | 22.7
1940 | 21.6
1941 | 21.2
1942 | 20.6
1943 | 20.4
1944 | 19.7
1945 | 19.4
1946 | 18.8
1947 | 18.9
1948 | 18.6
1949 | 19.2
1950 | 19.5
1951 | 19.7
1952 | 20
1953 | 20.6
1954 | 21.6
1955 | 23
1956 | 24.5
1957 | 25.7
1958 | 26.2
1959 | 25.9
1960 | 25.1
1961 | 24
1962 | 23.2
1963 | 22.6
1964 | 22.4
1965 | 22.1
1966 | 21.7
1967 | 21
1968 | 20.2
1969 | 19.4
1970 | 19
1971 | 18.8
1972 | 19
1973 | 18.6
1974 | 19.3
1975 | 20.6
1976 | 22.4
1977 | 24.4
1978 | 26.3
1979 | 28
1980 | 29.2
1981 | 29.7
1982 | 29.6
1983 | 28.9
1984 | 28
1985 | 27
1986 | 26.2
1987 | 25.5
1988 | 25
1989 | 24.5
1990 | 23.8
1991 | 23
1992 | 22
1993 | 20.9
1994 | 19.8
1995 | 18.9
1996 | 18.5
1997 | 21
1998 | 21.6
1999 | 23.1
2000 | 24.8
2001 | 26.8
2002 | 28.4
2003 | 29.8
2004 | 30.5
2005 | 31
2006 | 31
2007 | 30.8
2008 | 30
2009 | 29
2010 | 27.6
2011 | 26.4
2012 | 25.4
2013 | 25.1
2014 | 25
2015 | 25
2016 | 24.5
2017 | 23.8
2018 | 22.6
2019 | 21.6
2020 | 20.9
2021 | 21.6
2022 | 23
2023 | 24.6
2024 | 26.4
2025 | 27.8
2026 | 29
2027 | 30
2028 | 31.1
2029 | 32.1
2030 | 32.8
2031 | 32.7
2032 | 32
2033 | 30.4
2034 | 28.7
2035 | 26.9
2036 | 25.8
2037 | 25.1
2038 | 24.9
2039 | 24.6
2040 | 24.2
2041 | 23.4
2042 | 22.4
2043 | 21.4
2044 | 21.2
2045 | 21.8
2046 | 22.5
2047 | 23.7
2048 | 25.4
2049 | 26.9
2050 | 28.4
2051 | 29.4
2052 | 30.4
2053 | 30.9
2054 | 31.4
2055 | 31.4
2056 | 31.1
2057 | 30.2
2058 | 29.1
2059 | 27.5
2060 | 26
2061 | 24.5
2062 | 23.6
2063 | 23
2064 | 23
2065 | 22.9
2066 | 22.8
2067 | 22.3
2068 | 21.9
2069 | 20.4
2070 | 21.4
2071 | 22.9
2072 | 25.4
2073 | 27.3
2074 | 29.3
2075 | 30.2
2076 | 31.3
2077 | 31.4
2078 | 31.6
2079 | 30.8
2080 | 30.2
2081 | 28.8
2082 | 27.9
2083 | 26.4
2084 | 25.2
2085 | 23.5
2086 | 22.8
2087 | 22.2
2088 | 22.7
2089 | 22.7
2090 | 22.8
2091 | 21.7
2092 | 21.1
2093 | 19.6
2094 | 20.4
2095 | 21.8
2096 | 23.6
2097 | 25.5
2098 | 27.4
2099 | 29
2100 | 30.2
2101 | 30.9
2102 | 31
2103 | 30.5
2104 | 29.5
2105 | 28.2
2106 | 27
2107 | 25.9
2108 | 25.2
2109 | 24.7
2110 | 24.3
2111 | 23.8
2112 | 23.1
2113 | 22.1
2114 | 21
2115 | 20
2116 | 19.5
2117 | 21
2118 | 21.9
2119 | 23.1
2120 | 25.4
2121 | 27.2
2122 | 29.2
2123 | 30.2
2124 | 31.1
2125 | 30.9
2126 | 30.4
2127 | 28.9
2128 | 27.7
2129 | 26.2
2130 | 25.6
2131 | 24.6
2132 | 24
2133 | 22.8
2134 | 22.2
2135 | 21.6
2136 | 22
2137 | 22.1
2138 | 22.4
2139 | 21.8
2140 | 21.5
2141 | 22
2142 | 22.3
2143 | 23.3
2144 | 24
2145 | 25.4
2146 | 25.9
2147 | 26.4
2148 | 25.7
2149 | 25.1
2150 | 24.2
2151 | 24.2
2152 | 24.1
2153 | 24.4
2154 | 24
2155 | 23.7
2156 | 23
2157 | 22.9
2158 | 22.5
2159 | 22.6
2160 | 22
2161 | 18.6
2162 | 18
2163 | 17.3
2164 | 17.3
2165 | 19.6
2166 | 20.3
2167 | 20.9
2168 | 22
2169 | 22.7
2170 | 23.6
2171 | 24.2
2172 | 25.1
2173 | 25.3
2174 | 25.4
2175 | 24.6
2176 | 23.9
2177 | 23
2178 | 22.8
2179 | 22.6
2180 | 22.8
2181 | 22.5
2182 | 22.3
2183 | 21.6
2184 | 21.3
2185 | 20.7
2186 | 20.4
2187 | 19.8
2188 | 19.7
2189 | 19.2
2190 | 19
2191 | 19.2
2192 | 19.8
2193 | 20.9
2194 | 22.1
2195 | 23.4
2196 | 24.3
2197 | 25
2198 | 25.2
2199 | 25.3
2200 | 25.1
2201 | 24.8
2202 | 24.1
2203 | 23.3
2204 | 22.2
2205 | 21.2
2206 | 20.3
2207 | 19.8
2208 | 19.4
2209 | 19.4
2210 | 19.4
2211 | 19.5
2212 | 19.3
2213 | 18.2
2214 | 19
2215 | 20.6
2216 | 22
2217 | 23.7
2218 | 24.9
2219 | 26.2
2220 | 27
2221 | 28.4
2222 | 29.4
2223 | 30.5
2224 | 30.4
2225 | 29.4
2226 | 26.9
2227 | 24.2
2228 | 21.6
2229 | 20.3
2230 | 19.7
2231 | 20
2232 | 19.8
2233 | 19.5
2234 | 18.6
2235 | 18.1
2236 | 17.7
2237 | 15.2
2238 | 18.8
2239 | 22.7
2240 | 27.2
2241 | 29.2
2242 | 30.5
2243 | 30
2244 | 30.6
2245 | 30.7
2246 | 31.8
2247 | 31.4
2248 | 30.7
2249 | 28.2
2250 | 26
2251 | 23
2252 | 21.4
2253 | 19.8
2254 | 20
2255 | 20
2256 | 20.8
2257 | 19.7
2258 | 18.4
2259 | 15.7
2260 | 14.9
2261 | 15.4
2262 | 18
2263 | 21.3
2264 | 25.2
2265 | 27.6
2266 | 29.5
2267 | 30
2268 | 30.9
2269 | 31.4
2270 | 32.2
2271 | 31.8
2272 | 31.1
2273 | 28.8
2274 | 26.5
2275 | 23.6
2276 | 21.8
2277 | 20.3
2278 | 20.2
2279 | 20.1
2280 | 20.5
2281 | 19.6
2282 | 18.4
2283 | 16.2
2284 | 15.3
2285 | 16.4
2286 | 18.1
2287 | 20.9
2288 | 24.4
2289 | 27.1
2290 | 29.2
2291 | 30.2
2292 | 31.3
2293 | 32
2294 | 32.8
2295 | 32.7
2296 | 31.8
2297 | 29.6
2298 | 27
2299 | 23.9
2300 | 21.8
2301 | 20.5
2302 | 20.6
2303 | 21.2
2304 | 22
2305 | 21.6
2306 | 20.4
2307 | 18.2
2308 | 16.8
2309 | 15.8
2310 | 18.5
2311 | 21.8
2312 | 25
2313 | 27.5
2314 | 29.2
2315 | 30.4
2316 | 31.3
2317 | 32
2318 | 32.4
2319 | 32.1
2320 | 30.9
2321 | 28.8
2322 | 26.4
2323 | 24.1
2324 | 22.6
2325 | 21.8
2326 | 21.4
2327 | 20.8
2328 | 19.7
2329 | 17.9
2330 | 16
2331 | 14.6
2332 | 14.4
2333 | 17.4
2334 | 18.7
2335 | 21.1
2336 | 24
2337 | 26.8
2338 | 29
2339 | 30.6
2340 | 31.5
2341 | 32.1
2342 | 32.4
2343 | 32.3
2344 | 31.6
2345 | 30.2
2346 | 28
2347 | 25.6
2348 | 23.4
2349 | 21.9
2350 | 21.2
2351 | 21
2352 | 20.8
2353 | 20.3
2354 | 19.2
2355 | 18
2356 | 17.2
2357 | 18
2358 | 19.3
2359 | 21.5
2360 | 24.4
2361 | 27.1
2362 | 29.5
2363 | 31.2
2364 | 32.3
2365 | 32.8
2366 | 33
2367 | 32.6
2368 | 32
2369 | 30.8
2370 | 29.4
2371 | 27.8
2372 | 26.4
2373 | 25.1
2374 | 24.2
2375 | 23.4
2376 | 22.6
2377 | 21.5
2378 | 20.2
2379 | 18.8
2380 | 18
2381 | 20.4
2382 | 22.1
2383 | 24.5
2384 | 27.2
2385 | 29.2
2386 | 30.5
2387 | 30.8
2388 | 31
2389 | 31.1
2390 | 31.4
2391 | 31.3
2392 | 30.8
2393 | 29.2
2394 | 27.1
2395 | 24.5
2396 | 22.4
2397 | 20.9
2398 | 20.7
2399 | 21
2400 | 21.8
2401 | 21.9
2402 | 21.6
2403 | 20.6
2404 | 20.1
2405 | 20.6
2406 | 22.4
2407 | 24
2408 | 26
2409 | 27.3
2410 | 28.9
2411 | 30.2
2412 | 32
2413 | 33.1
2414 | 34
2415 | 33.5
2416 | 33
2417 | 31.8
2418 | 31.4
2419 | 30.7
2420 | 30.4
2421 | 29.1
2422 | 27.8
2423 | 25.6
2424 | 23.9
2425 | 21.9
2426 | 20.8
2427 | 19.8
2428 | 20
2429 | 24.2
2430 | 24.2
2431 | 25.2
2432 | 27.2
2433 | 29.6
2434 | 32
2435 | 33.6
2436 | 34.5
2437 | 34.7
2438 | 34.6
2439 | 34.2
2440 | 33.5
2441 | 32.2
2442 | 30.2
2443 | 27.4
2444 | 24.4
2445 | 21.8
2446 | 20.5
2447 | 20.6
2448 | 21.9
2449 | 23.5
2450 | 24.8
2451 | 25.1
2452 | 24.8
2453 | 20.4
2454 | 21.8
2455 | 23.7
2456 | 25.6
2457 | 27.4
2458 | 29
2459 | 30.2
2460 | 31.1
2461 | 31.8
2462 | 32.2
2463 | 32.1
2464 | 31.4
2465 | 30.2
2466 | 28.5
2467 | 26.8
2468 | 25.2
2469 | 24.1
2470 | 23.3
2471 | 22.7
2472 | 21.9
2473 | 21.1
2474 | 20.2
2475 | 19.6
2476 | 19.6
2477 | 20.8
2478 | 21.7
2479 | 22.9
2480 | 24.8
2481 | 26.3
2482 | 27.9
2483 | 29
2484 | 30.2
2485 | 30.9
2486 | 31.4
2487 | 31.1
2488 | 30.6
2489 | 29.4
2490 | 28.4
2491 | 27
2492 | 26
2493 | 24.7
2494 | 24.1
2495 | 23.4
2496 | 23.3
2497 | 22.8
2498 | 22.4
2499 | 21.5
2500 | 21
2501 | 20.4
2502 | 22.1
2503 | 24.3
2504 | 26.6
2505 | 28.6
2506 | 30.1
2507 | 31.2
2508 | 31.9
2509 | 32.6
2510 | 33
2511 | 33.1
2512 | 32.4
2513 | 31
2514 | 28.8
2515 | 26.6
2516 | 24.6
2517 | 23.4
2518 | 22.7
2519 | 22.4
2520 | 21.9
2521 | 21.2
2522 | 20.2
2523 | 19.6
2524 | 19.5
2525 | 20.8
2526 | 21.9
2527 | 22.8
2528 | 24.8
2529 | 25.9
2530 | 27.8
2531 | 29
2532 | 30.8
2533 | 31.3
2534 | 31.4
2535 | 29.5
2536 | 27.8
2537 | 25.4
2538 | 24.4
2539 | 23.3
2540 | 23.2
2541 | 22.2
2542 | 22
2543 | 21.2
2544 | 21.6
2545 | 21.4
2546 | 21.8
2547 | 21.1
2548 | 21.2
2549 | 20.2
2550 | 21.7
2551 | 23.1
2552 | 25
2553 | 26.1
2554 | 27.4
2555 | 28.2
2556 | 29.5
2557 | 30.1
2558 | 30.6
2559 | 29.9
2560 | 29.1
2561 | 27.6
2562 | 26.7
2563 | 25.6
2564 | 25.1
2565 | 24.1
2566 | 23.5
2567 | 22.6
2568 | 22.3
2569 | 21.4
2570 | 21